## I-1a
Table I-1a: NYCA Baseline Energy and Demand Forecasts
Reflects Impacts of Energy Saving Programs & Behind-the-Meter Generation
2020 Long Term Forecast1 - 2020 to 2050
Energy - GWh |  |  |  | Summer Peak Demand - MW |  |  |  | Winter Peak Demand - MW
Year | Low3 | Baseline4 | High3 | Year | Low3 | Baseline4, 5 | High3 | Year | Low3 | Baseline4 | High3
2019 |  | 155848 |  | 2019 |  | 32357 |  | 2019-20 |  | 24123
2020 | 143145 | 149020 | 152393 | 2020 | 30910 | 32296 | 32452 | 2020-21 | 23574 | 24130 | 24214
2021 | 142930 | 150627 | 152913 | 2021 | 30790 | 32129 | 32502 | 2021-22 | 23549 | 24203 | 24582
2022 | 142179 | 152114 | 155360 | 2022 | 30611 | 32128 | 32743 | 2022-23 | 23490 | 24474 | 25250
2023 | 140911 | 150544 | 154380 | 2023 | 30388 | 31918 | 32611 | 2023-24 | 23443 | 24650 | 25661
2024 | 139547 | 149904 | 154424 | 2024 | 30060 | 31838 | 32623 | 2024-25 | 23313 | 24944 | 26230
2025 | 136806 | 149167 | 154785 | 2025 | 29648 | 31711 | 32641 | 2025-26 | 23152 | 25251 | 26881
2026 | 134365 | 148727 | 156208 | 2026 | 29278 | 31670 | 32863 | 2026-27 | 23013 | 25635 | 27758
2027 | 132343 | 148548 | 158091 | 2027 | 28968 | 31673 | 33163 | 2027-28 | 22909 | 25988 | 28638
2028 | 130816 | 148783 | 160411 | 2028 | 28736 | 31756 | 33562 | 2028-29 | 22860 | 26404 | 29602
2029 | 129768 | 149183 | 162808 | 2029 | 28581 | 31865 | 33976 | 2029-30 | 22862 | 26888 | 30683
2030 | 129172 | 149774 | 165269 | 2030 | 28499 | 31992 | 34380 | 2030-31 | 22912 | 27388 | 31788
2031 | 128895 | 150736 | 168085 | 2031 | 28460 | 32165 | 34815 | 2031-32 | 23000 | 27948 | 33015
2032 | 128849 | 152079 | 171286 | 2032 | 28443 | 32369 | 35281 | 2032-33 | 23121 | 28567 | 34348
2033 | 128935 | 153565 | 174720 | 2033 | 28435 | 32537 | 35707 | 2033-34 | 23253 | 29258 | 35905
2034 | 129113 | 155394 | 178600 | 2034 | 28427 | 32730 | 36176 | 2034-35 | 23405 | 30001 | 37662
2035 | 129338 | 157464 | 182874 | 2035 | 28414 | 32956 | 36691 | 2035-36 | 23565 | 30799 | 39592
2036 | 129613 | 159775 | 187436 | 2036 | 28390 | 33204 | 37228 | 2036-37 | 23732 | 31611 | 41630
2037 | 129917 | 162083 | 192007 | 2037 | 28364 | 33431 | 37765 | 2037-38 | 23898 | 32423 | 43706
2038 | 130251 | 164444 | 196634 | 2038 | 28325 | 33655 | 38303 | 2038-39 | 24068 | 33250 | 45799
2039 | 130613 | 166948 | 201427 | 2039 | 28276 | 33871 | 38865 | 2039-40 | 24233 | 34008 | 47912
2040 | 130998 | 169040 | 205705 | 2040 | 28214 | 34002 | 39337 | 2040-41 | 24393 | 34744 | 49888
2041 | 131422 | 171022 | 209474 | 2041 | 28135 | 34123 | 39781 | 2041-42 | 24559 | 35480 | 51707
2042 | 131900 | 172934 | 212961 | 2042 | 28049 | 34220 | 40207 | 2042-43 | 24732 | 36151 | 53359
2043 | 132450 | 174765 | 216133 | 2043 | 27950 | 34308 | 40607 | 2043-44 | 24922 | 36757 | 54827
2044 | 133101 | 176508 | 218974 | 2044 | 27857 | 34381 | 40983 | 2044-45 | 25129 | 37292 | 56106
2045 | 133841 | 178027 | 221337 | 2045 | 27758 | 34434 | 41328 | 2045-46 | 25355 | 37775 | 57202
2046 | 134681 | 179485 | 223449 | 2046 | 27662 | 34487 | 41655 | 2046-47 | 25602 | 38183 | 58129
2047 | 135588 | 180801 | 225323 | 2047 | 27570 | 34518 | 41965 | 2047-48 | 25871 | 38539 | 58948
2048 | 136564 | 182039 | 226998 | 2048 | 27476 | 34551 | 42269 | 2048-49 | 26151 | 38835 | 59643
2049 | 137563 | 183111 | 228535 | 2049 | 27382 | 34582 | 42579 | 2049-50 | 26437 | 39102 | 60326
2050 | 138621 | 184031 | 229679 | 2050 | 27279 | 34593 | 42849 | 2050-51 | 26741 | 39309 | 60790
Average Annual Growth - Percent
Period | Low | Baseline | High | Period | Low | Baseline | High | Period | Low | Baseline | High
2020-25 | -0.89% | 0.02% | 0.31% | 2020-25 | -0.82% | -0.36% | 0.12% | 2020-25 | -0.36% | 0.93% | 2.2%
2025-30 | -1.12% | 0.08% | 1.35% | 2025-30 | -0.78% | 0.18% | 1.07% | 2025-30 | -0.21% | 1.69% | 3.65%
2030-35 | 0.03% | 1.03% | 2.13% | 2030-35 | -0.06% | 0.6% | 1.34% | 2030-35 | 0.57% | 2.49% | 4.91%
2035-40 | 0.26% | 1.47% | 2.5% | 2035-40 | -0.14% | 0.63% | 1.44% | 2035-40 | 0.7% | 2.56% | 5.2%
2020-30 | -0.98% | 0.05% | 0.84% | 2020-30 | -0.78% | -0.09% | 0.59% | 2020-30 | -0.28% | 1.35% | 3.13%
2030-40 | 0.14% | 1.29% | 2.45% | 2030-40 | -0.1% | 0.63% | 1.44% | 2030-40 | 0.65% | 2.69% | 5.69%
2040-50 | 0.58% | 0.89% | 1.17% | 2040-50 | -0.33% | 0.17% | 0.89% | 2040-50 | 0.96% | 1.31% | 2.19%
2020-40 | -0.42% | 0.67% | 1.75% | 2020-40 | -0.44% | 0.26% | 1.06% | 2020-40 | 0.17% | 2.2% | 5.3%
2020-50 | -0.11% | 0.78% | 1.69% | 2020-50 | -0.39% | 0.24% | 1.07% | 2020-50 | 0.45% | 2.1% | 5.04%
Notes
1. All results in the Section I tables include transmission & distribution losses.
2. Summer Capability period is from May 1 to October 31. Winter Capability period is from November 1 of the current year to April 30 of the next year.
3. The low and high columns reflect the low load scenario forecast and high load scenario forecast under expected weather conditions.
These do not reflect the 90th and 10th percentile forecasts due to weather.
4. Energy and Peak figures for 2019 are weather-normalized. The values for the actual annual energy, summer peak, and winter peak are reported in Table I-4a.
5. The 2020 NYCA summer peak forecast is the same as the 2020 ICAP forecast.

## Scenarios
Load Scenario Summary

## Graphs
Figure I-1: NYCA Energy Forecasts – Annual Energy, GWh
Figure I-2: NYCA Summer Peak Forecasts – Coincident Peak, MW
Figure I-3: NYCA Winter Peak Forecasts – Coincident Peak, MW
Figure I-4: NYCA Baseline Peak Forecast Comparison – Coincident Peak, MW

## I-1b,c,d
Table I-1b: Summary of NYCA Baseline Annual Energy Forecasts - GWh | [8 empty] | Table I-1c: Summary of NYCA Baseline Summer Coincident Peak Demand Forecasts - MW | [8 empty] | Table I-1d: Summary of NYCA Winter Coincident Peak Demand Forecasts - MW
Year | (a) | (b) | (c) | (d) | (e) | (f) | (g) | (h) | Year | (a) | (b) | (c) | (d) | (e) | (f) | (g) | (h) | Year | (a) | (b) | (c) | (d) | (e) | (f) | (g) | (h)
|  | (-) | (-) | (-) | (+) | (+) | (+) | =a-b-c-d+e+f+g |  |  | (-) | (-) | (-) | (-) | (+) | (+) | =a-b-c-d-e+f+g |  |  | (-) | (-) | (-) | (-) | (+) | (+) | =a-b-c-d-e+f+g
| End-Use Energy | EE and C&S | Solar PV, BTM | Non-Solar DG, BTM | Storage Net Energy Consumption | EV Energy | Non-EV Electrification | Baseline Annual Energy Forecast |  | End-Use Peak Demand | EE and C&S | Solar PV, BTM | Non-Solar DG, BTM | BTM Storage Peak Reductions | EV Peak Demand | Non-EV Electrification | Baseline Summer Peak Forecast |  | End-Use Peak Demand | EE and C&S | Solar PV, BTM | Non-Solar DG, BTM | BTM Storage Peak Reductions | EV Peak Demand | Non-EV Electrification | Baseline Winter Peak Forecast
2020 | 154380 | 1885 | 2631 | 1252 | 19 | 199 | 190 | 149020 | 2020 | 33319 | 296 | 555 | 218 | 5 | 40 | 11 | 32296 | 2020-21 | 24523 | 299 | 0 | 218 | 8 | 66 | 66 | 24130
2021 | 158431 | 3959 | 3274 | 1416 | 43 | 345 | 457 | 150627 | 2021 | 33599 | 591 | 707 | 251 | 14 | 68 | 25 | 32129 | 2021-22 | 24733 | 600 | 0 | 251 | 13 | 113 | 221 | 24203
2022 | 161852 | 6200 | 3899 | 1059 | 67 | 538 | 815 | 152114 | 2022 | 33978 | 943 | 841 | 189 | 26 | 103 | 46 | 32128 | 2022-23 | 25009 | 926 | 0 | 189 | 27 | 173 | 434 | 24474
2023 | 162477 | 8599 | 4563 | 940 | 99 | 781 | 1289 | 150544 | 2023 | 34220 | 1322 | 986 | 169 | 44 | 147 | 72 | 31918 | 2023-24 | 25187 | 1270 | 0 | 169 | 45 | 246 | 701 | 24650
2024 | 163897 | 11081 | 5193 | 818 | 130 | 1085 | 1884 | 149904 | 2024 | 34555 | 1709 | 1102 | 148 | 63 | 201 | 104 | 31838 | 2024-25 | 25428 | 1638 | 0 | 148 | 61 | 332 | 1031 | 24944
2025 | 165132 | 13582 | 5738 | 852 | 160 | 1456 | 2591 | 149167 | 2025 | 34861 | 2108 | 1204 | 154 | 91 | 261 | 146 | 31711 | 2025-26 | 25641 | 2001 | 0 | 154 | 90 | 432 | 1423 | 25251
2026 | 166331 | 15937 | 6205 | 877 | 189 | 1889 | 3337 | 148727 | 2026 | 35208 | 2488 | 1287 | 158 | 125 | 333 | 187 | 31670 | 2026-27 | 25855 | 2335 | 0 | 158 | 119 | 554 | 1838 | 25635
2027 | 167305 | 18057 | 6591 | 900 | 221 | 2407 | 4163 | 148548 | 2027 | 35524 | 2825 | 1351 | 164 | 159 | 418 | 230 | 31673 | 2027-28 | 25952 | 2633 | 0 | 164 | 152 | 691 | 2294 | 25988
2028 | 168188 | 19921 | 6893 | 931 | 254 | 3031 | 5055 | 148783 | 2028 | 35848 | 3116 | 1392 | 170 | 206 | 513 | 279 | 31756 | 2028-29 | 26033 | 2899 | 0 | 170 | 195 | 848 | 2787 | 26404
2029 | 168789 | 21563 | 7130 | 956 | 281 | 3765 | 5997 | 149183 | 2029 | 36108 | 3360 | 1411 | 174 | 250 | 625 | 327 | 31865 | 2029-30 | 26104 | 3137 | 0 | 174 | 239 | 1026 | 3308 | 26888
2030 | 169249 | 23016 | 7289 | 973 | 309 | 4506 | 6988 | 149774 | 2030 | 36324 | 3579 | 1411 | 177 | 292 | 748 | 379 | 31992 | 2030-31 | 26121 | 3355 | 0 | 177 | 280 | 1221 | 3858 | 27388
2031 | 169706 | 24224 | 7410 | 999 | 339 | 5310 | 8014 | 150736 | 2031 | 36548 | 3760 | 1399 | 182 | 332 | 857 | 433 | 32165 | 2031-32 | 26160 | 3528 | 0 | 182 | 320 | 1391 | 4427 | 27948
2032 | 170096 | 25225 | 7515 | 1016 | 367 | 6184 | 9188 | 152079 | 2032 | 36767 | 3915 | 1387 | 185 | 370 | 966 | 493 | 32369 | 2032-33 | 26154 | 3675 | 0 | 185 | 353 | 1562 | 5064 | 28567
2033 | 170204 | 26052 | 7599 | 1033 | 395 | 7143 | 10507 | 153565 | 2033 | 36891 | 4039 | 1370 | 189 | 399 | 1077 | 566 | 32537 | 2033-34 | 26122 | 3795 | 0 | 189 | 381 | 1733 | 5768 | 29258
2034 | 170314 | 26754 | 7675 | 1058 | 423 | 8180 | 11964 | 155394 | 2034 | 37022 | 4152 | 1351 | 193 | 427 | 1191 | 640 | 32730 | 2034-35 | 26067 | 3900 | 0 | 193 | 413 | 1904 | 6536 | 30001
2035 | 170441 | 27360 | 7746 | 1073 | 450 | 9312 | 13440 | 157464 | 2035 | 37164 | 4252 | 1328 | 195 | 457 | 1306 | 718 | 32956 | 2035-36 | 26027 | 3989 | 0 | 195 | 442 | 2080 | 7318 | 30799
2036 | 170603 | 27871 | 7820 | 1088 | 474 | 10548 | 14929 | 159775 | 2036 | 37295 | 4328 | 1305 | 198 | 481 | 1426 | 795 | 33204 | 2036-37 | 25967 | 4062 | 0 | 198 | 467 | 2258 | 8113 | 31611
2037 | 170605 | 28325 | 7895 | 1110 | 491 | 11893 | 16424 | 162083 | 2037 | 37400 | 4397 | 1280 | 202 | 507 | 1546 | 871 | 33431 | 2037-38 | 25908 | 4129 | 0 | 202 | 491 | 2425 | 8912 | 32423
2038 | 170684 | 28759 | 7967 | 1123 | 508 | 13184 | 17917 | 164444 | 2038 | 37497 | 4466 | 1253 | 206 | 528 | 1662 | 949 | 33655 | 2038-39 | 25854 | 4195 | 0 | 206 | 514 | 2599 | 9712 | 33250
2039 | 170725 | 29180 | 8039 | 1134 | 523 | 14650 | 19403 | 166948 | 2039 | 37586 | 4528 | 1228 | 208 | 549 | 1774 | 1024 | 33871 | 2039-40 | 25766 | 4254 | 0 | 208 | 536 | 2736 | 10504 | 34008
2040 | 170698 | 29597 | 8113 | 1146 | 539 | 15785 | 20874 | 169040 | 2040 | 37639 | 4610 | 1205 | 210 | 567 | 1857 | 1098 | 34002 | 2040-41 | 25662 | 4314 | 0 | 210 | 554 | 2859 | 11301 | 34744
2041 | 170372 | 30001 | 8180 | 1158 | 553 | 16908 | 22528 | 171022 | 2041 | 37668 | 4672 | 1187 | 213 | 584 | 1928 | 1183 | 34123 | 2041-42 | 25500 | 4376 | 0 | 213 | 571 | 2961 | 12179 | 35480
2042 | 170135 | 30401 | 8254 | 1169 | 565 | 18001 | 24057 | 172934 | 2042 | 37705 | 4735 | 1174 | 215 | 600 | 1980 | 1259 | 34220 | 2042-43 | 25351 | 4432 | 0 | 215 | 590 | 3039 | 12998 | 36151
2043 | 170009 | 30790 | 8323 | 1181 | 574 | 19048 | 25428 | 174765 | 2043 | 37763 | 4797 | 1161 | 217 | 615 | 2012 | 1323 | 34308 | 2043-44 | 25243 | 4487 | 0 | 217 | 608 | 3084 | 13742 | 36757
2044 | 170017 | 31170 | 8399 | 1193 | 584 | 20051 | 26618 | 176508 | 2044 | 37827 | 4857 | 1151 | 219 | 630 | 2032 | 1379 | 34381 | 2044-45 | 25177 | 4546 | 0 | 219 | 627 | 3115 | 14392 | 37292
2045 | 169906 | 31538 | 8472 | 1204 | 594 | 21012 | 27729 | 178027 | 2045 | 37885 | 4918 | 1142 | 221 | 642 | 2041 | 1431 | 34434 | 2045-46 | 25107 | 4600 | 0 | 221 | 641 | 3130 | 15000 | 37775
2046 | 169869 | 31902 | 8543 | 1215 | 601 | 21932 | 28743 | 179485 | 2046 | 37960 | 4974 | 1134 | 223 | 659 | 2041 | 1476 | 34487 | 2046-47 | 25031 | 4651 | 0 | 223 | 658 | 3124 | 15560 | 38183
2047 | 169818 | 32253 | 8620 | 1226 | 609 | 22817 | 29656 | 180801 | 2047 | 38026 | 5031 | 1127 | 226 | 675 | 2033 | 1518 | 34518 | 2047-48 | 24959 | 4702 | 0 | 226 | 676 | 3109 | 16075 | 38539
2048 | 169831 | 32602 | 8693 | 1236 | 613 | 23671 | 30455 | 182039 | 2048 | 38107 | 5085 | 1120 | 228 | 688 | 2015 | 1550 | 34551 | 2048-49 | 24899 | 4755 | 0 | 228 | 693 | 3080 | 16532 | 38835
2049 | 169745 | 32937 | 8768 | 1247 | 619 | 24530 | 31169 | 183111 | 2049 | 38193 | 5141 | 1116 | 230 | 700 | 1995 | 1581 | 34582 | 2049-50 | 24848 | 4804 | 0 | 230 | 707 | 3050 | 16945 | 39102
2050 | 169698 | 33270 | 8842 | 1258 | 622 | 25324 | 31757 | 184031 | 2050 | 38268 | 5194 | 1115 | 232 | 707 | 1973 | 1600 | 34593 | 2050-51 | 24821 | 4854 | 0 | 232 | 718 | 3012 | 17280 | 39309
(a) - End-Use Energy Consumption - Reflects impacts of projected weather trends and economic growth | [8 empty] | (a) - End-Use Summer Peak Demand - Reflects impacts of projected weather trends and economic growth | [8 empty] | (a) - End-Use Winter Peak Demand - Reflects impacts of projected weather trends and economic growth
(b) - Table I-8a: Energy Efficiency and Codes & Standards Energy Impacts, Relative to 2019 | [8 empty] | (b) - Table I-8b: Energy Efficiency and Codes & Standards Summer Coincident Peak Demand Reductions, Relative to 2019 | [8 empty] | (b) - Table I-8c: Energy Efficiency and Codes & Standards Winter Coincident Peak Demand Reductions, Relative to 2019-20
(c) - Table I-9b: Solar PV Impacts, Behind-the-Meter - Total Reductions in Annual Energy | [8 empty] | (c) - Table I-9c: Solar PV Impacts, Behind-the-Meter, Total Reductions in Summer Coincident Peak Demand | [8 empty] | (c) - The forecast of solar PV-related reductions to the winter peak is zero because the system typically peaks after sunset
(d) - Table I-10b: Non-Solar Distributed Generation Impacts, Behind-the-Meter - Total Reductions in Annual Energy | [8 empty] | (d) - Table I-10c: Non-Solar Distributed Generation Impacts, Behind-the-Meter, Total Reductions in Coincident Peak Demand | [8 empty] | (d) - Table I-10c: Non-Solar Distributed Generation Impacts, Behind-the-Meter, Total Reductions in Coincident Peak Demand
(e) - Table I-12b: Storage Annual Net Energy Consumption, both wholesale and behind-the-meter (pumped storage is not included - see Table III-2 for current resources) | [8 empty] | (e) - Table I-12c: Storage Impacts, Behind-the-Meter, Reductions in Summer Coincident Peak Demand (pumped storage is not included - see Table III-2 for current resources) | [8 empty] | (e) - Table I-12d: Storage Impacts, Behind-the-Meter, Reductions in Winter Coincident Peak Demand (pumped storage is not included - see Table III-2 for current resources)
(f) - Table I-11a: Electric Vehicle Energy Usage | [8 empty] | (f) - Table I-11b: Electric Vehicle Summer Coincident Peak Demand | [8 empty] | (f) - Table I-11c: Electric Vehicle Winter Coincident Peak Demand
(g) - Table I-13a: Non-EV Electrification Energy Usage - end-use electrification including heat pumps, water heating, cooking, and other end-uses | [8 empty] | (g) - Table I-13b: Non-EV Electrification Summer Coincident Peak Demand - end-use electrification including heat pumps, water heating, cooking, and other end-uses | [8 empty] | (g) - Table I-13c: Non-EV Electrification Winter Coincident Peak Demand - end-use electrification including heat pumps, water heating, cooking, and other end-uses
(h) - Table I-2: Baseline Annual Energy Forecast | [8 empty] | (h) - Table I-3a: Baseline Summer Coincident Peak Demand Forecast | [8 empty] | (h) - Table I-3b: Baseline Winter Coincident Peak Demand Forecast

## I-2
Table I-2: Baseline Annual Energy, Historical and Forecast
Reflects Impacts of Energy Saving Programs & Behind-the-Meter Generation
Annual Energy by Zone - GWh
Year | A | B | C | D | E | F | G | H | I | J | K | NYCA
2010 | 15903 | 10128 | 16209 | 4312 | 7906 | 11394 | 10384 | 2969 | 6264 | 55114 | 22922 | 163505
2011 | 16017 | 10040 | 16167 | 5903 | 7752 | 11435 | 10066 | 2978 | 6208 | 54059 | 22704 | 163329
2012 | 15595 | 10009 | 16117 | 6574 | 7943 | 11846 | 9938 | 2930 | 6099 | 53487 | 22302 | 162840
2013 | 15790 | 9981 | 16368 | 6448 | 8312 | 12030 | 9965 | 2986 | 6204 | 53316 | 22114 | 163514
2014 | 15890 | 9902 | 16347 | 4835 | 8158 | 12010 | 9834 | 2886 | 6088 | 52541 | 21568 | 160059
2015 | 15761 | 9906 | 16299 | 4441 | 8141 | 12422 | 10065 | 2847 | 6299 | 53485 | 21906 | 161572
2016 | 15803 | 9995 | 16205 | 4389 | 7894 | 12298 | 9975 | 2856 | 6139 | 53653 | 21591 | 160798
2017 | 15261 | 9775 | 15819 | 4322 | 7761 | 11823 | 9669 | 2883 | 5976 | 52266 | 20815 | 156370
2018 | 15894 | 10090 | 16561 | 4670 | 7995 | 12375 | 9965 | 2807 | 6071 | 53360 | 21326 | 161114
2019 | 14872 | 9715 | 15809 | 4825 | 7868 | 11829 | 9574 | 2816 | 5976 | 52003 | 20545 | 155832
2020 | 14282 | 9468 | 15182 | 4818 | 7525 | 11449 | 9186 | 2669 | 5608 | 48964 | 19869 | 149020
2021 | 14441 | 9602 | 15400 | 5154 | 7584 | 11542 | 9259 | 2774 | 5590 | 49242 | 20039 | 150627
2022 | 14540 | 9697 | 15578 | 5431 | 7610 | 11612 | 9275 | 2847 | 5603 | 49715 | 20206 | 152114
2023 | 14446 | 9665 | 15557 | 5622 | 7531 | 11531 | 9163 | 2876 | 5500 | 48835 | 19818 | 150544
2024 | 14367 | 9643 | 15558 | 5777 | 7463 | 11475 | 9057 | 2899 | 5473 | 48628 | 19564 | 149904
2025 | 14280 | 9616 | 15538 | 5875 | 7396 | 11420 | 8951 | 2919 | 5452 | 48433 | 19287 | 149167
2026 | 14196 | 9585 | 15514 | 5930 | 7336 | 11375 | 8855 | 2935 | 5453 | 48444 | 19104 | 148727
2027 | 14111 | 9547 | 15478 | 5950 | 7282 | 11337 | 8776 | 2949 | 5466 | 48562 | 19090 | 148548
2028 | 14038 | 9510 | 15438 | 5948 | 7236 | 11312 | 8724 | 2963 | 5490 | 48777 | 19347 | 148783
2029 | 13976 | 9479 | 15399 | 5935 | 7201 | 11296 | 8701 | 2977 | 5528 | 49115 | 19576 | 149183
2030 | 13931 | 9461 | 15371 | 5925 | 7176 | 11293 | 8713 | 2994 | 5566 | 49450 | 19894 | 149774
2031 | 13906 | 9464 | 15360 | 5919 | 7165 | 11300 | 8757 | 3013 | 5625 | 49965 | 20262 | 150736
2032 | 13906 | 9492 | 15375 | 5919 | 7167 | 11320 | 8830 | 3038 | 5695 | 50588 | 20749 | 152079
2033 | 13926 | 9540 | 15411 | 5924 | 7181 | 11352 | 8924 | 3067 | 5775 | 51291 | 21174 | 153565
2034 | 13969 | 9607 | 15469 | 5936 | 7206 | 11397 | 9035 | 3101 | 5862 | 52053 | 21759 | 155394
2035 | 14033 | 9687 | 15547 | 5954 | 7242 | 11456 | 9158 | 3137 | 5956 | 52891 | 22403 | 157464
2036 | 14114 | 9778 | 15640 | 5976 | 7286 | 11528 | 9292 | 3174 | 6053 | 53740 | 23194 | 159775
2037 | 14204 | 9872 | 15737 | 5999 | 7334 | 11607 | 9430 | 3211 | 6152 | 54611 | 23926 | 162083
2038 | 14306 | 9973 | 15844 | 6023 | 7388 | 11693 | 9576 | 3247 | 6253 | 55502 | 24639 | 164444
2039 | 14416 | 10078 | 15957 | 6047 | 7446 | 11786 | 9729 | 3282 | 6353 | 56382 | 25472 | 166948
2040 | 14534 | 10186 | 16074 | 6070 | 7507 | 11881 | 9888 | 3315 | 6451 | 57242 | 25892 | 169040
2041 | 14653 | 10294 | 16191 | 6093 | 7569 | 11977 | 10048 | 3344 | 6545 | 58073 | 26235 | 171022
2042 | 14777 | 10403 | 16309 | 6114 | 7634 | 12073 | 10210 | 3370 | 6633 | 58850 | 26561 | 172934
2043 | 14901 | 10510 | 16425 | 6135 | 7698 | 12167 | 10372 | 3393 | 6715 | 59569 | 26880 | 174765
2044 | 15025 | 10614 | 16537 | 6155 | 7762 | 12258 | 10531 | 3412 | 6788 | 60217 | 27209 | 176508
2045 | 15144 | 10713 | 16641 | 6174 | 7823 | 12343 | 10685 | 3428 | 6855 | 60793 | 27428 | 178027
2046 | 15262 | 10809 | 16742 | 6192 | 7883 | 12425 | 10836 | 3441 | 6909 | 61276 | 27710 | 179485
2047 | 15380 | 10903 | 16838 | 6210 | 7942 | 12503 | 10984 | 3453 | 6954 | 61670 | 27964 | 180801
2048 | 15491 | 10990 | 16926 | 6226 | 7997 | 12575 | 11127 | 3462 | 6989 | 61979 | 28277 | 182039
2049 | 15602 | 11077 | 17013 | 6243 | 8052 | 12645 | 11269 | 3471 | 7019 | 62241 | 28479 | 183111
2050 | 15702 | 11153 | 17085 | 6256 | 8100 | 12704 | 11400 | 3477 | 7041 | 62432 | 28681 | 184031
Note: Historical values reflect actual experienced weather conditions. Forecasted values reflect expected weather conditions.

## I-3a
Table I-3a: Baseline Summer Coincident Peak Demand, Historical and Forecast
Reflects Impacts of Energy Saving Programs & Behind-the-Meter Generation
Coincident Summer Peak Demand by Zone - MW
Year | A | B | C | D | E | F | G | H | I | J | K | NYCA
2010 | 2663 | 1985 | 2846 | 552 | 1437 | 2339 | 2399 | 700 | 1487 | 11213 | 5832 | 33453
2011 | 2556 | 2019 | 2872 | 776 | 1447 | 2233 | 2415 | 730 | 1510 | 11374 | 5935 | 33867
2012 | 2743 | 2107 | 2888 | 774 | 1420 | 2388 | 2242 | 653 | 1393 | 10722 | 5109 | 32439
2013 | 2549 | 2030 | 2921 | 819 | 1540 | 2392 | 2358 | 721 | 1517 | 11456 | 5653 | 33956
2014 | 2227 | 1617 | 2574 | 527 | 1267 | 2033 | 2036 | 584 | 1333 | 10567 | 5017 | 29782
2015 | 2632 | 1926 | 2705 | 557 | 1376 | 2294 | 2151 | 617 | 1345 | 10410 | 5126 | 31139
2016 | 2672 | 2008 | 2812 | 561 | 1384 | 2328 | 2123 | 636 | 1392 | 10990 | 5169 | 32075
2017 | 2439 | 1800 | 2557 | 502 | 1152 | 2032 | 2063 | 607 | 1334 | 10241 | 4972 | 29699
2018 | 2391 | 1947 | 2747 | 600 | 1300 | 2378 | 2190 | 631 | 1393 | 10890 | 5394 | 31861
2019 | 2367 | 1841 | 2592 | 603 | 1305 | 2224 | 2180 | 652 | 1313 | 10015 | 5305 | 30397
2020 | 2662 | 1948 | 2728 | 583 | 1348 | 2352 | 2167 | 647 | 1430 | 11316 | 5115 | 32296
2021 | 2641 | 1943 | 2719 | 613 | 1329 | 2329 | 2153 | 646 | 1427 | 11300 | 5029 | 32129
2022 | 2626 | 1941 | 2715 | 640 | 1313 | 2313 | 2144 | 646 | 1435 | 11397 | 4958 | 32128
2023 | 2610 | 1938 | 2711 | 663 | 1297 | 2297 | 2134 | 646 | 1428 | 11362 | 4832 | 31918
2024 | 2597 | 1936 | 2708 | 682 | 1283 | 2285 | 2127 | 647 | 1429 | 11395 | 4749 | 31838
2025 | 2585 | 1935 | 2705 | 693 | 1271 | 2276 | 2118 | 647 | 1425 | 11390 | 4666 | 31711
2026 | 2575 | 1933 | 2702 | 699 | 1263 | 2271 | 2111 | 648 | 1431 | 11446 | 4591 | 31670
2027 | 2569 | 1932 | 2700 | 700 | 1257 | 2269 | 2104 | 648 | 1439 | 11504 | 4551 | 31673
2028 | 2567 | 1930 | 2698 | 699 | 1255 | 2271 | 2100 | 649 | 1446 | 11583 | 4558 | 31756
2029 | 2569 | 1928 | 2697 | 696 | 1255 | 2274 | 2099 | 649 | 1458 | 11670 | 4570 | 31865
2030 | 2572 | 1927 | 2696 | 694 | 1258 | 2279 | 2102 | 649 | 1469 | 11757 | 4589 | 31992
2031 | 2578 | 1928 | 2696 | 692 | 1262 | 2285 | 2109 | 650 | 1481 | 11868 | 4616 | 32165
2032 | 2586 | 1930 | 2696 | 691 | 1267 | 2290 | 2120 | 651 | 1495 | 11986 | 4657 | 32369
2033 | 2594 | 1935 | 2698 | 691 | 1272 | 2296 | 2132 | 652 | 1506 | 12073 | 4688 | 32537
2034 | 2605 | 1942 | 2701 | 690 | 1277 | 2302 | 2147 | 653 | 1517 | 12164 | 4732 | 32730
2035 | 2618 | 1950 | 2706 | 691 | 1284 | 2311 | 2163 | 655 | 1529 | 12270 | 4779 | 32956
2036 | 2632 | 1959 | 2713 | 691 | 1291 | 2321 | 2180 | 657 | 1541 | 12366 | 4853 | 33204
2037 | 2647 | 1968 | 2720 | 692 | 1298 | 2331 | 2197 | 658 | 1552 | 12455 | 4913 | 33431
2038 | 2662 | 1978 | 2727 | 693 | 1306 | 2343 | 2215 | 660 | 1561 | 12532 | 4978 | 33655
2039 | 2677 | 1987 | 2734 | 693 | 1313 | 2354 | 2233 | 661 | 1569 | 12601 | 5049 | 33871
2040 | 2691 | 1995 | 2740 | 694 | 1320 | 2365 | 2250 | 661 | 1573 | 12636 | 5077 | 34002
2041 | 2702 | 2002 | 2745 | 694 | 1327 | 2374 | 2267 | 660 | 1577 | 12670 | 5105 | 34123
2042 | 2713 | 2009 | 2749 | 694 | 1333 | 2382 | 2282 | 659 | 1582 | 12702 | 5115 | 34220
2043 | 2722 | 2014 | 2753 | 694 | 1338 | 2388 | 2297 | 658 | 1585 | 12728 | 5131 | 34308
2044 | 2729 | 2019 | 2755 | 694 | 1342 | 2393 | 2310 | 656 | 1588 | 12752 | 5143 | 34381
2045 | 2736 | 2023 | 2756 | 693 | 1346 | 2396 | 2322 | 654 | 1590 | 12772 | 5146 | 34434
2046 | 2742 | 2026 | 2756 | 693 | 1349 | 2399 | 2334 | 653 | 1592 | 12782 | 5161 | 34487
2047 | 2748 | 2029 | 2757 | 693 | 1353 | 2400 | 2345 | 651 | 1592 | 12787 | 5163 | 34518
2048 | 2752 | 2031 | 2756 | 693 | 1355 | 2401 | 2357 | 650 | 1592 | 12784 | 5180 | 34551
2049 | 2757 | 2033 | 2756 | 694 | 1358 | 2401 | 2368 | 648 | 1592 | 12777 | 5198 | 34582
2050 | 2761 | 2035 | 2755 | 694 | 1360 | 2401 | 2379 | 647 | 1590 | 12763 | 5208 | 34593
Note: Historical values reflect actual experienced weather conditions. Forecasted values reflect expected weather conditions.

## I-3b
Table I-3b: Baseline Winter Coincident Peak Demand, Historical and Forecast
Reflects Impacts of Energy Saving Programs & Behind-the-Meter Generation
Coincident Winter Peak Demand by Zone - MW
Year | A | B | C | D | E | F | G | H | I | J | K | NYCA
2010-11 | 2413 | 1606 | 2657 | 645 | 1296 | 1825 | 1586 | 526 | 927 | 7661 | 3512 | 24654
2011-12 | 2220 | 1535 | 2532 | 904 | 1243 | 1765 | 1618 | 490 | 893 | 7323 | 3378 | 23901
2012-13 | 2343 | 1568 | 2672 | 954 | 1348 | 1923 | 1539 | 510 | 947 | 7456 | 3399 | 24659
2013-14 | 2358 | 1645 | 2781 | 848 | 1415 | 1989 | 1700 | 625 | 974 | 7810 | 3594 | 25739
2014-15 | 2419 | 1617 | 2689 | 725 | 1339 | 1925 | 1556 | 537 | 954 | 7481 | 3406 | 24648
2015-16 | 2253 | 1486 | 2469 | 667 | 1307 | 1861 | 1496 | 453 | 889 | 7274 | 3164 | 23319
2016-17 | 2295 | 1600 | 2573 | 671 | 1395 | 1867 | 1549 | 530 | 917 | 7482 | 3285 | 24164
2017-18 | 2313 | 1533 | 2766 | 735 | 1398 | 2012 | 1638 | 506 | 933 | 7822 | 3425 | 25081
2018-19 | 2107 | 1566 | 2668 | 747 | 1416 | 2066 | 1618 | 534 | 941 | 7674 | 3390 | 24727
2019-20 | 2100 | 1460 | 2482 | 741 | 1305 | 1854 | 1468 | 479 | 842 | 7398 | 3124 | 23253
2020-21 | 2227 | 1559 | 2525 | 751 | 1330 | 1899 | 1563 | 493 | 858 | 7551 | 3374 | 24130
2021-22 | 2229 | 1556 | 2531 | 782 | 1331 | 1899 | 1558 | 494 | 866 | 7630 | 3327 | 24203
2022-23 | 2240 | 1557 | 2547 | 810 | 1336 | 1907 | 1555 | 498 | 887 | 7847 | 3290 | 24474
2023-24 | 2251 | 1559 | 2561 | 836 | 1342 | 1914 | 1551 | 501 | 900 | 7984 | 3251 | 24650
2024-25 | 2266 | 1564 | 2576 | 858 | 1349 | 1925 | 1548 | 505 | 922 | 8202 | 3229 | 24944
2025-26 | 2281 | 1569 | 2588 | 873 | 1356 | 1936 | 1545 | 509 | 947 | 8432 | 3215 | 25251
2026-27 | 2296 | 1575 | 2598 | 883 | 1363 | 1948 | 1543 | 513 | 979 | 8720 | 3217 | 25635
2027-28 | 2310 | 1581 | 2605 | 890 | 1368 | 1959 | 1543 | 517 | 1008 | 8971 | 3236 | 25988
2028-29 | 2325 | 1587 | 2610 | 893 | 1374 | 1971 | 1547 | 522 | 1038 | 9259 | 3278 | 26404
2029-30 | 2342 | 1594 | 2616 | 897 | 1381 | 1984 | 1555 | 527 | 1076 | 9591 | 3325 | 26888
2030-31 | 2360 | 1602 | 2624 | 901 | 1388 | 1999 | 1570 | 532 | 1115 | 9934 | 3363 | 27388
2031-32 | 2384 | 1614 | 2637 | 907 | 1399 | 2017 | 1591 | 538 | 1153 | 10285 | 3423 | 27948
2032-33 | 2413 | 1630 | 2656 | 914 | 1412 | 2039 | 1618 | 546 | 1195 | 10649 | 3495 | 28567
2033-34 | 2448 | 1651 | 2682 | 924 | 1428 | 2065 | 1651 | 555 | 1237 | 11027 | 3590 | 29258
2034-35 | 2490 | 1676 | 2713 | 935 | 1448 | 2096 | 1689 | 565 | 1278 | 11405 | 3706 | 30001
2035-36 | 2538 | 1705 | 2752 | 947 | 1471 | 2131 | 1731 | 576 | 1321 | 11786 | 3841 | 30799
2036-37 | 2591 | 1737 | 2794 | 961 | 1496 | 2169 | 1776 | 587 | 1351 | 12155 | 3994 | 31611
2037-38 | 2646 | 1771 | 2840 | 975 | 1523 | 2210 | 1825 | 599 | 1377 | 12514 | 4143 | 32423
2038-39 | 2705 | 1807 | 2889 | 991 | 1552 | 2253 | 1875 | 612 | 1400 | 12853 | 4313 | 33250
2039-40 | 2767 | 1844 | 2941 | 1007 | 1582 | 2297 | 1926 | 624 | 1419 | 13167 | 4434 | 34008
2040-41 | 2829 | 1883 | 2993 | 1023 | 1612 | 2342 | 1978 | 635 | 1436 | 13454 | 4559 | 34744
2041-42 | 2891 | 1921 | 3047 | 1040 | 1642 | 2386 | 2030 | 646 | 1450 | 13725 | 4702 | 35480
2042-43 | 2951 | 1959 | 3099 | 1056 | 1671 | 2427 | 2081 | 656 | 1461 | 13967 | 4823 | 36151
2043-44 | 3007 | 1995 | 3149 | 1072 | 1698 | 2465 | 2128 | 664 | 1469 | 14182 | 4928 | 36757
2044-45 | 3060 | 2029 | 3195 | 1087 | 1722 | 2500 | 2173 | 671 | 1475 | 14364 | 5016 | 37292
2045-46 | 3108 | 2061 | 3238 | 1102 | 1745 | 2530 | 2215 | 677 | 1479 | 14515 | 5105 | 37775
2046-47 | 3152 | 2090 | 3278 | 1115 | 1766 | 2556 | 2253 | 682 | 1483 | 14622 | 5186 | 38183
2047-48 | 3192 | 2118 | 3314 | 1129 | 1784 | 2580 | 2288 | 687 | 1484 | 14690 | 5273 | 38539
2048-49 | 3229 | 2144 | 3348 | 1142 | 1801 | 2600 | 2321 | 690 | 1484 | 14724 | 5352 | 38835
2049-50 | 3265 | 2170 | 3381 | 1154 | 1818 | 2620 | 2353 | 693 | 1484 | 14739 | 5425 | 39102
2050-51 | 3296 | 2193 | 3410 | 1166 | 1831 | 2636 | 2382 | 695 | 1484 | 14739 | 5477 | 39309
Note: Historical values reflect actual experienced weather conditions. Forecasted values reflect expected weather conditions.

## I-4a
Table I-4a: Baseline Summer Non-Coincident Peak Demand, Historical and Forecast
Reflects Impacts of Energy Saving Programs & Behind-the-Meter Generation
Non-Coincident Summer Peak Demand by Zone - MW
Year | A | B | C | D | E | F | G | H | I | J | K
2010 | 2768 | 2075 | 2932 | 566 | 1469 | 2379 | 2407 | 700 | 1492 | 11213 | 5832
2011 | 2921 | 2199 | 3042 | 811 | 1519 | 2425 | 2415 | 730 | 1512 | 11424 | 5935
2012 | 2746 | 2113 | 2889 | 809 | 1433 | 2388 | 2273 | 681 | 1414 | 11112 | 5516
2013 | 2821 | 2103 | 2998 | 822 | 1559 | 2423 | 2367 | 721 | 1517 | 11456 | 5747
2014 | 2620 | 1898 | 2832 | 552 | 1410 | 2300 | 2052 | 590 | 1348 | 10572 | 5035
2015 | 2728 | 1954 | 2815 | 595 | 1403 | 2306 | 2204 | 632 | 1398 | 10586 | 5236
2016 | 2800 | 2023 | 2830 | 704 | 1397 | 2342 | 2198 | 652 | 1392 | 10990 | 5394
2017 | 2494 | 1828 | 2649 | 736 | 1362 | 2192 | 2125 | 633 | 1395 | 10671 | 5121
2018 | 2769 | 2073 | 3021 | 620 | 1409 | 2424 | 2251 | 642 | 1399 | 11070 | 5394
2019 | 2620 | 1926 | 2705 | 609 | 1396 | 2301 | 2243 | 659 | 1392 | 10802 | 5438
2020 | 2844 | 2026 | 2846 | 617 | 1413 | 2428 | 2205 | 658 | 1454 | 11477 | 5227
2021 | 2821 | 2021 | 2837 | 649 | 1393 | 2405 | 2191 | 656 | 1451 | 11460 | 5139
2022 | 2805 | 2019 | 2833 | 677 | 1376 | 2388 | 2182 | 656 | 1459 | 11559 | 5067
2023 | 2788 | 2016 | 2829 | 702 | 1359 | 2372 | 2171 | 656 | 1452 | 11523 | 4938
2024 | 2774 | 2014 | 2825 | 722 | 1345 | 2359 | 2164 | 658 | 1453 | 11557 | 4853
2025 | 2762 | 2013 | 2822 | 733 | 1332 | 2350 | 2155 | 658 | 1449 | 11552 | 4768
2026 | 2751 | 2011 | 2819 | 740 | 1324 | 2345 | 2148 | 659 | 1455 | 11609 | 4692
2027 | 2744 | 2010 | 2817 | 741 | 1317 | 2343 | 2141 | 659 | 1463 | 11667 | 4651
2028 | 2742 | 2008 | 2815 | 740 | 1315 | 2345 | 2137 | 660 | 1470 | 11747 | 4658
2029 | 2744 | 2006 | 2814 | 736 | 1315 | 2348 | 2136 | 660 | 1483 | 11836 | 4670
2030 | 2748 | 2004 | 2813 | 734 | 1318 | 2353 | 2139 | 660 | 1494 | 11924 | 4690
2031 | 2754 | 2006 | 2813 | 732 | 1323 | 2359 | 2146 | 661 | 1506 | 12037 | 4717
2032 | 2763 | 2008 | 2813 | 731 | 1328 | 2364 | 2157 | 662 | 1520 | 12156 | 4759
2033 | 2771 | 2013 | 2815 | 731 | 1333 | 2371 | 2169 | 663 | 1531 | 12244 | 4791
2034 | 2783 | 2020 | 2818 | 730 | 1338 | 2377 | 2185 | 664 | 1543 | 12337 | 4836
2035 | 2797 | 2028 | 2823 | 731 | 1346 | 2386 | 2201 | 666 | 1555 | 12444 | 4884
2036 | 2812 | 2038 | 2831 | 731 | 1353 | 2396 | 2218 | 668 | 1567 | 12542 | 4960
2037 | 2828 | 2047 | 2838 | 732 | 1360 | 2407 | 2235 | 669 | 1578 | 12632 | 5021
2038 | 2844 | 2058 | 2845 | 733 | 1369 | 2419 | 2254 | 671 | 1587 | 12710 | 5087
2039 | 2860 | 2067 | 2853 | 733 | 1376 | 2430 | 2272 | 672 | 1596 | 12780 | 5160
2040 | 2875 | 2075 | 2859 | 734 | 1383 | 2442 | 2289 | 672 | 1600 | 12815 | 5188
2041 | 2887 | 2082 | 2864 | 734 | 1391 | 2451 | 2307 | 671 | 1604 | 12850 | 5217
2042 | 2898 | 2090 | 2868 | 734 | 1397 | 2459 | 2322 | 670 | 1609 | 12882 | 5227
2043 | 2908 | 2095 | 2872 | 734 | 1402 | 2466 | 2337 | 669 | 1612 | 12909 | 5244
2044 | 2915 | 2100 | 2874 | 734 | 1407 | 2471 | 2350 | 667 | 1615 | 12933 | 5256
2045 | 2923 | 2104 | 2876 | 733 | 1411 | 2474 | 2363 | 665 | 1617 | 12953 | 5259
2046 | 2929 | 2107 | 2876 | 733 | 1414 | 2477 | 2375 | 664 | 1619 | 12964 | 5274
2047 | 2936 | 2111 | 2877 | 733 | 1418 | 2478 | 2386 | 662 | 1619 | 12969 | 5276
2048 | 2940 | 2113 | 2876 | 733 | 1420 | 2479 | 2398 | 661 | 1619 | 12966 | 5294
2049 | 2945 | 2115 | 2876 | 734 | 1423 | 2479 | 2409 | 659 | 1619 | 12958 | 5312
2050 | 2950 | 2117 | 2874 | 734 | 1425 | 2479 | 2421 | 658 | 1617 | 12944 | 5322
Note: Historical values reflect actual experienced weather conditions. Forecasted values reflect expected weather conditions.

## I-4b
Table I-4b: Baseline Winter Non-Coincident Peak Demand, Historical and Forecast
Reflects Impacts of Energy Saving Programs & Behind-the-Meter Generation
Non-Coincident Winter Peak Demand by Zone - MW
Year | A | B | C | D | E | F | G | H | I | J | K
2010-11 | 2425 | 1608 | 2657 | 701 | 1359 | 1899 | 1586 | 580 | 975 | 7661 | 3555
2011-12 | 2241 | 1542 | 2532 | 906 | 1309 | 1792 | 1618 | 542 | 893 | 7532 | 3412
2012-13 | 2381 | 1594 | 2672 | 965 | 1356 | 1923 | 1539 | 525 | 965 | 7535 | 3399
2013-14 | 2430 | 1654 | 2781 | 899 | 1424 | 1998 | 1700 | 625 | 978 | 7896 | 3594
2014-15 | 2419 | 1629 | 2689 | 725 | 1423 | 1949 | 1583 | 537 | 954 | 7632 | 3406
2015-16 | 2285 | 1530 | 2540 | 704 | 1314 | 1895 | 1546 | 514 | 907 | 7362 | 3189
2016-17 | 2295 | 1600 | 2573 | 688 | 1395 | 1867 | 1553 | 554 | 921 | 7506 | 3320
2017-18 | 2333 | 1579 | 2766 | 736 | 1411 | 2025 | 1645 | 550 | 952 | 7822 | 3441
2018-19 | 2193 | 1603 | 2712 | 775 | 1419 | 2066 | 1618 | 534 | 941 | 7756 | 3390
2019-20 | 2137 | 1478 | 2482 | 746 | 1317 | 1859 | 1473 | 497 | 850 | 7398 | 3157
2020-21 | 2254 | 1580 | 2530 | 770 | 1362 | 1915 | 1574 | 517 | 871 | 7621 | 3393
2021-22 | 2256 | 1577 | 2536 | 802 | 1363 | 1915 | 1569 | 518 | 879 | 7701 | 3346
2022-23 | 2268 | 1578 | 2552 | 831 | 1368 | 1923 | 1566 | 522 | 900 | 7920 | 3309
2023-24 | 2279 | 1580 | 2566 | 858 | 1374 | 1930 | 1562 | 526 | 914 | 8058 | 3270
2024-25 | 2294 | 1585 | 2581 | 880 | 1382 | 1941 | 1559 | 530 | 936 | 8278 | 3247
2025-26 | 2309 | 1590 | 2593 | 896 | 1389 | 1952 | 1556 | 534 | 961 | 8510 | 3233
2026-27 | 2324 | 1596 | 2603 | 906 | 1396 | 1964 | 1554 | 538 | 994 | 8801 | 3235
2027-28 | 2338 | 1602 | 2610 | 913 | 1401 | 1975 | 1554 | 542 | 1023 | 9054 | 3254
2028-29 | 2354 | 1608 | 2615 | 916 | 1407 | 1987 | 1558 | 548 | 1054 | 9345 | 3297
2029-30 | 2371 | 1615 | 2621 | 920 | 1414 | 2000 | 1566 | 553 | 1092 | 9680 | 3344
2030-31 | 2389 | 1623 | 2630 | 924 | 1422 | 2015 | 1581 | 558 | 1132 | 10026 | 3382
2031-32 | 2413 | 1636 | 2643 | 930 | 1433 | 2034 | 1602 | 564 | 1170 | 10381 | 3443
2032-33 | 2443 | 1652 | 2662 | 938 | 1446 | 2056 | 1630 | 573 | 1213 | 10748 | 3515
2033-34 | 2478 | 1673 | 2688 | 948 | 1463 | 2082 | 1663 | 582 | 1256 | 11130 | 3610
2034-35 | 2521 | 1698 | 2719 | 959 | 1483 | 2113 | 1701 | 593 | 1297 | 11511 | 3727
2035-36 | 2569 | 1728 | 2758 | 972 | 1507 | 2148 | 1743 | 604 | 1341 | 11896 | 3863
2036-37 | 2623 | 1760 | 2800 | 986 | 1532 | 2187 | 1789 | 616 | 1371 | 12268 | 4017
2037-38 | 2679 | 1795 | 2846 | 1000 | 1560 | 2228 | 1838 | 628 | 1398 | 12630 | 4167
2038-39 | 2738 | 1831 | 2895 | 1017 | 1590 | 2271 | 1889 | 642 | 1421 | 12973 | 4338
2039-40 | 2801 | 1869 | 2947 | 1033 | 1620 | 2316 | 1940 | 655 | 1440 | 13289 | 4459
2040-41 | 2864 | 1908 | 2999 | 1049 | 1651 | 2361 | 1992 | 666 | 1458 | 13579 | 4585
2041-42 | 2927 | 1947 | 3053 | 1067 | 1682 | 2406 | 2045 | 678 | 1472 | 13853 | 4729
2042-43 | 2987 | 1985 | 3106 | 1083 | 1711 | 2447 | 2096 | 688 | 1483 | 14097 | 4850
2043-44 | 3044 | 2022 | 3156 | 1100 | 1739 | 2485 | 2143 | 697 | 1491 | 14314 | 4956
2044-45 | 3098 | 2056 | 3202 | 1115 | 1764 | 2521 | 2189 | 704 | 1497 | 14498 | 5045
2045-46 | 3146 | 2089 | 3245 | 1131 | 1787 | 2551 | 2231 | 710 | 1501 | 14650 | 5134
2046-47 | 3191 | 2118 | 3285 | 1144 | 1809 | 2577 | 2269 | 715 | 1505 | 14758 | 5216
2047-48 | 3231 | 2146 | 3321 | 1158 | 1827 | 2601 | 2304 | 721 | 1506 | 14827 | 5303
2048-49 | 3269 | 2173 | 3355 | 1172 | 1845 | 2621 | 2338 | 724 | 1506 | 14861 | 5383
2049-50 | 3305 | 2199 | 3388 | 1184 | 1862 | 2641 | 2370 | 727 | 1506 | 14876 | 5456
2050-51 | 3337 | 2222 | 3417 | 1196 | 1875 | 2658 | 2399 | 729 | 1506 | 14876 | 5508
Note: Historical values reflect actual experienced weather conditions. Forecasted values reflect expected weather conditions.

## I-5
Table I-5: Baseline Peak Demand in G-to-J Locality, Historical and Forecast
Reflects Impacts of Energy Saving Programs & Behind-the-Meter Generation
G-to-J Locality Summer Peak Demand by Zone - MW | [5 empty] | G-to-J Locality Winter Peak Demand by Zone - MW
Year | G | H | I | J | G-J | Year | G | H | I | J | G-J
2010 | 2399 | 700 | 1487 | 11213 | 15799 | 2010-11 | 1586 | 526 | 927 | 7661 | 10700
2011 | 2415 | 730 | 1510 | 11374 | 16029 | 2011-12 | 1527 | 527 | 878 | 7417 | 10349
2012 | 2273 | 657 | 1414 | 11098 | 15442 | 2012-13 | 1539 | 510 | 947 | 7456 | 10452
2013 | 2358 | 721 | 1517 | 11456 | 16052 | 2013-14 | 1683 | 601 | 965 | 7896 | 11145
2014 | 2046 | 585 | 1348 | 10572 | 14551 | 2014-15 | 1500 | 515 | 941 | 7632 | 10588
2015 | 2168 | 629 | 1398 | 10583 | 14778 | 2015-16 | 1524 | 442 | 896 | 7297 | 10159
2016 | 2123 | 636 | 1392 | 10990 | 15141 | 2016-17 | 1549 | 530 | 917 | 7483 | 10479
2017 | 2125 | 611 | 1367 | 10671 | 14774 | 2017-18 | 1638 | 506 | 933 | 7822 | 10899
2018 | 2130 | 642 | 1379 | 10979 | 15130 | 2018-19 | 1593 | 521 | 941 | 7727 | 10782
2019 | 1992 | 582 | 1336 | 10767 | 14677 | 2019-20 | 1468 | 479 | 842 | 7398 | 10187
2020 | 2186 | 653 | 1442 | 11414 | 15695 | 2020-21 | 1561 | 482 | 858 | 7602 | 10503
2021 | 2172 | 651 | 1439 | 11398 | 15660 | 2021-22 | 1556 | 483 | 866 | 7681 | 10586
2022 | 2163 | 651 | 1447 | 11496 | 15757 | 2022-23 | 1553 | 487 | 887 | 7900 | 10827
2023 | 2153 | 651 | 1440 | 11461 | 15705 | 2023-24 | 1549 | 490 | 900 | 8037 | 10976
2024 | 2145 | 653 | 1441 | 11494 | 15733 | 2024-25 | 1546 | 494 | 922 | 8257 | 11219
2025 | 2136 | 653 | 1437 | 11489 | 15715 | 2025-26 | 1543 | 498 | 947 | 8488 | 11476
2026 | 2129 | 654 | 1443 | 11546 | 15772 | 2026-27 | 1541 | 501 | 979 | 8778 | 11799
2027 | 2122 | 654 | 1451 | 11604 | 15831 | 2027-28 | 1541 | 505 | 1008 | 9031 | 12085
2028 | 2118 | 655 | 1459 | 11684 | 15916 | 2028-29 | 1545 | 510 | 1038 | 9321 | 12414
2029 | 2117 | 655 | 1471 | 11772 | 16015 | 2029-30 | 1553 | 515 | 1076 | 9655 | 12799
2030 | 2120 | 655 | 1482 | 11859 | 16116 | 2030-31 | 1568 | 520 | 1115 | 10001 | 13204
2031 | 2127 | 656 | 1494 | 11971 | 16248 | 2031-32 | 1589 | 526 | 1153 | 10354 | 13622
2032 | 2138 | 657 | 1508 | 12090 | 16393 | 2032-33 | 1616 | 534 | 1195 | 10720 | 14065
2033 | 2151 | 658 | 1519 | 12178 | 16506 | 2033-34 | 1649 | 543 | 1237 | 11101 | 14530
2034 | 2166 | 659 | 1530 | 12270 | 16625 | 2034-35 | 1687 | 552 | 1278 | 11481 | 14998
2035 | 2182 | 661 | 1542 | 12377 | 16762 | 2035-36 | 1729 | 563 | 1321 | 11865 | 15478
2036 | 2199 | 663 | 1554 | 12474 | 16890 | 2036-37 | 1774 | 574 | 1351 | 12236 | 15935
2037 | 2216 | 664 | 1565 | 12563 | 17008 | 2037-38 | 1823 | 586 | 1377 | 12598 | 16384
2038 | 2234 | 666 | 1575 | 12641 | 17116 | 2038-39 | 1873 | 598 | 1400 | 12939 | 16810
2039 | 2252 | 667 | 1583 | 12711 | 17213 | 2039-40 | 1924 | 610 | 1419 | 13255 | 17208
2040 | 2270 | 667 | 1587 | 12746 | 17270 | 2040-41 | 1976 | 621 | 1436 | 13544 | 17577
2041 | 2287 | 666 | 1591 | 12780 | 17324 | 2041-42 | 2028 | 631 | 1450 | 13817 | 17926
2042 | 2302 | 665 | 1596 | 12813 | 17376 | 2042-43 | 2079 | 641 | 1461 | 14061 | 18242
2043 | 2317 | 664 | 1599 | 12839 | 17419 | 2043-44 | 2126 | 649 | 1469 | 14277 | 18521
2044 | 2330 | 662 | 1602 | 12863 | 17457 | 2044-45 | 2171 | 656 | 1475 | 14460 | 18762
2045 | 2342 | 660 | 1604 | 12883 | 17489 | 2045-46 | 2213 | 662 | 1479 | 14612 | 18966
2046 | 2354 | 659 | 1606 | 12893 | 17512 | 2046-47 | 2251 | 667 | 1483 | 14720 | 19121
2047 | 2365 | 657 | 1606 | 12898 | 17526 | 2047-48 | 2285 | 672 | 1484 | 14788 | 19229
2048 | 2377 | 656 | 1606 | 12895 | 17534 | 2048-49 | 2318 | 674 | 1484 | 14823 | 19299
2049 | 2389 | 654 | 1606 | 12888 | 17537 | 2049-50 | 2350 | 677 | 1484 | 14838 | 19349
2050 | 2400 | 653 | 1604 | 12874 | 17531 | 2050-51 | 2379 | 679 | 1484 | 14838 | 19380
Note: Historical values reflect actual experienced weather conditions. Forecasted values reflect expected weather conditions.

## I-6a
Table I-6a: 90th Percentile Forecast of Baseline Energy due to Weather
Reflects Impacts of Energy Saving Programs & Behind-the-Meter Generation
90th Percentile of Annual Energy due to Weather - GWh
Year | A | B | C | D | E | F | G | H | I | J | K | NYCA
2020 | 14413 | 9581 | 15320 | 4839 | 7596 | 11577 | 9312 | 2716 | 5685 | 49625 | 20167 | 150831
2021 | 14574 | 9716 | 15540 | 5176 | 7656 | 11671 | 9386 | 2823 | 5667 | 49907 | 20340 | 152456
2022 | 14674 | 9812 | 15720 | 5454 | 7682 | 11742 | 9402 | 2897 | 5680 | 50386 | 20509 | 153958
2023 | 14579 | 9780 | 15699 | 5646 | 7603 | 11660 | 9289 | 2927 | 5576 | 49494 | 20115 | 152368
2024 | 14499 | 9758 | 15700 | 5802 | 7534 | 11604 | 9181 | 2950 | 5549 | 49284 | 19857 | 151718
2025 | 14411 | 9730 | 15679 | 5900 | 7466 | 11548 | 9074 | 2971 | 5527 | 49087 | 19576 | 150969
2026 | 14327 | 9699 | 15655 | 5955 | 7406 | 11502 | 8976 | 2987 | 5528 | 49098 | 19391 | 150524
2027 | 14241 | 9661 | 15619 | 5976 | 7351 | 11464 | 8896 | 3001 | 5541 | 49218 | 19376 | 150344
2028 | 14167 | 9623 | 15578 | 5974 | 7305 | 11439 | 8844 | 3015 | 5566 | 49435 | 19637 | 150583
2029 | 14105 | 9592 | 15539 | 5961 | 7269 | 11423 | 8820 | 3030 | 5604 | 49778 | 19870 | 150991
2030 | 14059 | 9574 | 15511 | 5950 | 7244 | 11419 | 8832 | 3047 | 5643 | 50118 | 20192 | 151589
2031 | 14034 | 9577 | 15500 | 5944 | 7233 | 11427 | 8877 | 3066 | 5703 | 50640 | 20566 | 152567
2032 | 14034 | 9605 | 15515 | 5944 | 7235 | 11447 | 8951 | 3092 | 5774 | 51271 | 21060 | 153928
2033 | 14054 | 9654 | 15551 | 5949 | 7249 | 11479 | 9046 | 3121 | 5855 | 51983 | 21492 | 155433
2034 | 14098 | 9721 | 15610 | 5962 | 7274 | 11525 | 9159 | 3156 | 5943 | 52756 | 22085 | 157289
2035 | 14162 | 9802 | 15688 | 5980 | 7311 | 11584 | 9283 | 3193 | 6038 | 53605 | 22739 | 159385
2036 | 14244 | 9894 | 15782 | 6002 | 7355 | 11657 | 9419 | 3230 | 6137 | 54465 | 23542 | 161727
2037 | 14335 | 9989 | 15880 | 6025 | 7404 | 11737 | 9559 | 3268 | 6237 | 55348 | 24285 | 164067
2038 | 14438 | 10092 | 15988 | 6049 | 7458 | 11824 | 9707 | 3304 | 6339 | 56251 | 25009 | 166459
2039 | 14549 | 10198 | 16102 | 6073 | 7517 | 11918 | 9862 | 3340 | 6441 | 57143 | 25854 | 168997
2040 | 14668 | 10307 | 16220 | 6096 | 7578 | 12014 | 10023 | 3374 | 6540 | 58015 | 26280 | 171115
2041 | 14788 | 10416 | 16338 | 6119 | 7641 | 12111 | 10186 | 3403 | 6635 | 58857 | 26629 | 173123
2042 | 14913 | 10527 | 16457 | 6140 | 7707 | 12208 | 10350 | 3430 | 6725 | 59644 | 26959 | 175060
2043 | 15038 | 10635 | 16574 | 6161 | 7771 | 12303 | 10514 | 3453 | 6808 | 60373 | 27283 | 176913
2044 | 15163 | 10740 | 16687 | 6181 | 7836 | 12395 | 10675 | 3472 | 6882 | 61030 | 27617 | 178678
2045 | 15283 | 10840 | 16792 | 6201 | 7897 | 12481 | 10831 | 3489 | 6950 | 61614 | 27839 | 180217
2046 | 15402 | 10938 | 16894 | 6219 | 7958 | 12564 | 10984 | 3502 | 7004 | 62103 | 28126 | 181694
2047 | 15521 | 11033 | 16991 | 6237 | 8017 | 12643 | 11134 | 3514 | 7050 | 62503 | 28383 | 183026
2048 | 15634 | 11121 | 17080 | 6253 | 8073 | 12716 | 11279 | 3523 | 7085 | 62816 | 28701 | 184281
2049 | 15746 | 11209 | 17168 | 6270 | 8128 | 12787 | 11423 | 3532 | 7116 | 63081 | 28906 | 185366
2050 | 15846 | 11286 | 17240 | 6283 | 8177 | 12846 | 11556 | 3539 | 7138 | 63275 | 29111 | 186297
Note: 90th percentile energy forecast is representative of weather conditions above expected in summer and below expected in winter.

## I-6b
Table I-6b: 10th Percentile Forecast of Baseline Energy due to Weather
Reflects Impacts of Energy Saving Programs & Behind-the-Meter Generation
10th Percentile of Annual Energy due to Weather - GWh
Year | A | B | C | D | E | F | G | H | I | J | K | NYCA
2020 | 14151 | 9355 | 15044 | 4797 | 7454 | 11321 | 9060 | 2622 | 5531 | 48303 | 19571 | 147209
2021 | 14308 | 9488 | 15260 | 5132 | 7512 | 11413 | 9132 | 2725 | 5513 | 48577 | 19738 | 148798
2022 | 14406 | 9582 | 15436 | 5408 | 7538 | 11482 | 9148 | 2797 | 5526 | 49044 | 19903 | 150270
2023 | 14313 | 9550 | 15415 | 5598 | 7459 | 11402 | 9037 | 2825 | 5424 | 48176 | 19521 | 148720
2024 | 14235 | 9528 | 15416 | 5752 | 7392 | 11346 | 8933 | 2848 | 5397 | 47972 | 19271 | 148090
2025 | 14149 | 9502 | 15397 | 5850 | 7326 | 11292 | 8828 | 2867 | 5377 | 47779 | 18998 | 147365
2026 | 14065 | 9471 | 15373 | 5905 | 7266 | 11248 | 8734 | 2883 | 5378 | 47790 | 18817 | 146930
2027 | 13981 | 9433 | 15337 | 5924 | 7213 | 11210 | 8656 | 2897 | 5391 | 47906 | 18804 | 146752
2028 | 13909 | 9397 | 15298 | 5922 | 7167 | 11185 | 8604 | 2911 | 5414 | 48119 | 19057 | 146983
2029 | 13847 | 9366 | 15259 | 5909 | 7133 | 11169 | 8582 | 2924 | 5452 | 48452 | 19282 | 147375
2030 | 13803 | 9348 | 15231 | 5900 | 7108 | 11167 | 8594 | 2941 | 5489 | 48782 | 19596 | 147959
2031 | 13778 | 9351 | 15220 | 5894 | 7097 | 11173 | 8637 | 2960 | 5547 | 49290 | 19958 | 148905
2032 | 13778 | 9379 | 15235 | 5894 | 7099 | 11193 | 8709 | 2984 | 5616 | 49905 | 20438 | 150230
2033 | 13798 | 9426 | 15271 | 5899 | 7113 | 11225 | 8802 | 3013 | 5695 | 50599 | 20856 | 151697
2034 | 13840 | 9493 | 15328 | 5910 | 7138 | 11269 | 8911 | 3046 | 5781 | 51350 | 21433 | 153499
2035 | 13904 | 9572 | 15406 | 5928 | 7173 | 11328 | 9033 | 3081 | 5874 | 52177 | 22067 | 155543
2036 | 13984 | 9662 | 15498 | 5950 | 7217 | 11399 | 9165 | 3118 | 5969 | 53015 | 22846 | 157823
2037 | 14073 | 9755 | 15594 | 5973 | 7264 | 11477 | 9301 | 3154 | 6067 | 53874 | 23567 | 160099
2038 | 14174 | 9854 | 15700 | 5997 | 7318 | 11562 | 9445 | 3190 | 6167 | 54753 | 24269 | 162429
2039 | 14283 | 9958 | 15812 | 6021 | 7375 | 11654 | 9596 | 3224 | 6265 | 55621 | 25090 | 164899
2040 | 14400 | 10065 | 15928 | 6044 | 7436 | 11748 | 9753 | 3256 | 6362 | 56469 | 25504 | 166965
2041 | 14518 | 10172 | 16044 | 6067 | 7497 | 11843 | 9910 | 3285 | 6455 | 57289 | 25841 | 168921
2042 | 14641 | 10279 | 16161 | 6088 | 7561 | 11938 | 10070 | 3310 | 6541 | 58056 | 26163 | 170808
2043 | 14764 | 10385 | 16276 | 6109 | 7625 | 12031 | 10230 | 3333 | 6622 | 58765 | 26477 | 172617
2044 | 14887 | 10488 | 16387 | 6129 | 7688 | 12121 | 10387 | 3352 | 6694 | 59404 | 26801 | 174338
2045 | 15005 | 10586 | 16490 | 6147 | 7749 | 12205 | 10539 | 3367 | 6760 | 59972 | 27017 | 175837
2046 | 15122 | 10680 | 16590 | 6165 | 7808 | 12286 | 10688 | 3380 | 6814 | 60449 | 27294 | 177276
2047 | 15239 | 10773 | 16685 | 6183 | 7867 | 12363 | 10834 | 3392 | 6858 | 60837 | 27545 | 178576
2048 | 15348 | 10859 | 16772 | 6199 | 7921 | 12434 | 10975 | 3401 | 6893 | 61142 | 27853 | 179797
2049 | 15458 | 10945 | 16858 | 6216 | 7976 | 12503 | 11115 | 3410 | 6922 | 61401 | 28052 | 180856
2050 | 15558 | 11020 | 16930 | 6229 | 8023 | 12562 | 11244 | 3415 | 6944 | 61589 | 28251 | 181765
Note: 10th percentile energy forecast is representative of weather conditions below expected in summer and above expected in winter.

## I-7a
Table I-7a: 90th Percentile Forecast of Baseline Summer Coincident Peak Demand due to Weather
Reflects Impacts of Energy Saving Programs & Behind-the-Meter Generation
90th Percentile of Summer Coincident Peak Demand due to Weather - MW
Year | A | B | C | D | E | F | G | H | I | J | K | NYCA
2020 | 2845 | 2082 | 2915 | 623 | 1441 | 2521 | 2322 | 681 | 1505 | 11720 | 5556 | 34211
2021 | 2822 | 2076 | 2906 | 655 | 1420 | 2496 | 2307 | 680 | 1502 | 11704 | 5463 | 34031
2022 | 2806 | 2074 | 2901 | 684 | 1403 | 2479 | 2298 | 680 | 1510 | 11804 | 5385 | 34024
2023 | 2789 | 2071 | 2897 | 709 | 1386 | 2462 | 2287 | 680 | 1503 | 11768 | 5249 | 33801
2024 | 2775 | 2069 | 2894 | 729 | 1371 | 2449 | 2280 | 681 | 1504 | 11802 | 5158 | 33712
2025 | 2763 | 2068 | 2891 | 741 | 1358 | 2439 | 2270 | 681 | 1500 | 11797 | 5068 | 33576
2026 | 2752 | 2066 | 2888 | 747 | 1350 | 2434 | 2262 | 682 | 1506 | 11855 | 4987 | 33529
2027 | 2745 | 2065 | 2885 | 748 | 1343 | 2432 | 2255 | 682 | 1514 | 11915 | 4943 | 33527
2028 | 2743 | 2063 | 2883 | 747 | 1341 | 2434 | 2251 | 683 | 1522 | 11997 | 4951 | 33615
2029 | 2745 | 2060 | 2882 | 744 | 1341 | 2437 | 2250 | 683 | 1534 | 12087 | 4964 | 33727
2030 | 2749 | 2059 | 2881 | 742 | 1344 | 2443 | 2253 | 683 | 1546 | 12177 | 4985 | 33862
2031 | 2755 | 2060 | 2881 | 740 | 1349 | 2449 | 2260 | 684 | 1559 | 12292 | 5014 | 34043
2032 | 2764 | 2063 | 2881 | 738 | 1354 | 2454 | 2272 | 685 | 1573 | 12414 | 5058 | 34256
2033 | 2772 | 2068 | 2883 | 738 | 1359 | 2461 | 2285 | 686 | 1585 | 12504 | 5092 | 34433
2034 | 2784 | 2075 | 2887 | 737 | 1365 | 2467 | 2301 | 687 | 1597 | 12599 | 5140 | 34639
2035 | 2798 | 2084 | 2892 | 738 | 1372 | 2477 | 2318 | 689 | 1609 | 12708 | 5191 | 34876
2036 | 2813 | 2094 | 2899 | 738 | 1380 | 2488 | 2336 | 691 | 1622 | 12808 | 5271 | 35140
2037 | 2829 | 2103 | 2907 | 740 | 1387 | 2498 | 2355 | 692 | 1633 | 12900 | 5337 | 35381
2038 | 2845 | 2114 | 2914 | 741 | 1396 | 2511 | 2374 | 695 | 1643 | 12980 | 5407 | 35620
2039 | 2861 | 2123 | 2922 | 741 | 1403 | 2523 | 2393 | 696 | 1651 | 13051 | 5484 | 35848
2040 | 2876 | 2132 | 2928 | 742 | 1411 | 2535 | 2411 | 696 | 1655 | 13087 | 5515 | 35988
2041 | 2888 | 2140 | 2934 | 742 | 1418 | 2544 | 2430 | 695 | 1660 | 13123 | 5545 | 36119
2042 | 2899 | 2147 | 2938 | 742 | 1425 | 2553 | 2446 | 694 | 1665 | 13156 | 5556 | 36221
2043 | 2909 | 2152 | 2942 | 742 | 1430 | 2559 | 2462 | 692 | 1668 | 13183 | 5573 | 36312
2044 | 2916 | 2158 | 2944 | 742 | 1434 | 2565 | 2476 | 690 | 1671 | 13208 | 5586 | 36390
2045 | 2924 | 2162 | 2945 | 741 | 1438 | 2568 | 2489 | 688 | 1673 | 13228 | 5590 | 36446
2046 | 2930 | 2165 | 2945 | 741 | 1442 | 2571 | 2501 | 687 | 1675 | 13239 | 5606 | 36502
2047 | 2937 | 2168 | 2946 | 741 | 1446 | 2572 | 2513 | 685 | 1675 | 13244 | 5608 | 36535
2048 | 2941 | 2171 | 2945 | 741 | 1448 | 2573 | 2526 | 684 | 1675 | 13241 | 5627 | 36572
2049 | 2946 | 2173 | 2945 | 742 | 1451 | 2573 | 2538 | 682 | 1675 | 13234 | 5646 | 36605
2050 | 2951 | 2175 | 2944 | 742 | 1453 | 2573 | 2550 | 681 | 1673 | 13219 | 5657 | 36618
Note: 90th percentile summer peak demand forecast is representative of above expected weather conditions.

## I-7b
Table I-7b: 10th Percentile Forecast of Baseline Summer Coincident Peak Demand due to Weather
Reflects Impacts of Energy Saving Programs & Behind-the-Meter Generation
10th Percentile of Summer Coincident Peak Demand due to Weather - MW
Year | A | B | C | D | E | F | G | H | I | J | K | NYCA
2020 | 2478 | 1813 | 2539 | 543 | 1255 | 2141 | 1973 | 579 | 1281 | 10391 | 4614 | 29607
2021 | 2458 | 1808 | 2531 | 571 | 1237 | 2120 | 1960 | 579 | 1278 | 10376 | 4537 | 29455
2022 | 2444 | 1807 | 2527 | 596 | 1222 | 2106 | 1952 | 579 | 1285 | 10465 | 4473 | 29456
2023 | 2429 | 1804 | 2523 | 617 | 1207 | 2091 | 1943 | 579 | 1279 | 10433 | 4359 | 29264
2024 | 2417 | 1802 | 2520 | 635 | 1194 | 2080 | 1936 | 579 | 1280 | 10464 | 4284 | 29191
2025 | 2406 | 1801 | 2518 | 645 | 1183 | 2072 | 1928 | 579 | 1276 | 10459 | 4209 | 29076
2026 | 2397 | 1799 | 2515 | 651 | 1175 | 2067 | 1922 | 580 | 1282 | 10510 | 4142 | 29040
2027 | 2391 | 1798 | 2513 | 652 | 1170 | 2065 | 1915 | 580 | 1289 | 10564 | 4106 | 29043
2028 | 2389 | 1796 | 2511 | 651 | 1168 | 2067 | 1912 | 581 | 1295 | 10636 | 4112 | 29118
2029 | 2391 | 1794 | 2510 | 648 | 1168 | 2070 | 1911 | 581 | 1306 | 10716 | 4123 | 29218
2030 | 2394 | 1793 | 2509 | 646 | 1171 | 2075 | 1913 | 581 | 1316 | 10796 | 4140 | 29334
2031 | 2399 | 1794 | 2509 | 644 | 1175 | 2080 | 1920 | 582 | 1326 | 10898 | 4164 | 29491
2032 | 2407 | 1796 | 2509 | 643 | 1179 | 2085 | 1930 | 583 | 1339 | 11006 | 4201 | 29678
2033 | 2414 | 1801 | 2511 | 643 | 1184 | 2090 | 1941 | 584 | 1349 | 11086 | 4229 | 29832
2034 | 2425 | 1807 | 2514 | 642 | 1189 | 2096 | 1954 | 585 | 1359 | 11170 | 4269 | 30010
2035 | 2437 | 1815 | 2519 | 643 | 1195 | 2104 | 1969 | 587 | 1369 | 11267 | 4311 | 30216
2036 | 2450 | 1823 | 2525 | 643 | 1202 | 2113 | 1984 | 588 | 1380 | 11355 | 4378 | 30441
2037 | 2464 | 1832 | 2532 | 644 | 1208 | 2122 | 2000 | 589 | 1390 | 11437 | 4432 | 30650
2038 | 2478 | 1841 | 2538 | 645 | 1216 | 2133 | 2016 | 591 | 1398 | 11508 | 4491 | 30855
2039 | 2492 | 1849 | 2545 | 645 | 1222 | 2143 | 2033 | 592 | 1405 | 11571 | 4555 | 31052
2040 | 2505 | 1857 | 2550 | 646 | 1229 | 2153 | 2048 | 592 | 1409 | 11603 | 4580 | 31172
2041 | 2515 | 1863 | 2555 | 646 | 1235 | 2161 | 2064 | 591 | 1412 | 11634 | 4605 | 31281
2042 | 2525 | 1870 | 2559 | 646 | 1241 | 2168 | 2077 | 590 | 1417 | 11664 | 4614 | 31371
2043 | 2533 | 1874 | 2562 | 646 | 1245 | 2174 | 2091 | 589 | 1420 | 11688 | 4629 | 31451
2044 | 2540 | 1879 | 2564 | 646 | 1249 | 2178 | 2103 | 588 | 1422 | 11710 | 4640 | 31519
2045 | 2546 | 1883 | 2565 | 645 | 1253 | 2181 | 2114 | 586 | 1424 | 11728 | 4642 | 31567
2046 | 2552 | 1886 | 2565 | 645 | 1256 | 2184 | 2125 | 585 | 1426 | 11737 | 4656 | 31617
2047 | 2558 | 1888 | 2566 | 645 | 1259 | 2185 | 2135 | 583 | 1426 | 11742 | 4658 | 31645
2048 | 2561 | 1890 | 2565 | 645 | 1261 | 2186 | 2146 | 582 | 1426 | 11739 | 4673 | 31674
2049 | 2566 | 1892 | 2565 | 646 | 1264 | 2186 | 2156 | 580 | 1426 | 11733 | 4689 | 31703
2050 | 2570 | 1894 | 2564 | 646 | 1266 | 2186 | 2166 | 579 | 1424 | 11720 | 4698 | 31713
Note: 10th percentile summer peak demand forecast is representative of below expected weather conditions.

## I-7c
Table I-7c: 90th Percentile Forecast of Baseline Winter Coincident Peak Demand due to Weather
Reflects Impacts of Energy Saving Programs & Behind-the-Meter Generation
90th Percentile of Winter Coincident Peak Demand due to Weather - MW
Year | A | B | C | D | E | F | G | H | I | J | K | NYCA
2020-21 | 2374 | 1662 | 2691 | 800 | 1418 | 2023 | 1665 | 514 | 894 | 7871 | 3547 | 25459
2021-22 | 2376 | 1658 | 2698 | 833 | 1419 | 2023 | 1660 | 515 | 903 | 7954 | 3498 | 25537
2022-23 | 2387 | 1659 | 2715 | 863 | 1424 | 2031 | 1656 | 519 | 925 | 8180 | 3459 | 25818
2023-24 | 2399 | 1662 | 2730 | 891 | 1430 | 2039 | 1652 | 522 | 938 | 8323 | 3418 | 26004
2024-25 | 2415 | 1667 | 2746 | 914 | 1438 | 2050 | 1649 | 526 | 961 | 8550 | 3395 | 26311
2025-26 | 2431 | 1672 | 2758 | 930 | 1445 | 2062 | 1646 | 531 | 987 | 8790 | 3380 | 26632
2026-27 | 2447 | 1679 | 2769 | 941 | 1453 | 2075 | 1644 | 535 | 1021 | 9090 | 3382 | 27036
2027-28 | 2462 | 1685 | 2776 | 949 | 1458 | 2087 | 1644 | 539 | 1051 | 9351 | 3402 | 27404
2028-29 | 2478 | 1691 | 2782 | 952 | 1464 | 2099 | 1648 | 544 | 1082 | 9652 | 3446 | 27838
2029-30 | 2496 | 1699 | 2788 | 956 | 1472 | 2113 | 1656 | 549 | 1122 | 9998 | 3496 | 28345
2030-31 | 2515 | 1707 | 2797 | 960 | 1479 | 2129 | 1672 | 555 | 1162 | 10355 | 3536 | 28867
2031-32 | 2541 | 1720 | 2811 | 967 | 1491 | 2148 | 1695 | 561 | 1202 | 10721 | 3599 | 29456
2032-33 | 2572 | 1737 | 2831 | 974 | 1505 | 2172 | 1723 | 569 | 1246 | 11101 | 3675 | 30105
2033-34 | 2609 | 1760 | 2859 | 985 | 1522 | 2200 | 1759 | 579 | 1289 | 11495 | 3774 | 30831
2034-35 | 2654 | 1786 | 2892 | 997 | 1543 | 2233 | 1799 | 589 | 1332 | 11889 | 3896 | 31610
2035-36 | 2705 | 1817 | 2933 | 1009 | 1568 | 2270 | 1844 | 600 | 1377 | 12286 | 4038 | 32447
2036-37 | 2762 | 1851 | 2978 | 1024 | 1594 | 2310 | 1892 | 612 | 1408 | 12670 | 4199 | 33300
2037-38 | 2820 | 1888 | 3027 | 1039 | 1623 | 2354 | 1944 | 624 | 1435 | 13045 | 4356 | 34155
2038-39 | 2883 | 1926 | 3079 | 1056 | 1654 | 2400 | 1997 | 638 | 1459 | 13398 | 4535 | 35025
2039-40 | 2949 | 1965 | 3135 | 1073 | 1686 | 2447 | 2052 | 650 | 1479 | 13725 | 4662 | 35823
2040-41 | 3015 | 2007 | 3190 | 1090 | 1718 | 2495 | 2107 | 662 | 1497 | 14025 | 4793 | 36599
2041-42 | 3081 | 2047 | 3248 | 1108 | 1750 | 2541 | 2162 | 673 | 1511 | 14307 | 4943 | 37371
2042-43 | 3145 | 2088 | 3303 | 1126 | 1781 | 2585 | 2217 | 684 | 1523 | 14559 | 5071 | 38082
2043-44 | 3205 | 2126 | 3356 | 1143 | 1810 | 2626 | 2267 | 692 | 1531 | 14783 | 5181 | 38720
2044-45 | 3261 | 2163 | 3405 | 1159 | 1835 | 2663 | 2315 | 699 | 1538 | 14973 | 5274 | 39285
2045-46 | 3313 | 2197 | 3451 | 1175 | 1860 | 2695 | 2359 | 706 | 1542 | 15131 | 5367 | 39796
2046-47 | 3359 | 2228 | 3494 | 1188 | 1882 | 2723 | 2400 | 711 | 1546 | 15242 | 5452 | 40225
2047-48 | 3402 | 2257 | 3532 | 1203 | 1901 | 2748 | 2437 | 716 | 1547 | 15313 | 5544 | 40600
2048-49 | 3442 | 2285 | 3568 | 1217 | 1920 | 2769 | 2472 | 719 | 1547 | 15348 | 5627 | 40914
2049-50 | 3480 | 2313 | 3604 | 1230 | 1938 | 2791 | 2506 | 722 | 1547 | 15364 | 5704 | 41199
2050-51 | 3513 | 2337 | 3634 | 1243 | 1952 | 2808 | 2537 | 724 | 1547 | 15364 | 5758 | 41417
Note: 90th percentile winter peak demand forecast is representative of below expected weather conditions.

## I-7d
Table I-7d: 10th Percentile Forecast of Baseline Winter Coincident Peak Demand due to Weather
Reflects Impacts of Energy Saving Programs & Behind-the-Meter Generation
10th Percentile of Winter Coincident Peak Demand due to Weather - MW
Year | A | B | C | D | E | F | G | H | I | J | K | NYCA
2020-21 | 2097 | 1468 | 2378 | 707 | 1253 | 1791 | 1474 | 474 | 826 | 7267 | 3229 | 22964
2021-22 | 2099 | 1466 | 2384 | 737 | 1254 | 1791 | 1469 | 475 | 833 | 7343 | 3184 | 23035
2022-23 | 2110 | 1466 | 2399 | 763 | 1258 | 1798 | 1466 | 479 | 854 | 7552 | 3149 | 23294
2023-24 | 2120 | 1468 | 2412 | 787 | 1264 | 1805 | 1463 | 482 | 866 | 7683 | 3111 | 23461
2024-25 | 2134 | 1473 | 2426 | 808 | 1271 | 1815 | 1460 | 486 | 887 | 7893 | 3090 | 23743
2025-26 | 2148 | 1478 | 2437 | 822 | 1277 | 1826 | 1457 | 490 | 911 | 8114 | 3077 | 24037
2026-27 | 2162 | 1483 | 2447 | 832 | 1284 | 1837 | 1455 | 494 | 942 | 8392 | 3079 | 24407
2027-28 | 2176 | 1489 | 2453 | 838 | 1288 | 1847 | 1455 | 498 | 970 | 8633 | 3097 | 24744
2028-29 | 2190 | 1495 | 2458 | 841 | 1294 | 1859 | 1459 | 502 | 999 | 8910 | 3137 | 25144
2029-30 | 2206 | 1501 | 2464 | 845 | 1301 | 1871 | 1466 | 507 | 1035 | 9230 | 3182 | 25608
2030-31 | 2223 | 1509 | 2471 | 849 | 1307 | 1885 | 1481 | 512 | 1073 | 9560 | 3219 | 26089
2031-32 | 2245 | 1520 | 2484 | 854 | 1318 | 1902 | 1500 | 518 | 1110 | 9898 | 3276 | 26625
2032-33 | 2273 | 1535 | 2502 | 861 | 1330 | 1923 | 1526 | 525 | 1150 | 10248 | 3345 | 27218
2033-34 | 2306 | 1555 | 2526 | 870 | 1345 | 1947 | 1557 | 534 | 1190 | 10612 | 3436 | 27878
2034-35 | 2345 | 1579 | 2555 | 881 | 1364 | 1977 | 1593 | 544 | 1230 | 10976 | 3547 | 28591
2035-36 | 2390 | 1606 | 2592 | 892 | 1385 | 2010 | 1632 | 554 | 1271 | 11342 | 3676 | 29350
2036-37 | 2440 | 1636 | 2632 | 905 | 1409 | 2045 | 1675 | 565 | 1300 | 11697 | 3822 | 30126
2037-38 | 2492 | 1668 | 2675 | 918 | 1434 | 2084 | 1721 | 576 | 1325 | 12043 | 3965 | 30901
2038-39 | 2548 | 1702 | 2721 | 933 | 1462 | 2125 | 1768 | 589 | 1347 | 12369 | 4128 | 31692
2039-40 | 2606 | 1737 | 2770 | 948 | 1490 | 2166 | 1816 | 601 | 1366 | 12671 | 4244 | 32415
2040-41 | 2664 | 1773 | 2819 | 964 | 1518 | 2209 | 1865 | 611 | 1382 | 12947 | 4363 | 33115
2041-42 | 2723 | 1809 | 2870 | 980 | 1547 | 2250 | 1914 | 622 | 1395 | 13208 | 4500 | 33818
2042-43 | 2779 | 1845 | 2919 | 995 | 1574 | 2289 | 1962 | 631 | 1406 | 13441 | 4616 | 34457
2043-44 | 2832 | 1879 | 2966 | 1010 | 1599 | 2325 | 2007 | 639 | 1414 | 13648 | 4716 | 35035
2044-45 | 2882 | 1911 | 3009 | 1024 | 1622 | 2358 | 2049 | 646 | 1419 | 13823 | 4801 | 35544
2045-46 | 2927 | 1941 | 3050 | 1038 | 1644 | 2386 | 2089 | 652 | 1423 | 13968 | 4886 | 36004
2046-47 | 2969 | 1968 | 3087 | 1050 | 1663 | 2410 | 2125 | 656 | 1427 | 14071 | 4963 | 36389
2047-48 | 3006 | 1995 | 3121 | 1063 | 1680 | 2433 | 2158 | 661 | 1428 | 14137 | 5047 | 36729
2048-49 | 3041 | 2019 | 3153 | 1076 | 1696 | 2452 | 2189 | 664 | 1428 | 14170 | 5122 | 37010
2049-50 | 3075 | 2044 | 3184 | 1087 | 1712 | 2471 | 2219 | 667 | 1428 | 14184 | 5192 | 37263
2050-51 | 3104 | 2065 | 3212 | 1098 | 1725 | 2486 | 2246 | 669 | 1428 | 14184 | 5242 | 37459
Note: 10th percentile winter peak demand forecast is representative of above expected weather conditions.

## I-8a
Table I-8a: Energy Efficiency and Codes & Standards Energy Impacts
Reflects Cumulative Impacts
Estimated Historical Cumulative Reductions in Annual Energy by Zone - GWh
Year | A | B | C | D | E | F | G | H | I | J | K | NYCA
2004 | 228 | 114 | 224 | 21 | 105 | 168 | 46 | 29 | 42 | 371 | 21 | 1369
2005 | 320 | 163 | 316 | 29 | 148 | 237 | 68 | 42 | 63 | 555 | 36 | 1977
2006 | 451 | 236 | 447 | 41 | 210 | 334 | 100 | 61 | 92 | 804 | 57 | 2833
2007 | 540 | 287 | 537 | 49 | 253 | 401 | 131 | 76 | 118 | 1039 | 81 | 3512
2008 | 588 | 347 | 587 | 53 | 275 | 441 | 153 | 82 | 130 | 1125 | 255 | 4036
2009 | 703 | 423 | 698 | 63 | 331 | 535 | 228 | 99 | 157 | 1371 | 429 | 5037
2010 | 873 | 507 | 838 | 75 | 411 | 672 | 297 | 120 | 207 | 1840 | 639 | 6479
2011 | 1124 | 651 | 1049 | 94 | 525 | 865 | 439 | 152 | 273 | 2433 | 880 | 8485
2012 | 1279 | 758 | 1192 | 107 | 602 | 988 | 534 | 172 | 311 | 2768 | 1173 | 9884
2013 | 1442 | 886 | 1353 | 121 | 687 | 1125 | 643 | 197 | 356 | 3206 | 1513 | 11529
2014 | 1641 | 1031 | 1542 | 137 | 787 | 1284 | 771 | 225 | 412 | 3687 | 1852 | 13369
2015 | 1859 | 1170 | 1742 | 154 | 896 | 1471 | 897 | 252 | 459 | 4105 | 2228 | 15233
2016 | 2054 | 1298 | 1914 | 169 | 986 | 1626 | 1022 | 281 | 541 | 4818 | 2411 | 17120
2017 | 2268 | 1433 | 2109 | 186 | 1089 | 1806 | 1168 | 303 | 600 | 5335 | 2733 | 19030
2018 | 2452 | 1565 | 2284 | 202 | 1181 | 1961 | 1275 | 322 | 641 | 5722 | 2952 | 20557
2019 | 2598 | 1686 | 2428 | 215 | 1256 | 2083 | 1377 | 346 | 711 | 6384 | 3053 | 22137
Forecast of Cumulative Reductions in Annual Energy by Zone Relative to 2019 - GWh
Year | A | B | C | D | E | F | G | H | I | J | K | NYCA
2020 | 123 | 88 | 121 | 10 | 64 | 102 | 130 | 34 | 112 | 1010 | 91 | 1885
2021 | 298 | 205 | 286 | 25 | 153 | 249 | 308 | 68 | 205 | 1855 | 307 | 3959
2022 | 509 | 350 | 492 | 43 | 262 | 425 | 516 | 104 | 292 | 2648 | 559 | 6200
2023 | 741 | 517 | 729 | 63 | 385 | 615 | 731 | 145 | 378 | 3421 | 874 | 8599
2024 | 1003 | 714 | 1008 | 87 | 525 | 824 | 957 | 192 | 461 | 4181 | 1129 | 11081
2025 | 1261 | 916 | 1292 | 112 | 663 | 1025 | 1169 | 239 | 542 | 4909 | 1454 | 13582
2026 | 1515 | 1119 | 1574 | 136 | 801 | 1223 | 1377 | 285 | 609 | 5519 | 1779 | 15937
2027 | 1741 | 1302 | 1828 | 158 | 924 | 1399 | 1566 | 326 | 673 | 6104 | 2036 | 18057
2028 | 1947 | 1472 | 2062 | 178 | 1036 | 1559 | 1742 | 365 | 736 | 6668 | 2156 | 19921
2029 | 2131 | 1627 | 2271 | 195 | 1136 | 1699 | 1895 | 402 | 794 | 7195 | 2218 | 21563
2030 | 2268 | 1748 | 2433 | 209 | 1213 | 1803 | 2020 | 433 | 854 | 7738 | 2297 | 23016
2031 | 2398 | 1860 | 2582 | 222 | 1283 | 1902 | 2107 | 460 | 897 | 8135 | 2378 | 24224
2032 | 2507 | 1927 | 2706 | 233 | 1343 | 1986 | 2178 | 482 | 935 | 8469 | 2459 | 25225
2033 | 2594 | 1983 | 2793 | 240 | 1388 | 2058 | 2237 | 497 | 966 | 8755 | 2541 | 26052
2034 | 2669 | 2031 | 2867 | 246 | 1428 | 2120 | 2288 | 509 | 993 | 9004 | 2599 | 26754
2035 | 2738 | 2070 | 2931 | 252 | 1463 | 2178 | 2324 | 519 | 1016 | 9202 | 2667 | 27360
2036 | 2784 | 2104 | 2981 | 257 | 1487 | 2215 | 2362 | 528 | 1038 | 9402 | 2713 | 27871
2037 | 2825 | 2134 | 3024 | 260 | 1509 | 2248 | 2395 | 538 | 1056 | 9577 | 2759 | 28325
2038 | 2863 | 2163 | 3066 | 264 | 1530 | 2279 | 2425 | 545 | 1075 | 9743 | 2806 | 28759
2039 | 2902 | 2190 | 3106 | 267 | 1549 | 2308 | 2455 | 553 | 1093 | 9904 | 2853 | 29180
2040 | 2938 | 2218 | 3145 | 271 | 1569 | 2337 | 2485 | 561 | 1110 | 10063 | 2900 | 29597
2041 | 2974 | 2245 | 3184 | 273 | 1588 | 2366 | 2514 | 568 | 1127 | 10215 | 2947 | 30001
2042 | 3009 | 2271 | 3222 | 277 | 1607 | 2394 | 2543 | 576 | 1144 | 10364 | 2994 | 30401
2043 | 3044 | 2297 | 3259 | 280 | 1626 | 2422 | 2569 | 583 | 1160 | 10509 | 3041 | 30790
2044 | 3077 | 2321 | 3294 | 284 | 1643 | 2448 | 2596 | 591 | 1176 | 10652 | 3088 | 31170
2045 | 3110 | 2345 | 3329 | 286 | 1661 | 2474 | 2622 | 597 | 1190 | 10789 | 3135 | 31538
2046 | 3142 | 2369 | 3364 | 289 | 1678 | 2499 | 2646 | 604 | 1205 | 10924 | 3182 | 31902
2047 | 3172 | 2391 | 3396 | 292 | 1694 | 2523 | 2671 | 610 | 1220 | 11055 | 3229 | 32253
2048 | 3202 | 2413 | 3429 | 295 | 1710 | 2547 | 2695 | 617 | 1234 | 11184 | 3276 | 32602
2049 | 3231 | 2435 | 3460 | 298 | 1726 | 2571 | 2717 | 622 | 1248 | 11306 | 3323 | 32937
2050 | 3260 | 2456 | 3490 | 300 | 1741 | 2593 | 2742 | 629 | 1261 | 11428 | 3370 | 33270

## I-8b
Table I-8b: Energy Efficiency and Codes & Standards Summer Peak Impacts
Reflects Cumulative Impacts
Reductions in Summer Coincident Peak Demand by Zone Relative to 2019 - MW
Year | A | B | C | D | E | F | G | H | I | J | K | NYCA
2020 | 18 | 14 | 19 | 2 | 9 | 14 | 18 | 5 | 15 | 136 | 46 | 296
2021 | 42 | 31 | 44 | 4 | 22 | 33 | 41 | 10 | 27 | 248 | 89 | 591
2022 | 72 | 53 | 75 | 7 | 38 | 58 | 70 | 16 | 39 | 354 | 161 | 943
2023 | 105 | 79 | 112 | 9 | 56 | 84 | 98 | 22 | 50 | 458 | 249 | 1322
2024 | 142 | 109 | 155 | 13 | 77 | 113 | 128 | 30 | 61 | 560 | 321 | 1709
2025 | 179 | 140 | 201 | 17 | 98 | 140 | 156 | 37 | 73 | 658 | 409 | 2108
2026 | 217 | 170 | 246 | 21 | 118 | 167 | 185 | 45 | 82 | 739 | 498 | 2488
2027 | 249 | 199 | 286 | 24 | 137 | 192 | 208 | 51 | 90 | 817 | 572 | 2825
2028 | 279 | 225 | 323 | 28 | 153 | 213 | 233 | 58 | 99 | 894 | 611 | 3116
2029 | 306 | 249 | 355 | 31 | 168 | 233 | 252 | 64 | 106 | 964 | 632 | 3360
2030 | 326 | 268 | 381 | 33 | 180 | 247 | 268 | 69 | 114 | 1037 | 656 | 3579
2031 | 345 | 285 | 405 | 34 | 191 | 260 | 279 | 73 | 120 | 1090 | 678 | 3760
2032 | 361 | 295 | 424 | 36 | 200 | 272 | 290 | 76 | 126 | 1135 | 700 | 3915
2033 | 373 | 303 | 438 | 37 | 206 | 282 | 298 | 79 | 129 | 1173 | 721 | 4039
2034 | 383 | 311 | 449 | 38 | 212 | 290 | 305 | 81 | 133 | 1206 | 744 | 4152
2035 | 393 | 316 | 458 | 39 | 217 | 299 | 310 | 83 | 136 | 1233 | 768 | 4252
2036 | 400 | 321 | 467 | 40 | 220 | 303 | 315 | 84 | 139 | 1260 | 779 | 4328
2037 | 405 | 326 | 473 | 40 | 224 | 308 | 319 | 86 | 141 | 1283 | 792 | 4397
2038 | 411 | 330 | 480 | 41 | 227 | 312 | 324 | 86 | 144 | 1306 | 805 | 4466
2039 | 417 | 335 | 486 | 41 | 230 | 316 | 328 | 87 | 146 | 1327 | 815 | 4528
2040 | 422 | 339 | 493 | 42 | 233 | 320 | 332 | 89 | 149 | 1349 | 842 | 4610
2041 | 427 | 343 | 498 | 43 | 236 | 324 | 336 | 90 | 151 | 1369 | 855 | 4672
2042 | 432 | 348 | 505 | 43 | 239 | 328 | 340 | 91 | 153 | 1388 | 868 | 4735
2043 | 437 | 351 | 511 | 44 | 241 | 331 | 344 | 92 | 155 | 1409 | 882 | 4797
2044 | 442 | 354 | 516 | 44 | 244 | 335 | 348 | 94 | 157 | 1428 | 895 | 4857
2045 | 446 | 359 | 522 | 45 | 246 | 339 | 352 | 95 | 160 | 1446 | 908 | 4918
2046 | 451 | 363 | 526 | 45 | 249 | 342 | 354 | 96 | 162 | 1464 | 922 | 4974
2047 | 456 | 365 | 532 | 46 | 251 | 346 | 358 | 97 | 164 | 1481 | 935 | 5031
2048 | 459 | 369 | 537 | 46 | 254 | 349 | 361 | 98 | 166 | 1498 | 948 | 5085
2049 | 464 | 372 | 542 | 47 | 256 | 352 | 365 | 99 | 167 | 1515 | 962 | 5141
2050 | 468 | 375 | 547 | 47 | 259 | 355 | 368 | 100 | 169 | 1531 | 975 | 5194

## I-8c
Table I-8c: Energy Efficiency and Codes & Standards Winter Peak Impacts
Reflects Cumulative Impacts
Reductions in Winter Coincident Peak Demand by Zone Relative to 2019-20 - MW
Year | A | B | C | D | E | F | G | H | I | J | K | NYCA
2020-21 | 18 | 11 | 18 | 2 | 9 | 15 | 19 | 5 | 17 | 152 | 33 | 299
2021-22 | 43 | 26 | 42 | 4 | 22 | 35 | 44 | 10 | 31 | 279 | 64 | 600
2022-23 | 73 | 45 | 73 | 7 | 38 | 60 | 73 | 16 | 44 | 397 | 100 | 926
2023-24 | 107 | 66 | 107 | 9 | 56 | 87 | 104 | 22 | 57 | 513 | 142 | 1270
2024-25 | 144 | 90 | 148 | 13 | 76 | 117 | 136 | 29 | 69 | 628 | 188 | 1638
2025-26 | 181 | 116 | 190 | 17 | 97 | 146 | 166 | 36 | 81 | 737 | 234 | 2001
2026-27 | 219 | 141 | 232 | 20 | 116 | 175 | 195 | 43 | 91 | 828 | 275 | 2335
2027-28 | 251 | 166 | 269 | 23 | 134 | 200 | 223 | 49 | 101 | 915 | 302 | 2633
2028-29 | 281 | 186 | 304 | 26 | 151 | 222 | 247 | 55 | 111 | 1001 | 315 | 2899
2029-30 | 308 | 206 | 335 | 29 | 166 | 243 | 270 | 60 | 119 | 1080 | 321 | 3137
2030-31 | 327 | 221 | 359 | 31 | 177 | 258 | 286 | 66 | 128 | 1161 | 341 | 3355
2031-32 | 346 | 236 | 380 | 33 | 187 | 272 | 299 | 70 | 135 | 1220 | 350 | 3528
2032-33 | 362 | 244 | 399 | 34 | 195 | 284 | 310 | 73 | 140 | 1271 | 363 | 3675
2033-34 | 374 | 251 | 412 | 35 | 202 | 294 | 318 | 75 | 145 | 1314 | 375 | 3795
2034-35 | 385 | 257 | 423 | 36 | 207 | 302 | 326 | 77 | 149 | 1351 | 387 | 3900
2035-36 | 395 | 262 | 432 | 37 | 213 | 311 | 330 | 78 | 153 | 1381 | 397 | 3989
2036-37 | 402 | 266 | 439 | 38 | 216 | 316 | 336 | 80 | 155 | 1411 | 403 | 4062
2037-38 | 407 | 271 | 445 | 38 | 219 | 321 | 341 | 81 | 159 | 1437 | 410 | 4129
2038-39 | 413 | 274 | 452 | 39 | 222 | 326 | 345 | 83 | 162 | 1463 | 416 | 4195
2039-40 | 419 | 277 | 458 | 39 | 225 | 329 | 350 | 84 | 164 | 1486 | 423 | 4254
2040-41 | 424 | 281 | 463 | 40 | 228 | 334 | 353 | 85 | 166 | 1510 | 430 | 4314
2041-42 | 429 | 285 | 470 | 40 | 231 | 338 | 358 | 86 | 169 | 1533 | 437 | 4376
2042-43 | 434 | 288 | 475 | 41 | 233 | 341 | 361 | 87 | 172 | 1556 | 444 | 4432
2043-44 | 439 | 290 | 481 | 41 | 236 | 345 | 365 | 88 | 174 | 1577 | 451 | 4487
2044-45 | 444 | 294 | 485 | 42 | 239 | 350 | 369 | 89 | 177 | 1599 | 458 | 4546
2045-46 | 449 | 297 | 491 | 42 | 242 | 353 | 373 | 90 | 179 | 1619 | 465 | 4600
2046-47 | 453 | 300 | 496 | 43 | 244 | 356 | 377 | 91 | 180 | 1639 | 472 | 4651
2047-48 | 458 | 303 | 500 | 43 | 246 | 360 | 380 | 92 | 183 | 1658 | 479 | 4702
2048-49 | 462 | 306 | 505 | 44 | 248 | 364 | 383 | 93 | 185 | 1679 | 486 | 4755
2049-50 | 466 | 309 | 510 | 44 | 251 | 366 | 387 | 94 | 187 | 1697 | 493 | 4804
2050-51 | 471 | 312 | 514 | 44 | 253 | 370 | 390 | 95 | 190 | 1715 | 500 | 4854

## I-9a
Table I-9a: Solar PV Nameplate Capacity, Behind-the-Meter
Reflects Total Cumulative Nameplate Capacity
Nameplate Capacity by Zone - MW DC
Year | A | B | C | D | E | F | G | H | I | J | K | NYCA
2010 | 3 | 1 | 3 | 0 | 1 | 6 | 7 | 1 | 2 | 5 | 23 | 52
2011 | 5 | 2 | 5 | 0 | 2 | 11 | 11 | 2 | 3 | 8 | 34 | 83
2012 | 8 | 3 | 9 | 1 | 4 | 18 | 18 | 3 | 5 | 14 | 49 | 132
2013 | 12 | 5 | 14 | 1 | 7 | 30 | 28 | 5 | 7 | 23 | 71 | 203
2014 | 18 | 8 | 23 | 1 | 12 | 50 | 44 | 7 | 11 | 38 | 101 | 313
2015 | 28 | 13 | 37 | 2 | 21 | 80 | 68 | 11 | 16 | 60 | 173 | 509
2016 | 41 | 21 | 57 | 2 | 34 | 123 | 102 | 17 | 23 | 91 | 268 | 779
2017 | 61 | 32 | 86 | 3 | 55 | 177 | 146 | 23 | 31 | 129 | 356 | 1099
2018 | 89 | 47 | 124 | 4 | 84 | 239 | 197 | 29 | 39 | 171 | 456 | 1479
2019 | 126 | 79 | 174 | 16 | 125 | 317 | 241 | 33 | 45 | 213 | 527 | 1896
2020 | 190 | 88 | 261 | 16 | 193 | 394 | 317 | 43 | 56 | 298 | 577 | 2433
2021 | 268 | 115 | 344 | 18 | 272 | 482 | 379 | 49 | 62 | 352 | 680 | 3021
2022 | 364 | 145 | 435 | 21 | 362 | 573 | 438 | 54 | 67 | 407 | 724 | 3590
2023 | 477 | 177 | 529 | 25 | 462 | 663 | 489 | 59 | 74 | 463 | 774 | 4192
2024 | 598 | 210 | 615 | 30 | 559 | 750 | 529 | 62 | 80 | 516 | 812 | 4761
2025 | 719 | 240 | 690 | 35 | 646 | 825 | 560 | 65 | 85 | 564 | 818 | 5247
2026 | 828 | 266 | 748 | 42 | 718 | 889 | 583 | 66 | 89 | 605 | 822 | 5656
2027 | 921 | 287 | 793 | 50 | 771 | 940 | 599 | 66 | 93 | 645 | 826 | 5991
2028 | 993 | 303 | 826 | 58 | 808 | 976 | 609 | 67 | 97 | 678 | 830 | 6245
2029 | 1049 | 315 | 846 | 64 | 835 | 1004 | 616 | 67 | 100 | 706 | 835 | 6437
2030 | 1088 | 322 | 862 | 72 | 853 | 1024 | 622 | 67 | 101 | 710 | 839 | 6560
2031 | 1116 | 327 | 872 | 77 | 864 | 1038 | 626 | 67 | 101 | 716 | 842 | 6646
2032 | 1136 | 331 | 879 | 83 | 872 | 1048 | 630 | 69 | 102 | 720 | 845 | 6715
2033 | 1151 | 333 | 884 | 87 | 878 | 1057 | 634 | 69 | 102 | 725 | 848 | 6768
2034 | 1161 | 336 | 890 | 91 | 883 | 1063 | 639 | 69 | 102 | 727 | 852 | 6813
2035 | 1168 | 338 | 894 | 92 | 888 | 1069 | 642 | 69 | 103 | 732 | 855 | 6850
2036 | 1175 | 340 | 900 | 95 | 894 | 1076 | 646 | 69 | 103 | 736 | 857 | 6891
2037 | 1182 | 342 | 907 | 96 | 900 | 1083 | 651 | 69 | 104 | 739 | 861 | 6934
2038 | 1189 | 344 | 911 | 98 | 906 | 1090 | 655 | 69 | 104 | 744 | 863 | 6973
2039 | 1197 | 346 | 917 | 98 | 911 | 1096 | 659 | 69 | 105 | 747 | 867 | 7012
2040 | 1203 | 349 | 922 | 100 | 917 | 1102 | 663 | 69 | 105 | 751 | 868 | 7049
2041 | 1211 | 351 | 927 | 100 | 923 | 1109 | 666 | 69 | 105 | 755 | 869 | 7085
2042 | 1218 | 353 | 934 | 100 | 928 | 1115 | 672 | 70 | 105 | 759 | 871 | 7125
2043 | 1225 | 354 | 938 | 100 | 933 | 1122 | 675 | 70 | 106 | 763 | 871 | 7157
2044 | 1233 | 358 | 944 | 100 | 939 | 1129 | 679 | 70 | 106 | 768 | 872 | 7198
2045 | 1240 | 360 | 949 | 101 | 945 | 1135 | 683 | 70 | 106 | 772 | 874 | 7235
2046 | 1247 | 361 | 955 | 101 | 951 | 1142 | 688 | 70 | 107 | 776 | 875 | 7273
2047 | 1254 | 364 | 961 | 101 | 956 | 1149 | 693 | 70 | 107 | 779 | 876 | 7310
2048 | 1262 | 365 | 966 | 101 | 963 | 1155 | 697 | 70 | 108 | 784 | 878 | 7349
2049 | 1269 | 368 | 972 | 101 | 968 | 1162 | 701 | 70 | 108 | 787 | 878 | 7384
2050 | 1276 | 371 | 977 | 101 | 974 | 1168 | 705 | 70 | 109 | 791 | 880 | 7422
Note: Historical values reflect information from New York State's "Solar Electric Programs Reported by NYSERDA" database and from Transmission Owners.
Note: Nameplate values reflect aggregate MW DC rating of installed panels.

## I-9b
Table I-9b: Solar PV Annual Energy Reductions, Behind-the-Meter
Reflects Total Cumulative Impacts
Reductions in Annual Energy by Zone - GWh
Year | A | B | C | D | E | F | G | H | I | J | K | NYCA
2020 | 199 | 95 | 261 | 18 | 202 | 431 | 363 | 49 | 64 | 335 | 614 | 2631
2021 | 282 | 125 | 345 | 20 | 285 | 529 | 436 | 57 | 71 | 397 | 727 | 3274
2022 | 384 | 158 | 437 | 24 | 381 | 631 | 505 | 63 | 78 | 460 | 778 | 3899
2023 | 505 | 194 | 533 | 28 | 488 | 733 | 566 | 68 | 86 | 526 | 836 | 4563
2024 | 635 | 230 | 622 | 34 | 592 | 831 | 614 | 72 | 93 | 588 | 882 | 5193
2025 | 766 | 264 | 700 | 40 | 687 | 918 | 652 | 76 | 99 | 644 | 892 | 5738
2026 | 885 | 294 | 762 | 48 | 766 | 992 | 681 | 77 | 105 | 694 | 901 | 6205
2027 | 988 | 318 | 810 | 57 | 825 | 1052 | 702 | 77 | 110 | 742 | 910 | 6591
2028 | 1069 | 337 | 846 | 66 | 868 | 1096 | 716 | 79 | 115 | 782 | 919 | 6893
2029 | 1132 | 351 | 870 | 74 | 900 | 1132 | 727 | 79 | 119 | 817 | 929 | 7130
2030 | 1178 | 360 | 889 | 83 | 922 | 1158 | 736 | 80 | 120 | 825 | 938 | 7289
2031 | 1213 | 367 | 902 | 89 | 937 | 1178 | 743 | 80 | 121 | 834 | 946 | 7410
2032 | 1239 | 373 | 913 | 96 | 949 | 1193 | 751 | 82 | 122 | 842 | 955 | 7515
2033 | 1259 | 376 | 921 | 102 | 958 | 1207 | 758 | 82 | 123 | 850 | 963 | 7599
2034 | 1274 | 381 | 930 | 106 | 967 | 1218 | 766 | 82 | 123 | 856 | 972 | 7675
2035 | 1286 | 385 | 938 | 108 | 976 | 1229 | 773 | 83 | 124 | 864 | 980 | 7746
2036 | 1298 | 388 | 947 | 112 | 986 | 1241 | 780 | 83 | 125 | 872 | 988 | 7820
2037 | 1310 | 392 | 957 | 114 | 995 | 1253 | 788 | 84 | 126 | 879 | 997 | 7895
2038 | 1322 | 395 | 965 | 116 | 1005 | 1265 | 796 | 84 | 127 | 887 | 1005 | 7967
2039 | 1335 | 399 | 974 | 117 | 1014 | 1277 | 803 | 84 | 128 | 894 | 1014 | 8039
2040 | 1347 | 404 | 983 | 119 | 1024 | 1288 | 811 | 85 | 129 | 902 | 1021 | 8113
2041 | 1360 | 407 | 992 | 119 | 1034 | 1300 | 818 | 85 | 129 | 909 | 1027 | 8180
2042 | 1372 | 411 | 1002 | 120 | 1043 | 1312 | 827 | 86 | 130 | 917 | 1034 | 8254
2043 | 1385 | 414 | 1010 | 121 | 1053 | 1324 | 834 | 86 | 131 | 925 | 1040 | 8323
2044 | 1398 | 419 | 1020 | 121 | 1063 | 1337 | 842 | 87 | 132 | 934 | 1046 | 8399
2045 | 1411 | 423 | 1029 | 122 | 1073 | 1348 | 850 | 87 | 133 | 942 | 1054 | 8472
2046 | 1424 | 426 | 1038 | 122 | 1083 | 1361 | 858 | 87 | 134 | 950 | 1060 | 8543
2047 | 1437 | 431 | 1048 | 123 | 1093 | 1374 | 867 | 88 | 135 | 957 | 1067 | 8620
2048 | 1450 | 434 | 1057 | 123 | 1104 | 1386 | 875 | 88 | 136 | 966 | 1074 | 8693
2049 | 1463 | 439 | 1067 | 124 | 1114 | 1399 | 883 | 89 | 137 | 973 | 1080 | 8768
2050 | 1476 | 443 | 1076 | 124 | 1124 | 1411 | 891 | 89 | 138 | 982 | 1088 | 8842

## I-9c
Table I-9c: Solar PV Peak Reductions, Behind-the-Meter
Reflects Total Cumulative Impacts
Reductions in Summer Coincident Peak Demand by Zone - MW AC
Year | A | B | C | D | E | F | G | H | I | J | K | NYCA
2020 | 34 | 18 | 49 | 4 | 35 | 89 | 78 | 11 | 12 | 74 | 151 | 555
2021 | 49 | 24 | 67 | 4 | 51 | 111 | 96 | 13 | 14 | 90 | 188 | 707
2022 | 67 | 30 | 85 | 5 | 70 | 132 | 111 | 15 | 16 | 106 | 204 | 841
2023 | 88 | 37 | 104 | 5 | 91 | 152 | 125 | 16 | 18 | 122 | 228 | 986
2024 | 112 | 43 | 123 | 6 | 112 | 171 | 135 | 17 | 19 | 136 | 228 | 1102
2025 | 136 | 49 | 138 | 8 | 131 | 187 | 142 | 17 | 21 | 148 | 227 | 1204
2026 | 158 | 55 | 150 | 9 | 147 | 199 | 146 | 17 | 22 | 158 | 226 | 1287
2027 | 176 | 59 | 158 | 11 | 159 | 208 | 147 | 17 | 23 | 168 | 225 | 1351
2028 | 190 | 62 | 162 | 12 | 165 | 214 | 147 | 17 | 24 | 175 | 224 | 1392
2029 | 199 | 63 | 164 | 14 | 168 | 216 | 145 | 16 | 24 | 180 | 222 | 1411
2030 | 203 | 63 | 163 | 15 | 169 | 215 | 143 | 16 | 24 | 180 | 220 | 1411
2031 | 204 | 63 | 161 | 16 | 167 | 213 | 140 | 15 | 24 | 178 | 218 | 1399
2032 | 204 | 62 | 159 | 17 | 165 | 211 | 137 | 15 | 24 | 177 | 216 | 1387
2033 | 202 | 61 | 156 | 18 | 162 | 207 | 135 | 15 | 24 | 176 | 214 | 1370
2034 | 199 | 60 | 153 | 19 | 159 | 204 | 132 | 15 | 24 | 175 | 211 | 1351
2035 | 195 | 59 | 150 | 19 | 156 | 199 | 130 | 14 | 24 | 173 | 209 | 1328
2036 | 191 | 58 | 146 | 19 | 152 | 195 | 127 | 14 | 24 | 172 | 207 | 1305
2037 | 186 | 56 | 143 | 19 | 149 | 191 | 124 | 14 | 23 | 171 | 204 | 1280
2038 | 181 | 55 | 140 | 19 | 145 | 186 | 122 | 13 | 23 | 168 | 201 | 1253
2039 | 177 | 53 | 136 | 18 | 142 | 182 | 119 | 13 | 23 | 167 | 198 | 1228
2040 | 172 | 52 | 133 | 18 | 138 | 178 | 116 | 13 | 23 | 166 | 196 | 1205
2041 | 169 | 51 | 131 | 18 | 136 | 174 | 114 | 12 | 23 | 165 | 194 | 1187
2042 | 166 | 50 | 129 | 18 | 134 | 172 | 113 | 12 | 23 | 163 | 194 | 1174
2043 | 164 | 50 | 127 | 17 | 133 | 170 | 112 | 12 | 22 | 161 | 193 | 1161
2044 | 162 | 49 | 126 | 17 | 131 | 169 | 111 | 12 | 22 | 160 | 192 | 1151
2045 | 161 | 49 | 125 | 17 | 130 | 167 | 110 | 12 | 22 | 158 | 191 | 1142
2046 | 160 | 48 | 124 | 17 | 129 | 166 | 109 | 12 | 22 | 156 | 191 | 1134
2047 | 159 | 48 | 123 | 17 | 129 | 165 | 109 | 11 | 22 | 154 | 190 | 1127
2048 | 158 | 48 | 123 | 17 | 128 | 164 | 108 | 11 | 21 | 152 | 190 | 1120
2049 | 157 | 48 | 122 | 17 | 128 | 164 | 108 | 11 | 21 | 150 | 190 | 1116
2050 | 157 | 48 | 122 | 17 | 128 | 164 | 108 | 11 | 21 | 149 | 190 | 1115
Note: The actual impact of solar PV varies considerably by hour of day. The hour of the NYCA coincident peak varies annually.
The NYCA summer peak typically occurs in late afternoon, and may shift into the evening as additional behind-the-meter solar PV is added to the system.
Note: The winter coincident peak behind-the-meter solar PV impact is zero because the system typically peaks after sunset.

## I-10a
Table I-10a: Non-Solar Distributed Generation Nameplate Capacity, Behind-the-Meter
Reflects Total Cumulative Namplate Capacity
Namplate Capacity by Zone - MW
Year | A | B | C | D | E | F | G | H | I | J | K | NYCA
2010 | 12 | 2 | 33 | 0 | 9 | 11 | 1 | 1 | 1 | 61 | 3 | 134
2011 | 12 | 2 | 35 | 0 | 9 | 11 | 1 | 1 | 1 | 63 | 3 | 138
2012 | 16 | 2 | 36 | 0 | 9 | 11 | 1 | 1 | 1 | 65 | 3 | 145
2013 | 16 | 2 | 36 | 0 | 10 | 17 | 1 | 1 | 1 | 72 | 3 | 159
2014 | 16 | 2 | 42 | 0 | 10 | 17 | 1 | 1 | 1 | 73 | 3 | 166
2015 | 16 | 2 | 43 | 0 | 10 | 17 | 1 | 1 | 3 | 75 | 3 | 171
2016 | 16 | 2 | 45 | 0 | 10 | 20 | 1 | 1 | 3 | 79 | 5 | 182
2017 | 16 | 2 | 46 | 1 | 10 | 20 | 1 | 1 | 4 | 84 | 5 | 190
2018 | 17 | 2 | 47 | 1 | 11 | 22 | 1 | 1 | 4 | 102 | 5 | 213
2019 | 17 | 2 | 48 | 1 | 11 | 22 | 1 | 1 | 4 | 117 | 5 | 229
2020 | 17 | 2 | 49 | 1 | 11 | 22 | 1 | 1 | 4 | 123 | 5 | 236
2021 | 18 | 3 | 50 | 1 | 11 | 23 | 1 | 1 | 4 | 130 | 5 | 247
2022 | 13 | 2 | 36 | 1 | 8 | 17 | 0 | 1 | 3 | 95 | 4 | 180
2023 | 11 | 2 | 31 | 1 | 7 | 15 | 0 | 1 | 3 | 85 | 3 | 159
2024 | 9 | 1 | 26 | 1 | 6 | 13 | 0 | 1 | 2 | 74 | 3 | 136
2025 | 9 | 1 | 27 | 1 | 6 | 13 | 0 | 1 | 2 | 77 | 3 | 140
2026 | 10 | 1 | 27 | 1 | 6 | 14 | 0 | 1 | 2 | 79 | 3 | 144
2027 | 10 | 1 | 27 | 1 | 6 | 14 | 0 | 1 | 2 | 82 | 3 | 147
2028 | 10 | 1 | 28 | 1 | 6 | 14 | 0 | 1 | 2 | 84 | 3 | 150
2029 | 10 | 1 | 28 | 1 | 6 | 15 | 0 | 1 | 3 | 87 | 3 | 155
2030 | 10 | 1 | 28 | 1 | 6 | 15 | 0 | 1 | 3 | 89 | 3 | 157
2031 | 10 | 1 | 28 | 1 | 6 | 15 | 0 | 1 | 3 | 92 | 3 | 160
2032 | 10 | 1 | 28 | 1 | 6 | 16 | 0 | 1 | 3 | 94 | 3 | 163
2033 | 10 | 1 | 29 | 1 | 6 | 16 | 0 | 1 | 3 | 96 | 3 | 166
2034 | 10 | 1 | 29 | 1 | 6 | 16 | 0 | 1 | 3 | 98 | 3 | 168
2035 | 10 | 1 | 29 | 1 | 6 | 16 | 0 | 1 | 3 | 100 | 3 | 170
2036 | 10 | 1 | 29 | 1 | 6 | 17 | 0 | 1 | 3 | 102 | 3 | 173
2037 | 10 | 1 | 29 | 1 | 6 | 17 | 0 | 1 | 3 | 104 | 3 | 175
2038 | 10 | 1 | 29 | 1 | 6 | 17 | 0 | 1 | 3 | 106 | 3 | 177
2039 | 10 | 1 | 29 | 1 | 6 | 17 | 0 | 1 | 3 | 108 | 3 | 179
2040 | 10 | 1 | 29 | 1 | 6 | 18 | 0 | 1 | 3 | 110 | 3 | 182
2041 | 10 | 1 | 29 | 1 | 6 | 18 | 0 | 1 | 3 | 112 | 3 | 184
2042 | 11 | 1 | 29 | 1 | 6 | 18 | 0 | 1 | 3 | 113 | 3 | 186
2043 | 11 | 1 | 30 | 1 | 6 | 18 | 0 | 1 | 3 | 115 | 3 | 189
2044 | 11 | 1 | 30 | 1 | 6 | 18 | 0 | 1 | 3 | 116 | 3 | 190
2045 | 11 | 1 | 30 | 1 | 6 | 19 | 0 | 1 | 3 | 118 | 3 | 193
2046 | 11 | 1 | 30 | 1 | 6 | 19 | 0 | 1 | 3 | 119 | 3 | 194
2047 | 11 | 1 | 30 | 1 | 6 | 19 | 0 | 1 | 3 | 121 | 3 | 196
2048 | 11 | 1 | 30 | 1 | 6 | 19 | 0 | 1 | 3 | 122 | 4 | 198
2049 | 11 | 1 | 30 | 1 | 6 | 19 | 0 | 1 | 3 | 124 | 4 | 200
2050 | 11 | 1 | 30 | 1 | 6 | 20 | 0 | 1 | 3 | 125 | 4 | 202
Note: Historical values reflect information from NYSERDA's "DG Integrated Data System" and from Transmission Owners.
Note: A portion of existing behind-the-meter distributed generation units are assumed to enter the wholesale DER market.

## I-10b
Table I-10b: Non-Solar Distributed Generation Annual Energy Reductions, Behind-the-Meter
Reflects Total Cumulative Impacts
Reductions in Annual Energy by Zone - GWh
Year | A | B | C | D | E | F | G | H | I | J | K | NYCA
2020 | 99 | 14 | 278 | 4 | 62 | 125 | 3 | 6 | 38 | 569 | 54 | 1252
2021 | 101 | 14 | 284 | 4 | 63 | 130 | 3 | 7 | 53 | 700 | 57 | 1416
2022 | 72 | 11 | 203 | 4 | 45 | 95 | 3 | 5 | 42 | 536 | 43 | 1059
2023 | 63 | 9 | 177 | 3 | 39 | 84 | 2 | 4 | 38 | 482 | 39 | 940
2024 | 53 | 8 | 150 | 3 | 33 | 72 | 2 | 4 | 35 | 423 | 35 | 818
2025 | 54 | 8 | 153 | 4 | 33 | 75 | 2 | 4 | 37 | 446 | 36 | 852
2026 | 55 | 8 | 155 | 4 | 33 | 77 | 3 | 4 | 39 | 461 | 38 | 877
2027 | 55 | 8 | 156 | 4 | 34 | 79 | 3 | 4 | 41 | 476 | 40 | 900
2028 | 56 | 8 | 158 | 4 | 34 | 81 | 3 | 5 | 43 | 497 | 42 | 931
2029 | 57 | 8 | 160 | 5 | 34 | 83 | 3 | 5 | 45 | 512 | 44 | 956
2030 | 57 | 8 | 161 | 5 | 34 | 85 | 3 | 5 | 46 | 525 | 44 | 973
2031 | 58 | 8 | 162 | 5 | 34 | 86 | 3 | 5 | 49 | 545 | 44 | 999
2032 | 58 | 8 | 163 | 5 | 34 | 88 | 3 | 5 | 50 | 558 | 44 | 1016
2033 | 58 | 8 | 164 | 6 | 34 | 90 | 3 | 5 | 51 | 570 | 44 | 1033
2034 | 59 | 8 | 165 | 6 | 34 | 92 | 3 | 5 | 54 | 588 | 44 | 1058
2035 | 59 | 8 | 166 | 6 | 35 | 93 | 3 | 5 | 55 | 599 | 44 | 1073
2036 | 59 | 9 | 167 | 6 | 35 | 95 | 3 | 5 | 56 | 609 | 44 | 1088
2037 | 60 | 9 | 168 | 6 | 35 | 96 | 3 | 5 | 58 | 626 | 44 | 1110
2038 | 60 | 9 | 168 | 7 | 35 | 98 | 3 | 5 | 59 | 635 | 44 | 1123
2039 | 60 | 9 | 169 | 7 | 35 | 99 | 3 | 5 | 60 | 643 | 44 | 1134
2040 | 60 | 9 | 169 | 7 | 35 | 101 | 3 | 5 | 61 | 652 | 44 | 1146
2041 | 61 | 9 | 170 | 7 | 35 | 102 | 3 | 5 | 62 | 660 | 44 | 1158
2042 | 61 | 9 | 170 | 7 | 35 | 103 | 3 | 5 | 63 | 669 | 44 | 1169
2043 | 61 | 9 | 171 | 7 | 35 | 105 | 3 | 5 | 64 | 677 | 44 | 1181
2044 | 61 | 9 | 171 | 8 | 35 | 106 | 3 | 5 | 65 | 686 | 44 | 1193
2045 | 61 | 9 | 172 | 8 | 35 | 107 | 3 | 5 | 66 | 694 | 44 | 1204
2046 | 61 | 9 | 172 | 8 | 35 | 108 | 3 | 5 | 67 | 703 | 44 | 1215
2047 | 62 | 9 | 172 | 8 | 35 | 109 | 3 | 5 | 68 | 711 | 44 | 1226
2048 | 62 | 9 | 172 | 8 | 35 | 110 | 3 | 5 | 68 | 720 | 44 | 1236
2049 | 62 | 9 | 173 | 8 | 35 | 111 | 3 | 5 | 69 | 728 | 44 | 1247
2050 | 62 | 9 | 173 | 8 | 35 | 112 | 3 | 5 | 70 | 737 | 44 | 1258

## I-10c
Table I-10c: Non-Solar Distributed Generation Peak Reductions, Behind-the-Meter
Reflects Total Cumulative Impacts
Reductions in Summer and Winter Coincident Peak Demand by Zone - MW
Year | A | B | C | D | E | F | G | H | I | J | K | NYCA
2020 | 15 | 2 | 42 | 1 | 9 | 19 | 0 | 1 | 4 | 119 | 6 | 218
2021 | 15 | 2 | 43 | 1 | 10 | 20 | 0 | 1 | 4 | 148 | 7 | 251
2022 | 11 | 1 | 31 | 1 | 7 | 14 | 1 | 1 | 3 | 114 | 5 | 189
2023 | 10 | 1 | 26 | 1 | 6 | 13 | 1 | 1 | 2 | 103 | 5 | 169
2024 | 8 | 1 | 23 | 1 | 5 | 11 | 1 | 1 | 2 | 91 | 4 | 148
2025 | 8 | 1 | 23 | 1 | 5 | 11 | 1 | 1 | 2 | 96 | 5 | 154
2026 | 8 | 1 | 23 | 1 | 5 | 12 | 1 | 1 | 2 | 99 | 5 | 158
2027 | 9 | 1 | 24 | 1 | 5 | 12 | 1 | 1 | 2 | 103 | 5 | 164
2028 | 9 | 1 | 24 | 1 | 5 | 12 | 1 | 1 | 3 | 108 | 5 | 170
2029 | 9 | 1 | 24 | 1 | 5 | 13 | 1 | 1 | 3 | 111 | 5 | 174
2030 | 9 | 1 | 24 | 1 | 5 | 13 | 1 | 1 | 3 | 114 | 5 | 177
2031 | 9 | 1 | 25 | 1 | 5 | 13 | 1 | 1 | 3 | 118 | 5 | 182
2032 | 9 | 1 | 25 | 1 | 5 | 13 | 1 | 1 | 3 | 121 | 5 | 185
2033 | 9 | 1 | 25 | 1 | 5 | 14 | 1 | 1 | 3 | 124 | 5 | 189
2034 | 9 | 1 | 25 | 1 | 5 | 14 | 1 | 1 | 3 | 128 | 5 | 193
2035 | 9 | 1 | 25 | 1 | 5 | 14 | 1 | 1 | 3 | 130 | 5 | 195
2036 | 9 | 1 | 25 | 1 | 5 | 14 | 1 | 1 | 3 | 133 | 5 | 198
2037 | 9 | 1 | 25 | 1 | 5 | 15 | 1 | 1 | 3 | 136 | 5 | 202
2038 | 9 | 2 | 26 | 1 | 5 | 15 | 1 | 1 | 3 | 138 | 5 | 206
2039 | 9 | 2 | 26 | 1 | 5 | 15 | 1 | 1 | 3 | 140 | 5 | 208
2040 | 9 | 2 | 26 | 1 | 5 | 15 | 1 | 1 | 3 | 142 | 5 | 210
2041 | 9 | 2 | 26 | 1 | 5 | 16 | 1 | 1 | 3 | 144 | 5 | 213
2042 | 9 | 2 | 26 | 1 | 5 | 16 | 1 | 1 | 3 | 146 | 5 | 215
2043 | 9 | 2 | 26 | 1 | 5 | 16 | 1 | 1 | 3 | 148 | 5 | 217
2044 | 9 | 2 | 26 | 1 | 5 | 16 | 1 | 1 | 3 | 150 | 5 | 219
2045 | 9 | 2 | 26 | 1 | 5 | 16 | 1 | 1 | 3 | 152 | 5 | 221
2046 | 9 | 2 | 26 | 1 | 5 | 16 | 1 | 1 | 3 | 154 | 5 | 223
2047 | 9 | 2 | 26 | 1 | 5 | 17 | 1 | 1 | 3 | 156 | 5 | 226
2048 | 9 | 2 | 26 | 1 | 5 | 17 | 1 | 1 | 3 | 158 | 5 | 228
2049 | 10 | 2 | 26 | 1 | 5 | 17 | 1 | 1 | 3 | 159 | 5 | 230
2050 | 10 | 2 | 26 | 1 | 5 | 17 | 1 | 1 | 3 | 161 | 5 | 232
Note: Peak reductions reflect estimated summer reductions for the year listed, along with reductions for the following winter.
For example, the values listed for 2020 reflect reductions to the 2020 summer peak and the 2020-21 winter peak.

## I-11a
Table I-11a: Electric Vehicle Annual Energy Usage
Reflects Total Cumulative Impacts
Total Annual Energy Usage by Zone - GWh
Year | A | B | C | D | E | F | G | H | I | J | K | NYCA
2020 | 15 | 13 | 15 | 2 | 7 | 19 | 18 | 9 | 5 | 40 | 56 | 199
2021 | 23 | 24 | 26 | 3 | 11 | 30 | 30 | 17 | 11 | 97 | 73 | 345
2022 | 33 | 38 | 40 | 4 | 17 | 43 | 45 | 27 | 20 | 177 | 94 | 538
2023 | 44 | 57 | 59 | 5 | 25 | 57 | 64 | 41 | 31 | 277 | 121 | 781
2024 | 57 | 83 | 84 | 8 | 34 | 74 | 89 | 59 | 45 | 394 | 158 | 1085
2025 | 73 | 116 | 116 | 10 | 44 | 95 | 122 | 83 | 60 | 532 | 205 | 1456
2026 | 97 | 149 | 151 | 14 | 60 | 122 | 157 | 103 | 78 | 686 | 272 | 1889
2027 | 127 | 187 | 193 | 17 | 79 | 157 | 197 | 124 | 98 | 865 | 363 | 2407
2028 | 162 | 232 | 242 | 20 | 101 | 196 | 245 | 149 | 122 | 1075 | 487 | 3031
2029 | 204 | 281 | 299 | 24 | 129 | 241 | 298 | 174 | 150 | 1318 | 647 | 3765
2030 | 251 | 335 | 359 | 29 | 159 | 291 | 356 | 200 | 171 | 1506 | 849 | 4506
2031 | 301 | 391 | 424 | 34 | 191 | 344 | 417 | 226 | 193 | 1698 | 1091 | 5310
2032 | 358 | 452 | 493 | 38 | 226 | 401 | 483 | 252 | 216 | 1897 | 1368 | 6184
2033 | 421 | 516 | 567 | 43 | 266 | 463 | 554 | 278 | 240 | 2109 | 1686 | 7143
2034 | 490 | 585 | 647 | 48 | 308 | 530 | 629 | 304 | 264 | 2327 | 2048 | 8180
2035 | 565 | 656 | 732 | 54 | 354 | 601 | 709 | 330 | 290 | 2556 | 2465 | 9312
2036 | 647 | 733 | 822 | 59 | 404 | 678 | 795 | 357 | 318 | 2795 | 2940 | 10548
2037 | 737 | 815 | 918 | 65 | 458 | 761 | 886 | 383 | 346 | 3044 | 3480 | 11893
2038 | 834 | 900 | 1020 | 71 | 515 | 848 | 983 | 408 | 375 | 3304 | 3926 | 13184
2039 | 939 | 989 | 1127 | 77 | 577 | 940 | 1083 | 432 | 405 | 3567 | 4514 | 14650
2040 | 1050 | 1080 | 1237 | 83 | 642 | 1035 | 1187 | 454 | 435 | 3831 | 4751 | 15785
2041 | 1165 | 1171 | 1349 | 89 | 709 | 1133 | 1290 | 472 | 465 | 4088 | 4977 | 16908
2042 | 1284 | 1261 | 1460 | 95 | 777 | 1229 | 1394 | 487 | 493 | 4334 | 5187 | 18001
2043 | 1404 | 1348 | 1570 | 99 | 846 | 1325 | 1495 | 499 | 519 | 4567 | 5376 | 19048
2044 | 1527 | 1433 | 1678 | 105 | 914 | 1419 | 1594 | 507 | 544 | 4784 | 5546 | 20051
2045 | 1651 | 1515 | 1786 | 110 | 983 | 1513 | 1690 | 511 | 567 | 4988 | 5698 | 21012
2046 | 1776 | 1596 | 1890 | 114 | 1053 | 1605 | 1784 | 513 | 589 | 5179 | 5833 | 21932
2047 | 1904 | 1674 | 1994 | 119 | 1123 | 1695 | 1876 | 513 | 609 | 5359 | 5951 | 22817
2048 | 2033 | 1750 | 2097 | 123 | 1193 | 1785 | 1967 | 513 | 628 | 5527 | 6055 | 23671
2049 | 2167 | 1828 | 2202 | 127 | 1265 | 1876 | 2058 | 513 | 647 | 5695 | 6152 | 24530
2050 | 2300 | 1900 | 2302 | 131 | 1335 | 1963 | 2144 | 513 | 664 | 5844 | 6228 | 25324

## I-11b
Table I-11b: Electric Vehicle Summer Coincident Peak Demand
Reflects Total Cumulative Impacts
Total Increase in Summer Coincident Peak Demand by Zone - MW
Year | A | B | C | D | E | F | G | H | I | J | K | NYCA
2020 | 4 | 3 | 4 | 0 | 2 | 5 | 5 | 2 | 1 | 7 | 7 | 40
2021 | 6 | 5 | 6 | 1 | 3 | 8 | 7 | 4 | 2 | 17 | 9 | 68
2022 | 8 | 7 | 8 | 1 | 4 | 11 | 10 | 5 | 4 | 34 | 11 | 103
2023 | 11 | 10 | 11 | 1 | 6 | 15 | 13 | 6 | 6 | 55 | 13 | 147
2024 | 15 | 13 | 15 | 1 | 8 | 19 | 18 | 8 | 9 | 79 | 16 | 201
2025 | 19 | 17 | 19 | 2 | 10 | 24 | 23 | 9 | 12 | 107 | 19 | 261
2026 | 24 | 21 | 24 | 2 | 13 | 31 | 28 | 11 | 16 | 139 | 24 | 333
2027 | 31 | 26 | 30 | 3 | 16 | 38 | 35 | 14 | 20 | 174 | 31 | 418
2028 | 38 | 32 | 37 | 3 | 20 | 46 | 43 | 16 | 24 | 215 | 39 | 513
2029 | 47 | 38 | 45 | 4 | 25 | 55 | 51 | 18 | 30 | 263 | 49 | 625
2030 | 56 | 45 | 54 | 4 | 30 | 65 | 60 | 20 | 36 | 318 | 60 | 748
2031 | 66 | 52 | 63 | 5 | 36 | 75 | 69 | 23 | 40 | 356 | 72 | 857
2032 | 76 | 60 | 72 | 6 | 42 | 85 | 79 | 25 | 44 | 391 | 86 | 966
2033 | 88 | 68 | 82 | 6 | 48 | 96 | 89 | 27 | 48 | 423 | 102 | 1077
2034 | 100 | 77 | 93 | 7 | 55 | 108 | 100 | 29 | 51 | 451 | 120 | 1191
2035 | 113 | 86 | 105 | 8 | 63 | 121 | 112 | 31 | 54 | 474 | 139 | 1306
2036 | 128 | 96 | 117 | 8 | 71 | 134 | 125 | 33 | 56 | 492 | 166 | 1426
2037 | 143 | 106 | 130 | 9 | 79 | 148 | 138 | 35 | 57 | 504 | 197 | 1546
2038 | 160 | 117 | 145 | 10 | 88 | 163 | 152 | 37 | 58 | 510 | 222 | 1662
2039 | 176 | 128 | 158 | 11 | 98 | 177 | 166 | 38 | 58 | 509 | 255 | 1774
2040 | 192 | 138 | 171 | 11 | 106 | 190 | 179 | 39 | 58 | 507 | 266 | 1857
2041 | 207 | 147 | 183 | 12 | 114 | 201 | 190 | 39 | 57 | 505 | 273 | 1928
2042 | 220 | 155 | 193 | 12 | 121 | 210 | 199 | 38 | 57 | 501 | 274 | 1980
2043 | 230 | 160 | 200 | 13 | 126 | 217 | 206 | 37 | 56 | 497 | 270 | 2012
2044 | 238 | 165 | 206 | 13 | 131 | 222 | 211 | 35 | 56 | 492 | 263 | 2032
2045 | 246 | 168 | 212 | 13 | 135 | 225 | 215 | 33 | 55 | 485 | 254 | 2041
2046 | 252 | 171 | 216 | 13 | 138 | 228 | 218 | 31 | 54 | 478 | 242 | 2041
2047 | 258 | 173 | 219 | 13 | 141 | 229 | 220 | 29 | 53 | 470 | 228 | 2033
2048 | 262 | 174 | 221 | 13 | 143 | 230 | 220 | 26 | 52 | 462 | 212 | 2015
2049 | 266 | 175 | 223 | 13 | 145 | 230 | 221 | 24 | 51 | 452 | 195 | 1995
2050 | 269 | 176 | 225 | 13 | 147 | 230 | 222 | 22 | 50 | 441 | 178 | 1973

## I-11c
Table I-11c: Electric Vehicle Winter Coincident Peak Demand
Reflects Total Cumulative Impacts
Total Increase in Winter Coincident Peak Demand by Zone - MW
Year | A | B | C | D | E | F | G | H | I | J | K | NYCA
2020-21 | 6 | 6 | 6 | 1 | 3 | 8 | 8 | 4 | 1 | 11 | 12 | 66
2021-22 | 10 | 9 | 10 | 1 | 5 | 13 | 12 | 6 | 3 | 29 | 15 | 113
2022-23 | 14 | 12 | 14 | 1 | 7 | 18 | 16 | 8 | 7 | 58 | 18 | 173
2023-24 | 18 | 16 | 18 | 2 | 9 | 24 | 22 | 10 | 11 | 94 | 22 | 246
2024-25 | 24 | 21 | 24 | 2 | 12 | 31 | 29 | 12 | 15 | 135 | 27 | 332
2025-26 | 31 | 27 | 30 | 3 | 15 | 39 | 36 | 15 | 21 | 181 | 34 | 432
2026-27 | 39 | 34 | 39 | 3 | 20 | 50 | 46 | 18 | 27 | 236 | 42 | 554
2027-28 | 49 | 42 | 49 | 4 | 26 | 61 | 56 | 22 | 34 | 296 | 52 | 691
2028-29 | 61 | 51 | 60 | 5 | 32 | 74 | 68 | 25 | 42 | 366 | 64 | 848
2029-30 | 74 | 61 | 72 | 6 | 40 | 88 | 81 | 29 | 51 | 447 | 77 | 1026
2030-31 | 88 | 71 | 85 | 7 | 48 | 103 | 95 | 32 | 61 | 541 | 90 | 1221
2031-32 | 103 | 82 | 99 | 8 | 56 | 118 | 109 | 36 | 69 | 605 | 106 | 1391
2032-33 | 120 | 94 | 113 | 9 | 66 | 134 | 124 | 39 | 76 | 665 | 122 | 1562
2033-34 | 137 | 106 | 129 | 10 | 76 | 151 | 140 | 42 | 82 | 719 | 141 | 1733
2034-35 | 156 | 120 | 145 | 11 | 86 | 169 | 157 | 45 | 87 | 767 | 161 | 1904
2035-36 | 176 | 133 | 163 | 12 | 97 | 187 | 174 | 48 | 92 | 806 | 192 | 2080
2036-37 | 197 | 148 | 181 | 13 | 109 | 207 | 193 | 51 | 95 | 836 | 228 | 2258
2037-38 | 220 | 163 | 201 | 14 | 122 | 227 | 213 | 54 | 97 | 857 | 257 | 2425
2038-39 | 245 | 180 | 222 | 15 | 136 | 249 | 234 | 56 | 99 | 867 | 296 | 2599
2039-40 | 270 | 196 | 242 | 17 | 149 | 270 | 254 | 58 | 98 | 865 | 317 | 2736
2040-41 | 293 | 211 | 261 | 18 | 162 | 289 | 273 | 59 | 98 | 862 | 333 | 2859
2041-42 | 315 | 224 | 278 | 18 | 174 | 306 | 289 | 59 | 98 | 858 | 342 | 2961
2042-43 | 334 | 235 | 293 | 19 | 184 | 320 | 303 | 58 | 97 | 852 | 344 | 3039
2043-44 | 349 | 243 | 304 | 19 | 192 | 329 | 313 | 56 | 96 | 845 | 338 | 3084
2044-45 | 362 | 250 | 314 | 20 | 199 | 337 | 321 | 54 | 95 | 836 | 327 | 3115
2045-46 | 374 | 256 | 322 | 20 | 205 | 343 | 327 | 51 | 94 | 825 | 313 | 3130
2046-47 | 383 | 260 | 328 | 20 | 210 | 346 | 331 | 47 | 92 | 813 | 294 | 3124
2047-48 | 391 | 262 | 332 | 20 | 214 | 348 | 334 | 44 | 91 | 800 | 273 | 3109
2048-49 | 397 | 264 | 335 | 20 | 217 | 349 | 335 | 40 | 89 | 785 | 249 | 3080
2049-50 | 404 | 266 | 339 | 20 | 220 | 349 | 336 | 37 | 87 | 768 | 224 | 3050
2050-51 | 409 | 267 | 342 | 20 | 223 | 349 | 337 | 33 | 85 | 750 | 197 | 3012

## I-12a
Table I-12a: Energy Storage Nameplate Capacity
Reflects Total Cumulative Nameplate Capacity - Including Wholesale and Behind-the-Meter
Nameplate Capacity by Zone - MW
Year | A | B | C | D | E | F | G | H | I | J | K | NYCA
2020 | 11 | 4 | 9 | 2 | 3 | 38 | 13 | 1 | 5 | 87 | 34 | 207
2021 | 22 | 8 | 18 | 3 | 6 | 56 | 26 | 3 | 10 | 170 | 59 | 381
2022 | 36 | 14 | 33 | 5 | 11 | 80 | 44 | 4 | 17 | 277 | 92 | 613
2023 | 54 | 20 | 51 | 7 | 18 | 108 | 68 | 7 | 26 | 404 | 136 | 899
2024 | 71 | 27 | 71 | 10 | 26 | 137 | 92 | 10 | 34 | 527 | 179 | 1184
2025 | 89 | 35 | 93 | 11 | 35 | 165 | 118 | 13 | 43 | 642 | 224 | 1468
2026 | 106 | 41 | 117 | 13 | 45 | 193 | 144 | 17 | 52 | 751 | 269 | 1748
2027 | 123 | 50 | 141 | 14 | 57 | 220 | 171 | 21 | 60 | 854 | 316 | 2027
2028 | 139 | 59 | 167 | 15 | 69 | 248 | 202 | 26 | 68 | 948 | 364 | 2305
2029 | 155 | 67 | 194 | 17 | 82 | 273 | 230 | 30 | 75 | 1036 | 412 | 2571
2030 | 172 | 74 | 224 | 18 | 96 | 301 | 261 | 36 | 85 | 1119 | 462 | 2848
2031 | 189 | 81 | 246 | 19 | 106 | 329 | 287 | 40 | 94 | 1231 | 508 | 3130
2032 | 207 | 88 | 269 | 21 | 115 | 357 | 313 | 44 | 101 | 1343 | 552 | 3410
2033 | 224 | 95 | 292 | 22 | 125 | 385 | 339 | 48 | 111 | 1456 | 598 | 3695
2034 | 241 | 104 | 314 | 24 | 134 | 413 | 365 | 52 | 120 | 1568 | 643 | 3978
2035 | 256 | 110 | 334 | 26 | 143 | 438 | 389 | 55 | 126 | 1668 | 684 | 4229
2036 | 270 | 116 | 352 | 27 | 151 | 461 | 410 | 57 | 134 | 1759 | 720 | 4457
2037 | 283 | 122 | 369 | 28 | 158 | 481 | 428 | 60 | 139 | 1841 | 753 | 4662
2038 | 294 | 126 | 383 | 30 | 164 | 500 | 446 | 62 | 146 | 1914 | 783 | 4848
2039 | 305 | 131 | 397 | 30 | 169 | 516 | 462 | 65 | 151 | 1980 | 809 | 5015
2040 | 314 | 134 | 409 | 31 | 174 | 531 | 475 | 66 | 155 | 2040 | 833 | 5162
2041 | 322 | 138 | 419 | 32 | 179 | 545 | 488 | 69 | 159 | 2093 | 855 | 5299
2042 | 329 | 141 | 429 | 33 | 183 | 557 | 499 | 70 | 163 | 2141 | 875 | 5420
2043 | 336 | 144 | 438 | 34 | 187 | 567 | 509 | 72 | 166 | 2185 | 892 | 5530
2044 | 342 | 147 | 446 | 34 | 190 | 577 | 518 | 73 | 169 | 2224 | 908 | 5628
2045 | 347 | 149 | 453 | 34 | 193 | 586 | 527 | 74 | 172 | 2259 | 922 | 5716
2046 | 352 | 150 | 459 | 35 | 196 | 594 | 534 | 75 | 174 | 2291 | 935 | 5795
2047 | 356 | 152 | 465 | 36 | 198 | 601 | 540 | 77 | 176 | 2319 | 946 | 5866
2048 | 361 | 154 | 470 | 36 | 201 | 608 | 546 | 77 | 178 | 2345 | 956 | 5932
2049 | 364 | 156 | 474 | 36 | 202 | 614 | 552 | 78 | 179 | 2367 | 966 | 5988
2050 | 367 | 158 | 478 | 37 | 204 | 619 | 556 | 78 | 181 | 2388 | 974 | 6040
Note: Nameplate capacity values include both wholesale market and behind-the-meter storage.
Pumped Storage is not included. See Table III-2 for current resources.

## I-12b
Table I-12b: Energy Storage Energy Impacts
Reflects Total Cumulative Impacts - Including Wholesale and Behind-the-Meter
Annual Net Electricity Consumption by Zone - GWh
Year | A | B | C | D | E | F | G | H | I | J | K | NYCA
2020 | 1 | 0 | 1 | 0 | 0 | 1 | 1 | 0 | 0 | 11 | 4 | 19
2021 | 2 | 1 | 2 | 0 | 1 | 3 | 3 | 0 | 1 | 21 | 9 | 43
2022 | 4 | 1 | 3 | 1 | 1 | 5 | 4 | 0 | 1 | 37 | 10 | 67
2023 | 5 | 2 | 5 | 1 | 1 | 8 | 6 | 0 | 2 | 54 | 15 | 99
2024 | 6 | 3 | 6 | 1 | 2 | 11 | 8 | 1 | 2 | 71 | 19 | 130
2025 | 8 | 3 | 8 | 1 | 3 | 13 | 10 | 1 | 3 | 87 | 23 | 160
2026 | 9 | 4 | 10 | 1 | 4 | 15 | 13 | 1 | 3 | 101 | 28 | 189
2027 | 11 | 5 | 12 | 2 | 5 | 18 | 15 | 1 | 4 | 115 | 33 | 221
2028 | 12 | 5 | 14 | 2 | 6 | 20 | 18 | 3 | 4 | 133 | 37 | 254
2029 | 13 | 6 | 17 | 2 | 7 | 22 | 20 | 3 | 5 | 144 | 42 | 281
2030 | 15 | 6 | 20 | 2 | 8 | 25 | 23 | 3 | 5 | 155 | 47 | 309
2031 | 17 | 7 | 22 | 2 | 9 | 27 | 25 | 4 | 5 | 171 | 50 | 339
2032 | 18 | 8 | 23 | 2 | 10 | 29 | 27 | 4 | 6 | 187 | 53 | 367
2033 | 20 | 8 | 26 | 2 | 11 | 32 | 30 | 4 | 6 | 200 | 56 | 395
2034 | 21 | 9 | 27 | 2 | 12 | 34 | 32 | 4 | 7 | 217 | 58 | 423
2035 | 22 | 10 | 30 | 2 | 13 | 36 | 34 | 5 | 7 | 232 | 59 | 450
2036 | 24 | 10 | 31 | 2 | 13 | 39 | 36 | 5 | 8 | 245 | 61 | 474
2037 | 25 | 11 | 32 | 2 | 14 | 41 | 38 | 5 | 8 | 254 | 61 | 491
2038 | 26 | 11 | 34 | 2 | 14 | 42 | 39 | 5 | 8 | 265 | 62 | 508
2039 | 27 | 12 | 34 | 2 | 15 | 43 | 41 | 5 | 9 | 272 | 63 | 523
2040 | 27 | 12 | 36 | 2 | 15 | 45 | 41 | 7 | 9 | 282 | 63 | 539
2041 | 28 | 12 | 37 | 3 | 15 | 46 | 42 | 7 | 9 | 291 | 63 | 553
2042 | 29 | 13 | 38 | 3 | 16 | 47 | 44 | 7 | 9 | 296 | 63 | 565
2043 | 29 | 13 | 38 | 3 | 16 | 48 | 45 | 7 | 10 | 302 | 63 | 574
2044 | 30 | 13 | 39 | 3 | 17 | 49 | 45 | 7 | 10 | 308 | 63 | 584
2045 | 30 | 13 | 40 | 3 | 17 | 50 | 46 | 7 | 10 | 315 | 63 | 594
2046 | 31 | 14 | 40 | 3 | 18 | 50 | 47 | 7 | 10 | 318 | 63 | 601
2047 | 32 | 14 | 41 | 3 | 18 | 51 | 48 | 7 | 10 | 322 | 63 | 609
2048 | 32 | 14 | 41 | 3 | 18 | 52 | 48 | 7 | 10 | 325 | 63 | 613
2049 | 32 | 14 | 42 | 3 | 18 | 52 | 49 | 7 | 10 | 329 | 63 | 619
2050 | 32 | 14 | 42 | 3 | 18 | 53 | 49 | 7 | 10 | 331 | 63 | 622
Note: Net energy consumption values include both wholesale and behind-the-meter Storage.
Note: Values listed reflect net energy consumption due to charging cycle efficiency.

## I-12c
Table I-12c: Energy Storage Summer Coincident Peak Reductions, Behind-the-Meter
Reflects Total Cumulative Impacts
Reductions in Summer Coincident Peak Demand by Zone - MW
Year | A | B | C | D | E | F | G | H | I | J | K | NYCA
2020 | 0 | 0 | 0 | 0 | 0 | 1 | 0 | 0 | 0 | 1 | 3 | 5
2021 | 0 | 0 | 1 | 0 | 0 | 3 | 0 | 0 | 0 | 3 | 7 | 14
2022 | 1 | 1 | 1 | 0 | 1 | 6 | 1 | 0 | 0 | 6 | 9 | 26
2023 | 1 | 2 | 2 | 0 | 1 | 10 | 2 | 0 | 0 | 11 | 15 | 44
2024 | 1 | 2 | 4 | 0 | 1 | 14 | 3 | 0 | 0 | 15 | 23 | 63
2025 | 2 | 2 | 5 | 0 | 2 | 18 | 5 | 1 | 1 | 24 | 31 | 91
2026 | 4 | 4 | 8 | 0 | 3 | 23 | 7 | 1 | 1 | 32 | 42 | 125
2027 | 4 | 4 | 10 | 0 | 4 | 28 | 9 | 2 | 1 | 43 | 54 | 159
2028 | 6 | 5 | 13 | 1 | 6 | 33 | 12 | 2 | 2 | 57 | 69 | 206
2029 | 8 | 6 | 16 | 1 | 8 | 37 | 15 | 3 | 2 | 71 | 83 | 250
2030 | 9 | 7 | 20 | 1 | 9 | 40 | 19 | 3 | 2 | 86 | 96 | 292
2031 | 11 | 8 | 22 | 1 | 10 | 46 | 21 | 4 | 3 | 99 | 107 | 332
2032 | 12 | 9 | 25 | 1 | 12 | 52 | 24 | 5 | 3 | 112 | 115 | 370
2033 | 13 | 10 | 28 | 1 | 13 | 56 | 27 | 5 | 4 | 121 | 121 | 399
2034 | 14 | 11 | 30 | 1 | 13 | 62 | 28 | 5 | 4 | 133 | 126 | 427
2035 | 15 | 12 | 33 | 1 | 15 | 67 | 31 | 5 | 5 | 143 | 130 | 457
2036 | 17 | 13 | 34 | 1 | 15 | 71 | 33 | 6 | 5 | 152 | 134 | 481
2037 | 17 | 14 | 37 | 1 | 17 | 75 | 35 | 6 | 5 | 163 | 137 | 507
2038 | 18 | 14 | 39 | 1 | 18 | 79 | 37 | 6 | 6 | 170 | 140 | 528
2039 | 19 | 15 | 41 | 1 | 18 | 83 | 38 | 6 | 6 | 179 | 143 | 549
2040 | 20 | 16 | 42 | 1 | 19 | 86 | 40 | 7 | 6 | 185 | 145 | 567
2041 | 21 | 17 | 44 | 1 | 20 | 90 | 41 | 7 | 6 | 191 | 146 | 584
2042 | 21 | 17 | 46 | 1 | 20 | 92 | 43 | 7 | 7 | 198 | 148 | 600
2043 | 22 | 17 | 46 | 1 | 21 | 95 | 44 | 7 | 7 | 205 | 150 | 615
2044 | 23 | 17 | 48 | 1 | 22 | 98 | 45 | 8 | 7 | 210 | 151 | 630
2045 | 24 | 17 | 49 | 2 | 22 | 100 | 46 | 8 | 7 | 214 | 153 | 642
2046 | 24 | 18 | 51 | 2 | 22 | 103 | 48 | 8 | 7 | 222 | 154 | 659
2047 | 25 | 19 | 51 | 2 | 23 | 106 | 49 | 9 | 7 | 228 | 156 | 675
2048 | 25 | 19 | 53 | 2 | 24 | 107 | 50 | 9 | 7 | 234 | 158 | 688
2049 | 25 | 20 | 54 | 2 | 25 | 110 | 51 | 10 | 7 | 237 | 159 | 700
2050 | 25 | 20 | 55 | 2 | 25 | 111 | 52 | 10 | 7 | 240 | 160 | 707
Note: Peak Reductions due to behind-the-meter storage. Wholesale market storage is assumed to be dispatched as generation.

## I-12d
Table I-12d: Energy Storage Winter Coincident Peak Reductions, Behind-the-Meter
Reflects Total Cumulative Impacts
Reductions in Winter Coincident Peak Demand by Zone - MW
Year | A | B | C | D | E | F | G | H | I | J | K | NYCA
2020-21 | 0 | 0 | 0 | 0 | 0 | 1 | 0 | 0 | 0 | 1 | 6 | 8
2021-22 | 0 | 0 | 0 | 0 | 0 | 2 | 0 | 0 | 0 | 3 | 8 | 13
2022-23 | 0 | 1 | 1 | 0 | 0 | 4 | 1 | 0 | 0 | 6 | 14 | 27
2023-24 | 1 | 1 | 2 | 0 | 1 | 7 | 2 | 0 | 0 | 11 | 20 | 45
2024-25 | 1 | 1 | 3 | 0 | 1 | 10 | 2 | 0 | 0 | 15 | 28 | 61
2025-26 | 2 | 2 | 4 | 0 | 2 | 13 | 4 | 0 | 1 | 24 | 38 | 90
2026-27 | 3 | 2 | 6 | 0 | 3 | 17 | 5 | 1 | 1 | 32 | 49 | 119
2027-28 | 3 | 3 | 8 | 0 | 3 | 21 | 7 | 1 | 1 | 43 | 62 | 152
2028-29 | 4 | 4 | 10 | 0 | 4 | 26 | 9 | 2 | 2 | 57 | 77 | 195
2029-30 | 6 | 5 | 13 | 1 | 6 | 29 | 12 | 2 | 2 | 71 | 92 | 239
2030-31 | 7 | 6 | 16 | 1 | 7 | 32 | 15 | 2 | 2 | 86 | 106 | 280
2031-32 | 8 | 7 | 19 | 1 | 8 | 38 | 17 | 3 | 3 | 99 | 117 | 320
2032-33 | 10 | 8 | 20 | 1 | 9 | 42 | 20 | 3 | 3 | 112 | 125 | 353
2033-34 | 11 | 9 | 23 | 1 | 10 | 47 | 21 | 3 | 4 | 121 | 131 | 381
2034-35 | 12 | 9 | 26 | 1 | 11 | 52 | 24 | 5 | 4 | 133 | 136 | 413
2035-36 | 14 | 10 | 28 | 1 | 12 | 56 | 27 | 5 | 5 | 143 | 141 | 442
2036-37 | 14 | 11 | 30 | 1 | 14 | 61 | 28 | 6 | 5 | 152 | 145 | 467
2037-38 | 15 | 12 | 32 | 1 | 14 | 65 | 30 | 6 | 5 | 163 | 148 | 491
2038-39 | 16 | 13 | 34 | 1 | 15 | 70 | 32 | 6 | 6 | 170 | 151 | 514
2039-40 | 17 | 14 | 36 | 1 | 16 | 74 | 34 | 6 | 6 | 179 | 153 | 536
2040-41 | 18 | 14 | 38 | 1 | 17 | 78 | 36 | 6 | 6 | 185 | 155 | 554
2041-42 | 19 | 15 | 39 | 1 | 18 | 81 | 37 | 7 | 6 | 191 | 157 | 571
2042-43 | 20 | 15 | 42 | 1 | 18 | 85 | 39 | 7 | 7 | 198 | 158 | 590
2043-44 | 20 | 16 | 43 | 1 | 19 | 89 | 41 | 7 | 7 | 205 | 160 | 608
2044-45 | 22 | 17 | 45 | 1 | 20 | 92 | 43 | 8 | 7 | 210 | 162 | 627
2045-46 | 22 | 17 | 47 | 1 | 21 | 96 | 45 | 8 | 7 | 214 | 163 | 641
2046-47 | 23 | 18 | 48 | 1 | 22 | 99 | 45 | 8 | 7 | 222 | 165 | 658
2047-48 | 24 | 18 | 50 | 2 | 23 | 102 | 47 | 8 | 7 | 228 | 167 | 676
2048-49 | 25 | 19 | 52 | 2 | 23 | 105 | 49 | 8 | 7 | 234 | 169 | 693
2049-50 | 25 | 19 | 53 | 2 | 24 | 109 | 51 | 10 | 7 | 237 | 170 | 707
2050-51 | 25 | 20 | 55 | 2 | 25 | 111 | 52 | 10 | 7 | 240 | 171 | 718
Note: Peak Reductions due to behind-the-meter storage. Wholesale market storage is assumed to be dispatched as generation.

## I-13a
Table I-13a: Non-EV Electrification Annual Energy Usage
Reflects Total Cumulative Impacts
Total Annual Energy Usage by Zone - GWh
Year | A | B | C | D | E | F | G | H | I | J | K | NYCA
2020 | 13 | 8 | 14 | 4 | 7 | 10 | 8 | 2 | 8 | 102 | 14 | 190
2021 | 30 | 18 | 32 | 10 | 15 | 24 | 19 | 6 | 20 | 254 | 29 | 457
2022 | 53 | 31 | 55 | 18 | 27 | 41 | 33 | 10 | 36 | 463 | 48 | 815
2023 | 82 | 47 | 85 | 28 | 41 | 64 | 51 | 16 | 57 | 745 | 73 | 1289
2024 | 120 | 68 | 126 | 41 | 61 | 94 | 76 | 24 | 84 | 1086 | 104 | 1884
2025 | 170 | 94 | 178 | 58 | 86 | 132 | 107 | 35 | 113 | 1474 | 144 | 2591
2026 | 216 | 121 | 227 | 74 | 109 | 169 | 137 | 44 | 147 | 1909 | 184 | 3337
2027 | 267 | 151 | 281 | 92 | 135 | 209 | 169 | 55 | 184 | 2391 | 229 | 4163
2028 | 321 | 182 | 337 | 110 | 162 | 251 | 205 | 67 | 224 | 2916 | 280 | 5055
2029 | 376 | 215 | 395 | 129 | 190 | 293 | 241 | 78 | 268 | 3479 | 333 | 5997
2030 | 432 | 248 | 454 | 149 | 219 | 337 | 279 | 89 | 314 | 4076 | 391 | 6988
2031 | 489 | 283 | 514 | 169 | 247 | 381 | 316 | 101 | 362 | 4700 | 452 | 8014
2032 | 566 | 329 | 595 | 194 | 286 | 441 | 368 | 117 | 411 | 5348 | 533 | 9188
2033 | 663 | 388 | 696 | 228 | 335 | 516 | 433 | 136 | 463 | 6013 | 636 | 10507
2034 | 779 | 458 | 819 | 268 | 394 | 607 | 511 | 160 | 515 | 6690 | 763 | 11964
2035 | 896 | 530 | 942 | 307 | 453 | 698 | 591 | 184 | 567 | 7373 | 899 | 13440
2036 | 1013 | 602 | 1066 | 346 | 513 | 790 | 671 | 208 | 620 | 8057 | 1043 | 14929
2037 | 1132 | 676 | 1190 | 387 | 573 | 882 | 753 | 232 | 672 | 8735 | 1192 | 16424
2038 | 1250 | 750 | 1316 | 426 | 633 | 973 | 836 | 256 | 723 | 9402 | 1352 | 17917
2039 | 1373 | 827 | 1444 | 466 | 695 | 1069 | 921 | 282 | 773 | 10050 | 1503 | 19403
2040 | 1492 | 904 | 1571 | 505 | 755 | 1161 | 1006 | 306 | 821 | 10675 | 1678 | 20874
2041 | 1646 | 1002 | 1733 | 556 | 833 | 1282 | 1116 | 338 | 867 | 11269 | 1886 | 22528
2042 | 1787 | 1093 | 1881 | 602 | 905 | 1391 | 1216 | 366 | 910 | 11826 | 2080 | 24057
2043 | 1909 | 1173 | 2010 | 643 | 966 | 1485 | 1305 | 392 | 949 | 12338 | 2258 | 25428
2044 | 2011 | 1241 | 2118 | 675 | 1018 | 1565 | 1380 | 413 | 985 | 12800 | 2412 | 26618
2045 | 2108 | 1306 | 2221 | 707 | 1068 | 1640 | 1451 | 433 | 1016 | 13203 | 2576 | 27729
2046 | 2201 | 1369 | 2320 | 737 | 1115 | 1712 | 1521 | 453 | 1042 | 13541 | 2732 | 28743
2047 | 2290 | 1430 | 2414 | 765 | 1160 | 1780 | 1588 | 471 | 1062 | 13806 | 2890 | 29656
2048 | 2370 | 1486 | 2500 | 790 | 1201 | 1842 | 1649 | 488 | 1078 | 14017 | 3034 | 30455
2049 | 2443 | 1538 | 2578 | 813 | 1238 | 1899 | 1705 | 503 | 1091 | 14189 | 3172 | 31169
2050 | 2501 | 1581 | 2639 | 830 | 1267 | 1943 | 1751 | 515 | 1103 | 14334 | 3293 | 31757
Note: Reflects end-use electrification including heat pumps and other space conditioning equiptment, water heating, cooking, and other end-uses.

## I-13b
Table I-13b: Non-EV Electrification Summer Coincident Peak Demand
Reflects Total Cumulative Impacts
Total Increase in Summer Coincident Peak Demand by Zone - MW
Year | A | B | C | D | E | F | G | H | I | J | K | NYCA
2020 | 1 | 1 | 1 | 0 | 0 | 1 | 1 | 0 | 0 | 5 | 1 | 11
2021 | 2 | 1 | 2 | 1 | 1 | 1 | 1 | 0 | 1 | 12 | 3 | 25
2022 | 3 | 2 | 4 | 1 | 2 | 3 | 2 | 1 | 2 | 22 | 4 | 46
2023 | 5 | 3 | 6 | 2 | 3 | 4 | 3 | 1 | 3 | 35 | 7 | 72
2024 | 8 | 5 | 8 | 3 | 4 | 6 | 5 | 1 | 4 | 50 | 10 | 104
2025 | 11 | 7 | 12 | 4 | 6 | 9 | 7 | 2 | 5 | 68 | 15 | 146
2026 | 14 | 9 | 15 | 5 | 7 | 11 | 9 | 3 | 7 | 88 | 19 | 187
2027 | 17 | 11 | 18 | 6 | 9 | 14 | 11 | 3 | 8 | 110 | 23 | 230
2028 | 21 | 14 | 22 | 7 | 10 | 16 | 13 | 4 | 10 | 134 | 28 | 279
2029 | 24 | 16 | 25 | 8 | 12 | 19 | 15 | 4 | 12 | 159 | 33 | 327
2030 | 27 | 18 | 29 | 9 | 14 | 21 | 18 | 5 | 14 | 186 | 38 | 379
2031 | 31 | 20 | 32 | 11 | 16 | 24 | 20 | 6 | 16 | 214 | 43 | 433
2032 | 35 | 23 | 37 | 12 | 18 | 27 | 23 | 6 | 19 | 243 | 50 | 493
2033 | 41 | 27 | 43 | 14 | 21 | 32 | 27 | 8 | 21 | 273 | 59 | 566
2034 | 47 | 31 | 50 | 16 | 24 | 37 | 31 | 9 | 23 | 303 | 69 | 640
2035 | 54 | 36 | 57 | 18 | 27 | 42 | 35 | 10 | 26 | 333 | 80 | 718
2036 | 60 | 40 | 63 | 21 | 30 | 47 | 40 | 11 | 28 | 363 | 92 | 795
2037 | 66 | 44 | 70 | 23 | 34 | 52 | 44 | 12 | 30 | 393 | 103 | 871
2038 | 73 | 48 | 76 | 25 | 37 | 57 | 49 | 14 | 32 | 422 | 116 | 949
2039 | 79 | 53 | 83 | 27 | 40 | 62 | 53 | 15 | 35 | 450 | 127 | 1024
2040 | 85 | 57 | 90 | 29 | 43 | 66 | 58 | 16 | 37 | 477 | 140 | 1098
2041 | 93 | 62 | 98 | 31 | 47 | 73 | 63 | 18 | 39 | 503 | 156 | 1183
2042 | 100 | 67 | 105 | 34 | 51 | 78 | 68 | 19 | 41 | 527 | 169 | 1259
2043 | 106 | 71 | 111 | 36 | 54 | 82 | 72 | 20 | 42 | 548 | 181 | 1323
2044 | 110 | 74 | 116 | 37 | 56 | 86 | 76 | 21 | 44 | 568 | 191 | 1379
2045 | 115 | 77 | 121 | 38 | 58 | 89 | 79 | 22 | 45 | 585 | 202 | 1431
2046 | 119 | 79 | 125 | 40 | 60 | 92 | 82 | 23 | 46 | 599 | 211 | 1476
2047 | 123 | 82 | 129 | 41 | 62 | 95 | 85 | 24 | 47 | 609 | 221 | 1518
2048 | 126 | 84 | 132 | 42 | 64 | 98 | 87 | 24 | 47 | 617 | 229 | 1550
2049 | 128 | 86 | 135 | 43 | 65 | 100 | 90 | 25 | 48 | 624 | 237 | 1581
2050 | 130 | 87 | 137 | 43 | 66 | 101 | 91 | 25 | 48 | 629 | 243 | 1600
Note: Reflects end-use electrification including heat pumps and other space conditioning equiptment, water heating, cooking, and other end-uses.

## I-13c
Table I-13c: Non-EV Electrification Winter Coincident Peak Demand
Reflects Total Cumulative Impacts
Total Increase in Winter Coincident Peak Demand by Zone - MW
Year | A | B | C | D | E | F | G | H | I | J | K | NYCA
2020-21 | 4 | 2 | 4 | 1 | 2 | 3 | 3 | 1 | 3 | 36 | 7 | 66
2021-22 | 10 | 4 | 9 | 3 | 5 | 8 | 6 | 3 | 11 | 146 | 16 | 221
2022-23 | 19 | 7 | 15 | 5 | 9 | 14 | 12 | 5 | 23 | 296 | 29 | 434
2023-24 | 30 | 12 | 25 | 8 | 15 | 23 | 18 | 8 | 37 | 478 | 47 | 701
2024-25 | 45 | 17 | 37 | 12 | 23 | 35 | 28 | 13 | 54 | 696 | 71 | 1031
2025-26 | 64 | 25 | 54 | 18 | 33 | 50 | 41 | 18 | 73 | 946 | 101 | 1423
2026-27 | 83 | 33 | 70 | 23 | 42 | 64 | 52 | 23 | 94 | 1224 | 130 | 1838
2027-28 | 103 | 43 | 89 | 29 | 53 | 81 | 66 | 29 | 117 | 1523 | 161 | 2294
2028-29 | 126 | 53 | 109 | 35 | 64 | 98 | 81 | 35 | 142 | 1846 | 198 | 2787
2029-30 | 149 | 64 | 130 | 43 | 76 | 116 | 96 | 42 | 168 | 2188 | 236 | 3308
2030-31 | 174 | 77 | 153 | 50 | 88 | 135 | 112 | 48 | 196 | 2547 | 278 | 3858
2031-32 | 199 | 89 | 176 | 58 | 101 | 155 | 129 | 54 | 225 | 2919 | 322 | 4427
2032-33 | 233 | 107 | 208 | 68 | 118 | 181 | 152 | 62 | 254 | 3301 | 380 | 5064
2033-34 | 276 | 129 | 248 | 81 | 139 | 215 | 180 | 73 | 284 | 3689 | 454 | 5768
2034-35 | 327 | 156 | 296 | 97 | 165 | 255 | 215 | 86 | 314 | 4079 | 546 | 6536
2035-36 | 380 | 184 | 346 | 113 | 193 | 296 | 251 | 99 | 344 | 4468 | 644 | 7318
2036-37 | 436 | 214 | 399 | 130 | 220 | 339 | 288 | 112 | 373 | 4853 | 749 | 8113
2037-38 | 491 | 246 | 453 | 147 | 249 | 383 | 327 | 126 | 402 | 5230 | 858 | 8912
2038-39 | 548 | 278 | 509 | 165 | 277 | 427 | 367 | 139 | 430 | 5596 | 976 | 9712
2039-40 | 608 | 313 | 567 | 183 | 308 | 473 | 408 | 153 | 457 | 5947 | 1087 | 10504
2040-41 | 668 | 348 | 627 | 202 | 338 | 520 | 450 | 167 | 483 | 6280 | 1218 | 11301
2041-42 | 744 | 394 | 703 | 226 | 377 | 579 | 504 | 184 | 507 | 6590 | 1371 | 12179
2042-43 | 816 | 436 | 774 | 248 | 413 | 635 | 555 | 201 | 529 | 6876 | 1515 | 12998
2043-44 | 880 | 476 | 840 | 269 | 445 | 685 | 602 | 215 | 549 | 7132 | 1649 | 13742
2044-45 | 936 | 513 | 897 | 286 | 474 | 729 | 642 | 227 | 566 | 7356 | 1766 | 14392
2045-46 | 990 | 548 | 954 | 303 | 501 | 770 | 682 | 238 | 580 | 7545 | 1889 | 15000
2046-47 | 1043 | 584 | 1009 | 321 | 528 | 811 | 721 | 249 | 592 | 7694 | 2008 | 15560
2047-48 | 1095 | 620 | 1065 | 338 | 555 | 852 | 760 | 260 | 600 | 7800 | 2130 | 16075
2048-49 | 1145 | 654 | 1118 | 354 | 580 | 890 | 796 | 270 | 606 | 7875 | 2244 | 16532
2049-50 | 1191 | 687 | 1168 | 368 | 604 | 926 | 832 | 280 | 610 | 7927 | 2352 | 16945
2050-51 | 1229 | 715 | 1210 | 380 | 623 | 955 | 860 | 287 | 613 | 7963 | 2445 | 17280
Note: Reflects end-use electrification including heat pumps and other electric space heating, water heating, cooking, and other end-uses.

## I-14
Table I-14: Projection of SCR and EDRP Enrollment
Special Case Resources - MW |  |  |  | Emergency Demand Response Program - MW
| Zone | Summer | Winter |  | Zone | Summer | Winter
| A | 260 | 124 |  | A | 1 | 1
| B | 51 | 33 |  | B | 0 | 0
| C | 116 | 83 |  | C | 1 | 2
| D | 68 | 78 |  | D | 1 | 0
| E | 35 | 27 |  | E | 1 | 0
| F | 99 | 51 |  | F | 0 | 0
| G | 74 | 43 |  | G | 0 | 0
| H | 12 | 11 |  | H | 0 | 0
| I | 40 | 25 |  | I | 0 | 0
| J | 479 | 344 |  | J | 2 | 0
| K | 48 | 20 |  | K | 0 | 10
| NYCA | 1282 | 839 |  | NYCA | 6 | 13

## I-15
Table I-15: Historical NYCA System Peak Demand
New York Control Area System Coincident Peaks
Summer Coincident Peak Dates & Times |  |  |  | Winter Coincident Peak Dates & Times
May 1 through October 31 |  |  |  | November 1 through following April 30
Year | Date | Hour Beginning | Summer Peak MW | Year | Date | Hour Beginning | Winter Peak MW
1997 | 1997-07-15 | 14 | 28699 | 1997 - 98 | 1997-12-10 | 17 | 22445
1998 | 1998-07-22 | 16 | 28161 | 1998 - 99 | 1999-01-14 | 17 | 23878
1999 | 1999-07-06 | 13 | 30311 | 1999 - 00 | 2000-01-18 | 17 | 24041
2000 | 2000-06-26 | 16 | 28138 | 2000 - 01 | 2000-12-13 | 17 | 23774
2001 | 2001-08-09 | 14 | 30982 | 2001 - 02 | 2002-04-18 | 16 | 23713
2002 | 2002-07-29 | 16 | 30664 | 2002 - 03 | 2003-01-23 | 18 | 24454
2003 | 2003-06-26 | 16 | 30333 | 2003 - 04 | 2004-01-15 | 18 | 25262
2004 | 2004-06-09 | 16 | 28433 | 2004 - 05 | 2004-12-20 | 17 | 25541
2005 | 2005-07-26 | 16 | 32075 | 2005 - 06 | 2005-12-14 | 18 | 25060
2006 | 2006-08-02 | 13 | 33939 | 2006 - 07 | 2007-02-05 | 17 | 25056.7
2007 | 2007-08-08 | 16 | 32169.1 | 2007 - 08 | 2008-01-03 | 18 | 25021.1
2008 | 2008-06-09 | 16 | 32432 | 2008 - 09 | 2008-12-22 | 17 | 24673
2009 | 2009-08-17 | 15 | 30844 | 2009 - 10 | 2009-12-17 | 17 | 24074
2010 | 2010-07-06 | 16 | 33452 | 2010 - 11 | 2010-12-14 | 17 | 24654
2011 | 2011-07-22 | 15 | 33865 | 2011 - 12 | 2012-01-03 | 17 | 23901
2012 | 2012-07-17 | 16 | 32439 | 2012 - 13 | 2013-01-24 | 18 | 24658
2013 | 2013-07-19 | 16 | 33956 | 2013 - 14 | 2014-01-07 | 18 | 25738
2014 | 2014-09-02 | 15 | 29782 | 2014 - 15 | 2015-01-07 | 18 | 24648
2015 | 2015-07-29 | 16 | 31138 | 2015 - 16 | 2016-01-19 | 18 | 23317
2016 | 2016-08-11 | 16 | 32076 | 2016 - 17 | 2016-12-15 | 17 | 24164
2017 | 2017-07-19 | 17 | 29699 | 2017 - 18 | 2018-01-05 | 17 | 25081
2018 | 2018-08-29 | 16 | 31861 | 2018 - 19 | 2019-01-21 | 18 | 24728
2019 | 2019-07-20 | 16 | 30397 | 2019 - 20 | 2019-12-19 | 17 | 23253
Note: Record peaks are highlighted.
Note: Peak hours are reported as hour beginning (e.g., if the peak occurs during the 4 to 5 PM hour, the hour beginning value is 16).

## I-16
Table I-16a: Summary of NYCA Low Load Scenario Annual Energy Forecasts - GWh | [8 empty] | Table I-16b: Summary of NYCA Low Load Scenario Summer Coincident Peak Demand Forecasts - MW | [8 empty] | Table I-16c: Summary of NYCA Low Load ScenarioWinter Coincident Peak Demand Forecasts - MW
Year | (a) | (b) | (c) | (d) | (e) | (f) | (g) | (h) | Year | (a) | (b) | (c) | (d) | (e) | (f) | (g) | (h) | Year | (a) | (b) | (c) | (d) | (e) | (f) | (g) | (h)
|  | (-) | (-) | (-) | (+) | (+) | (+) | =a-b-c-d+e+f+g |  |  | (-) | (-) | (-) | (-) | (+) | (+) | =a-b-c-d-e+f+g |  |  | (-) | (-) | (-) | (-) | (+) | (+) | =a-b-c-d-e+f+g
| End-Use Energy | EE and C&S | Solar PV, BTM | Non-Solar DG, BTM | Storage Net Energy Consumption | EV Energy | Non-EV Electrification | Low Load Scenario Annual Energy Forecast |  | End-Use Peak Demand | EE and C&S | Solar PV, BTM | Non-Solar DG, BTM | BTM Storage Peak Reductions | EV Peak Demand | Non-EV Electrification | Low Load Scenario Summer Peak Forecast |  | End-Use Peak Demand | EE and C&S | Solar PV, BTM | Non-Solar DG, BTM | BTM Storage Peak Reductions | EV Peak Demand | Non-EV Electrification | Low Load Scenario Winter Peak Forecast
2020 | 149719 | 2717 | 2938 | 1252 | 19 | 199 | 115 | 143145 | 2020 | 32164 | 448 | 619 | 218 | 5 | 30 | 6 | 30910 | 2020-21 | 24184 | 481 | 0 | 218 | 8 | 52 | 45 | 23574
2021 | 153017 | 5558 | 3772 | 1416 | 43 | 319 | 297 | 142930 | 2021 | 32619 | 810 | 812 | 251 | 14 | 41 | 17 | 30790 | 2021-22 | 24480 | 862 | 0 | 251 | 13 | 71 | 124 | 23549
2022 | 155545 | 8758 | 4587 | 1059 | 67 | 428 | 543 | 142179 | 2022 | 33011 | 1286 | 985 | 189 | 26 | 54 | 32 | 30611 | 2022-23 | 24705 | 1323 | 0 | 189 | 27 | 87 | 237 | 23490
2023 | 158160 | 12376 | 5424 | 940 | 99 | 567 | 825 | 140911 | 2023 | 33469 | 1822 | 1165 | 169 | 44 | 70 | 49 | 30388 | 2023-24 | 25006 | 1830 | 0 | 169 | 45 | 112 | 369 | 23443
2024 | 161287 | 16690 | 6260 | 818 | 130 | 744 | 1154 | 139547 | 2024 | 33897 | 2458 | 1322 | 148 | 63 | 87 | 67 | 30060 | 2024-25 | 25330 | 2484 | 0 | 148 | 61 | 142 | 534 | 23313
2025 | 163039 | 20998 | 7034 | 852 | 161 | 962 | 1528 | 136806 | 2025 | 34251 | 3089 | 1467 | 154 | 93 | 109 | 91 | 29648 | 2025-26 | 25586 | 3105 | 0 | 154 | 92 | 180 | 737 | 23152
2026 | 164526 | 24913 | 7734 | 877 | 192 | 1247 | 1924 | 134365 | 2026 | 34575 | 3667 | 1594 | 158 | 129 | 137 | 114 | 29278 | 2026-27 | 25793 | 3661 | 0 | 158 | 123 | 225 | 937 | 23013
2027 | 165486 | 28077 | 8315 | 900 | 225 | 1592 | 2332 | 132343 | 2027 | 34819 | 4136 | 1692 | 164 | 168 | 170 | 139 | 28968 | 2027-28 | 25895 | 4098 | 0 | 164 | 158 | 278 | 1156 | 22909
2028 | 165988 | 30432 | 8781 | 931 | 262 | 1945 | 2765 | 130816 | 2028 | 35005 | 4488 | 1759 | 170 | 219 | 203 | 164 | 28736 | 2028-29 | 25960 | 4428 | 0 | 170 | 208 | 330 | 1376 | 22860
2029 | 166159 | 32104 | 9141 | 956 | 293 | 2306 | 3211 | 129768 | 2029 | 35128 | 4743 | 1792 | 174 | 270 | 241 | 191 | 28581 | 2029-30 | 25963 | 4667 | 0 | 174 | 257 | 386 | 1611 | 22862
2030 | 166162 | 33307 | 9395 | 973 | 322 | 2687 | 3676 | 129172 | 2030 | 35218 | 4919 | 1800 | 177 | 320 | 278 | 219 | 28499 | 2030-31 | 25959 | 4859 | 0 | 177 | 306 | 440 | 1855 | 22912
2031 | 166144 | 34244 | 9608 | 999 | 353 | 3085 | 4164 | 128895 | 2031 | 35288 | 5053 | 1795 | 182 | 362 | 318 | 246 | 28460 | 2031-32 | 25921 | 4993 | 0 | 182 | 351 | 499 | 2106 | 23000
2032 | 166139 | 35047 | 9801 | 1016 | 383 | 3525 | 4666 | 128849 | 2032 | 35356 | 5173 | 1789 | 185 | 404 | 362 | 276 | 28443 | 2032-33 | 25857 | 5110 | 0 | 185 | 387 | 565 | 2381 | 23121
2033 | 166115 | 35792 | 9973 | 1033 | 414 | 4014 | 5190 | 128935 | 2033 | 35407 | 5278 | 1776 | 189 | 437 | 406 | 302 | 28435 | 2033-34 | 25788 | 5220 | 0 | 189 | 418 | 633 | 2659 | 23253
2034 | 166072 | 36513 | 10123 | 1058 | 444 | 4556 | 5735 | 129113 | 2034 | 35459 | 5393 | 1757 | 193 | 470 | 452 | 329 | 28427 | 2034-35 | 25720 | 5333 | 0 | 193 | 455 | 709 | 2957 | 23405
2035 | 166015 | 37227 | 10281 | 1073 | 475 | 5126 | 6303 | 129338 | 2035 | 35506 | 5502 | 1737 | 195 | 512 | 498 | 356 | 28414 | 2035-36 | 25648 | 5434 | 0 | 195 | 494 | 787 | 3253 | 23565
2036 | 165935 | 37925 | 10429 | 1088 | 506 | 5722 | 6892 | 129613 | 2036 | 35519 | 5605 | 1714 | 198 | 546 | 548 | 386 | 28390 | 2036-37 | 25572 | 5538 | 0 | 198 | 529 | 860 | 3565 | 23732
2037 | 165827 | 38616 | 10568 | 1110 | 528 | 6351 | 7505 | 129917 | 2037 | 35532 | 5704 | 1686 | 202 | 586 | 596 | 414 | 28364 | 2037-38 | 25478 | 5635 | 0 | 202 | 567 | 936 | 3888 | 23898
2038 | 165672 | 39293 | 10702 | 1123 | 551 | 7005 | 8141 | 130251 | 2038 | 35519 | 5804 | 1656 | 206 | 622 | 650 | 444 | 28325 | 2038-39 | 25371 | 5733 | 0 | 206 | 606 | 1016 | 4226 | 24068
2039 | 165472 | 39958 | 10826 | 1134 | 573 | 7680 | 8806 | 130613 | 2039 | 35494 | 5897 | 1626 | 208 | 662 | 699 | 476 | 28276 | 2039-40 | 25250 | 5829 | 0 | 208 | 646 | 1088 | 4578 | 24233
2040 | 165230 | 40608 | 10947 | 1146 | 600 | 8375 | 9494 | 130998 | 2040 | 35483 | 6011 | 1596 | 210 | 702 | 741 | 509 | 28214 | 2040-41 | 25121 | 5925 | 0 | 210 | 685 | 1151 | 4941 | 24393
2041 | 164949 | 41245 | 11052 | 1158 | 624 | 9092 | 10212 | 131422 | 2041 | 35443 | 6103 | 1573 | 213 | 742 | 778 | 545 | 28135 | 2041-42 | 24985 | 6018 | 0 | 213 | 726 | 1207 | 5324 | 24559
2042 | 164665 | 41870 | 11155 | 1169 | 644 | 9827 | 10958 | 131900 | 2042 | 35401 | 6192 | 1556 | 215 | 781 | 809 | 583 | 28049 | 2042-43 | 24852 | 6110 | 0 | 215 | 769 | 1254 | 5720 | 24732
2043 | 164383 | 42474 | 11257 | 1181 | 666 | 10578 | 11735 | 132450 | 2043 | 35365 | 6284 | 1541 | 217 | 824 | 830 | 621 | 27950 | 2043-44 | 24729 | 6199 | 0 | 217 | 814 | 1287 | 6136 | 24922
2044 | 164121 | 43060 | 11349 | 1193 | 687 | 11353 | 12542 | 133101 | 2044 | 35333 | 6371 | 1526 | 219 | 868 | 847 | 661 | 27857 | 2044-45 | 24617 | 6284 | 0 | 219 | 865 | 1315 | 6565 | 25129
2045 | 163872 | 43633 | 11439 | 1204 | 708 | 12157 | 13380 | 133841 | 2045 | 35293 | 6454 | 1513 | 221 | 911 | 861 | 703 | 27758 | 2045-46 | 24501 | 6365 | 0 | 221 | 910 | 1336 | 7014 | 25355
2046 | 163638 | 44188 | 11516 | 1215 | 726 | 12982 | 14254 | 134681 | 2046 | 35264 | 6535 | 1499 | 223 | 964 | 872 | 747 | 27662 | 2046-47 | 24402 | 6447 | 0 | 223 | 962 | 1349 | 7483 | 25602
2047 | 163399 | 44724 | 11598 | 1226 | 747 | 13829 | 15161 | 135588 | 2047 | 35253 | 6614 | 1488 | 226 | 1020 | 875 | 790 | 27570 | 2047-48 | 24321 | 6528 | 0 | 226 | 1020 | 1357 | 7967 | 25871
2048 | 163165 | 45242 | 11673 | 1236 | 763 | 14683 | 16104 | 136564 | 2048 | 35223 | 6689 | 1475 | 228 | 1067 | 874 | 838 | 27476 | 2048-49 | 24226 | 6602 | 0 | 228 | 1075 | 1357 | 8473 | 26151
2049 | 162922 | 45746 | 11752 | 1247 | 784 | 15543 | 17059 | 137563 | 2049 | 35219 | 6763 | 1469 | 230 | 1120 | 859 | 886 | 27382 | 2049-50 | 24150 | 6674 | 0 | 230 | 1130 | 1335 | 8986 | 26437
2050 | 162643 | 46244 | 11807 | 1258 | 799 | 16419 | 18069 | 138621 | 2050 | 35198 | 6836 | 1464 | 232 | 1166 | 842 | 937 | 27279 | 2050-51 | 24077 | 6749 | 0 | 232 | 1184 | 1305 | 9524 | 26741
(a) - End-Use Energy Consumption - Reflects impacts of projected weather trends and economic growth | [8 empty] | (a) - End-Use Summer Peak Demand - Reflects impacts of projected weather trends and economic growth | [8 empty] | (a) - End-Use Winter Peak Demand - Reflects impacts of projected weather trends and economic growth
(b) - Table I-8a-L: Energy Efficiency and Codes & Standards Energy Impacts, Relative to 2019 | [8 empty] | (b) - Table I-8b-L: Energy Efficiency and Codes & Standards Summer Coincident Peak Demand Reductions, Relative to 2019 | [8 empty] | (b) - Table I-8c-L: Energy Efficiency and Codes & Standards Winter Coincident Peak Demand Reductions, Relative to 2019-20
(c) - Table I-9b-L: Solar PV Impacts, Behind-the-Meter - Total Reductions in Annual Energy | [8 empty] | (c) - Table I-9c-L: Solar PV Impacts, Behind-the-Meter, Total Reductions in Summer Coincident Peak Demand | [8 empty] | (c) - The forecast of solar PV-related reductions to the winter peak is zero because the system typically peaks after sunset
(d) - Table I-10b-L: Non-Solar Distributed Generation Impacts, Behind-the-Meter - Total Reductions in Annual Energy | [8 empty] | (d) - Table I-10c-L: Non-Solar Distributed Generation Impacts, Behind-the-Meter, Total Reductions in Coincident Peak Demand | [8 empty] | (d) - Table I-10c-L: Non-Solar Distributed Generation Impacts, Behind-the-Meter, Total Reductions in Coincident Peak Demand
(e) - Table I-12b-L: Storage Annual Net Energy Consumption, both wholesale and behind-the-meter (pumped storage is not included - see Table III-2 for current resources) | [8 empty] | (e) - Table I-12c-L: Storage Impacts, Behind-the-Meter, Reductions in Summer Coincident Peak Demand (pumped storage is not included - see Table III-2 for current resources) | [8 empty] | (e) - Table I-12d-L: Storage Impacts, Behind-the-Meter, Reductions in Winter Coincident Peak Demand (pumped storage is not included - see Table III-2 for current resources)
(f) - Table I-11a-L: Electric Vehicle Energy Usage | [8 empty] | (f) - Table I-11b-L: Electric Vehicle Summer Coincident Peak Demand | [8 empty] | (f) - Table I-11c-L: Electric Vehicle Winter Coincident Peak Demand
(g) - Table I-13a-L: Non-EV Electrification Energy Usage - end-use electrification including heat pumps, water heating, cooking, and other end-uses | [8 empty] | (g) - Table I-13b-L: Non-EV Electrification Summer Coincident Peak Demand - end-use electrification including heat pumps, water heating, cooking, and other end-uses | [8 empty] | (g) - Table I-13c-L: Non-EV Electrification Winter Coincident Peak Demand - end-use electrification including heat pumps, water heating, cooking, and other end-uses
(h) - Table I-2-L: Low Load Scenario Annual Energy Forecast | [8 empty] | (h) - Table I-3a-L: Low Load Scenario Summer Coincident Peak Demand Forecast | [8 empty] | (h) - Table I-3b-L: Low Load Scenario Winter Coincident Peak Demand Forecast

## I-17
Table I-17a: Summary of NYCA High Load Scenario Annual Energy Forecasts - GWh | [8 empty] | Table I-17b: Summary of NYCA High Load Scenario Summer Coincident Peak Demand Forecasts - MW | [8 empty] | Table I-17c: Summary of NYCA High Load Scenario Winter Coincident Peak Demand Forecasts - MW
Year | (a) | (b) | (c) | (d) | (e) | (f) | (g) | (h) | Year | (a) | (b) | (c) | (d) | (e) | (f) | (g) | (h) | Year | (a) | (b) | (c) | (d) | (e) | (f) | (g) | (h)
|  | (-) | (-) | (-) | (+) | (+) | (+) | =a-b-c-d+e+f+g |  |  | (-) | (-) | (-) | (-) | (+) | (+) | =a-b-c-d-e+f+g |  |  | (-) | (-) | (-) | (-) | (+) | (+) | =a-b-c-d-e+f+g
| End-Use Energy | EE and C&S | Solar PV, BTM | Non-Solar DG, BTM | Storage Net Energy Consumption | EV Energy | Non-EV Electrification | High Load Scenario Annual Energy Forecast |  | End-Use Peak Demand | EE and C&S | Solar PV, BTM | Non-Solar DG, BTM | BTM Storage Peak Reductions | EV Peak Demand | Non-EV Electrification | High Load Scenario Summer Peak Forecast |  | End-Use Peak Demand | EE and C&S | Solar PV, BTM | Non-Solar DG, BTM | BTM Storage Peak Reductions | EV Peak Demand | Non-EV Electrification | High Load Scenario Winter Peak Forecast
2020 | 157619 | 2021 | 2560 | 1252 | 19 | 199 | 389 | 152393 | 2020 | 33452 | 313 | 539 | 218 | 5 | 52 | 23 | 32452 | 2020-21 | 24523 | 317 | 0 | 218 | 8 | 85 | 149 | 24214
2021 | 160258 | 4234 | 3079 | 1416 | 43 | 345 | 996 | 152913 | 2021 | 33912 | 629 | 658 | 251 | 14 | 85 | 57 | 32502 | 2021-22 | 24881 | 640 | 0 | 251 | 13 | 140 | 465 | 24582
2022 | 164181 | 6612 | 3645 | 1059 | 67 | 538 | 1890 | 155360 | 2022 | 34500 | 1000 | 779 | 189 | 26 | 126 | 111 | 32743 | 2022-23 | 25311 | 987 | 0 | 189 | 27 | 213 | 929 | 25250
2023 | 164969 | 9111 | 4233 | 940 | 99 | 781 | 2815 | 154380 | 2023 | 34778 | 1396 | 904 | 169 | 44 | 183 | 163 | 32611 | 2023-24 | 25515 | 1346 | 0 | 169 | 45 | 302 | 1404 | 25661
2024 | 166559 | 11635 | 4794 | 818 | 130 | 1085 | 3897 | 154424 | 2024 | 35156 | 1791 | 1006 | 148 | 63 | 248 | 227 | 32623 | 2024-25 | 25787 | 1719 | 0 | 148 | 61 | 408 | 1963 | 26230
2025 | 167968 | 13768 | 5301 | 852 | 160 | 1456 | 5122 | 154785 | 2025 | 35501 | 2142 | 1101 | 154 | 91 | 328 | 300 | 32641 | 2025-26 | 26026 | 2032 | 0 | 154 | 90 | 540 | 2591 | 26881
2026 | 169339 | 15078 | 5716 | 877 | 189 | 1889 | 6462 | 156208 | 2026 | 35887 | 2372 | 1176 | 158 | 125 | 426 | 381 | 32863 | 2026-27 | 26271 | 2215 | 0 | 158 | 119 | 699 | 3280 | 27758
2027 | 170492 | 15950 | 6052 | 900 | 221 | 2407 | 7873 | 158091 | 2027 | 36244 | 2534 | 1229 | 164 | 159 | 537 | 468 | 33163 | 2027-28 | 26397 | 2332 | 0 | 164 | 152 | 883 | 4006 | 28638
2028 | 171550 | 16557 | 6298 | 931 | 254 | 3031 | 9362 | 160411 | 2028 | 36613 | 2641 | 1260 | 170 | 206 | 671 | 555 | 33562 | 2028-29 | 26505 | 2417 | 0 | 170 | 195 | 1101 | 4778 | 29602
2029 | 172327 | 17037 | 6479 | 956 | 281 | 3765 | 10907 | 162808 | 2029 | 36915 | 2720 | 1271 | 174 | 250 | 828 | 648 | 33976 | 2029-30 | 26605 | 2485 | 0 | 174 | 239 | 1355 | 5621 | 30683
2030 | 172962 | 17511 | 6612 | 973 | 309 | 4506 | 12588 | 165269 | 2030 | 37174 | 2800 | 1268 | 177 | 292 | 994 | 749 | 34380 | 2030-31 | 26655 | 2565 | 0 | 177 | 280 | 1625 | 6530 | 31788
2031 | 173595 | 17953 | 6711 | 999 | 339 | 5310 | 14504 | 168085 | 2031 | 37436 | 2873 | 1256 | 182 | 332 | 1164 | 858 | 34815 | 2031-32 | 26714 | 2626 | 0 | 182 | 320 | 1899 | 7530 | 33015
2032 | 174161 | 18376 | 6786 | 1016 | 367 | 6184 | 16752 | 171286 | 2032 | 37695 | 2942 | 1241 | 185 | 370 | 1343 | 981 | 35281 | 2032-33 | 26732 | 2690 | 0 | 185 | 353 | 2191 | 8653 | 34348
2033 | 174443 | 18727 | 6838 | 1033 | 395 | 7143 | 19337 | 174720 | 2033 | 37861 | 3000 | 1221 | 189 | 399 | 1540 | 1115 | 35707 | 2033-34 | 26726 | 2746 | 0 | 189 | 381 | 2508 | 9987 | 35905
2034 | 174726 | 19035 | 6888 | 1058 | 423 | 8180 | 22252 | 178600 | 2034 | 38030 | 3049 | 1201 | 193 | 427 | 1751 | 1265 | 36176 | 2034-35 | 26697 | 2796 | 0 | 193 | 413 | 2845 | 11522 | 37662
2035 | 175027 | 19303 | 6937 | 1073 | 450 | 9312 | 25398 | 182874 | 2035 | 38215 | 3094 | 1179 | 195 | 457 | 1978 | 1423 | 36691 | 2035-36 | 26681 | 2841 | 0 | 195 | 442 | 3207 | 13182 | 39592
2036 | 175364 | 19536 | 6982 | 1088 | 474 | 10548 | 28656 | 187436 | 2036 | 38386 | 3131 | 1153 | 198 | 481 | 2223 | 1582 | 37228 | 2036-37 | 26650 | 2872 | 0 | 198 | 467 | 3603 | 14914 | 41630
2037 | 175539 | 19707 | 7026 | 1110 | 491 | 11893 | 31927 | 192007 | 2037 | 38530 | 3159 | 1127 | 202 | 507 | 2487 | 1743 | 37765 | 2037-38 | 26613 | 2899 | 0 | 202 | 491 | 4025 | 16660 | 43706
2038 | 175791 | 19857 | 7072 | 1123 | 508 | 13184 | 35203 | 196634 | 2038 | 38669 | 3184 | 1102 | 206 | 528 | 2753 | 1901 | 38303 | 2038-39 | 26584 | 2925 | 0 | 206 | 514 | 4441 | 18419 | 45799
2039 | 176008 | 19988 | 7115 | 1134 | 523 | 14650 | 38483 | 201427 | 2039 | 38800 | 3203 | 1075 | 208 | 549 | 3040 | 2060 | 38865 | 2039-40 | 26518 | 2944 | 0 | 208 | 536 | 4894 | 20188 | 47912
2040 | 176151 | 20124 | 7159 | 1146 | 539 | 15785 | 41659 | 205705 | 2040 | 38892 | 3229 | 1053 | 210 | 567 | 3291 | 2213 | 39337 | 2040-41 | 26437 | 2966 | 0 | 210 | 554 | 5268 | 21913 | 49888
2041 | 175992 | 20226 | 7205 | 1158 | 553 | 16908 | 44610 | 209474 | 2041 | 38960 | 3248 | 1033 | 213 | 584 | 3546 | 2353 | 39781 | 2041-42 | 26296 | 2979 | 0 | 213 | 571 | 5647 | 23527 | 51707
2042 | 175923 | 20324 | 7249 | 1169 | 565 | 18001 | 47214 | 212961 | 2042 | 39038 | 3259 | 1021 | 215 | 600 | 3787 | 2477 | 40207 | 2042-43 | 26167 | 2994 | 0 | 215 | 590 | 6029 | 24962 | 53359
2043 | 175966 | 20416 | 7291 | 1181 | 574 | 19048 | 49433 | 216133 | 2043 | 39135 | 3279 | 1006 | 217 | 615 | 4011 | 2578 | 40607 | 2043-44 | 26081 | 3011 | 0 | 217 | 608 | 6383 | 26199 | 54827
2044 | 176146 | 20513 | 7340 | 1193 | 584 | 20051 | 51239 | 218974 | 2044 | 39238 | 3294 | 997 | 219 | 630 | 4222 | 2663 | 40983 | 2044-45 | 26037 | 3023 | 0 | 219 | 627 | 6718 | 27220 | 56106
2045 | 176204 | 20585 | 7387 | 1204 | 594 | 21012 | 52703 | 221337 | 2045 | 39336 | 3306 | 987 | 221 | 642 | 4422 | 2726 | 41328 | 2045-46 | 25991 | 3033 | 0 | 221 | 641 | 7040 | 28066 | 57202
2046 | 176337 | 20669 | 7427 | 1215 | 601 | 21932 | 53890 | 223449 | 2046 | 39451 | 3322 | 978 | 223 | 659 | 4613 | 2773 | 41655 | 2046-47 | 25939 | 3046 | 0 | 223 | 658 | 7342 | 28775 | 58129
2047 | 176456 | 20749 | 7475 | 1226 | 609 | 22817 | 54891 | 225323 | 2047 | 39560 | 3334 | 970 | 226 | 675 | 4798 | 2812 | 41965 | 2047-48 | 25890 | 3060 | 0 | 226 | 676 | 7635 | 29385 | 58948
2048 | 176643 | 20843 | 7516 | 1236 | 613 | 23671 | 55666 | 226998 | 2048 | 39683 | 3353 | 961 | 228 | 688 | 4974 | 2842 | 42269 | 2048-49 | 25853 | 3074 | 0 | 228 | 693 | 7918 | 29867 | 59643
2049 | 176725 | 20907 | 7565 | 1247 | 619 | 24530 | 56380 | 228535 | 2049 | 39812 | 3364 | 956 | 230 | 700 | 5151 | 2866 | 42579 | 2049-50 | 25824 | 3084 | 0 | 230 | 707 | 8196 | 30327 | 60326
2050 | 176848 | 20971 | 7611 | 1258 | 622 | 25324 | 56725 | 229679 | 2050 | 39926 | 3375 | 952 | 232 | 707 | 5311 | 2878 | 42849 | 2050-51 | 25821 | 3092 | 0 | 232 | 718 | 8453 | 30558 | 60790
(a) - End-Use Energy Consumption - Reflects impacts of projected weather trends and economic growth | [8 empty] | (a) - End-Use Summer Peak Demand - Reflects impacts of projected weather trends and economic growth | [8 empty] | (a) - End-Use Winter Peak Demand - Reflects impacts of projected weather trends and economic growth
(b) - Table I-8a-H: Energy Efficiency and Codes & Standards Energy Impacts, Relative to 2019 | [8 empty] | (b) - Table I-8b-H: Energy Efficiency and Codes & Standards Summer Coincident Peak Demand Reductions, Relative to 2019 | [8 empty] | (b) - Table I-8c-H: Energy Efficiency and Codes & Standards Winter Coincident Peak Demand Reductions, Relative to 2019-20
(c) - Table I-9b-H: Solar PV Impacts, Behind-the-Meter - Total Reductions in Annual Energy | [8 empty] | (c) - Table I-9c-H: Solar PV Impacts, Behind-the-Meter, Total Reductions in Summer Coincident Peak Demand | [8 empty] | (c) - The forecast of solar PV-related reductions to the winter peak is zero because the system typically peaks after sunset
(d) - Table I-10b-H: Non-Solar Distributed Generation Impacts, Behind-the-Meter - Total Reductions in Annual Energy | [8 empty] | (d) - Table I-10c-H: Non-Solar Distributed Generation Impacts, Behind-the-Meter, Total Reductions in Coincident Peak Demand | [8 empty] | (d) - Table I-10c-H: Non-Solar Distributed Generation Impacts, Behind-the-Meter, Total Reductions in Coincident Peak Demand
(e) - Table I-12b-H: Storage Annual Net Energy Consumption, both wholesale and behind-the-meter (pumped storage is not included - see Table III-2 for current resources) | [8 empty] | (e) - Table I-12c-H: Storage Impacts, Behind-the-Meter, Reductions in Summer Coincident Peak Demand (pumped storage is not included - see Table III-2 for current resources) | [8 empty] | (e) - Table I-12d-H: Storage Impacts, Behind-the-Meter, Reductions in Winter Coincident Peak Demand (pumped storage is not included - see Table III-2 for current resources)
(f) - Table I-11a-H: Electric Vehicle Energy Usage | [8 empty] | (f) - Table I-11b-H: Electric Vehicle Summer Coincident Peak Demand | [8 empty] | (f) - Table I-11c-H: Electric Vehicle Winter Coincident Peak Demand
(g) - Table I-13a-H: Non-EV Electrification Energy Usage - end-use electrification including heat pumps, water heating, cooking, and other end-uses | [8 empty] | (g) - Table I-13b-H: Non-EV Electrification Summer Coincident Peak Demand - end-use electrification including heat pumps, water heating, cooking, and other end-uses | [8 empty] | (g) - Table I-13c-H: Non-EV Electrification Winter Coincident Peak Demand - end-use electrification including heat pumps, water heating, cooking, and other end-uses
(h) - Table I-2-H: High Load Scenario Annual Energy Forecast | [8 empty] | (h) - Table I-3a-H: High Load Scenario Summer Coincident Peak Demand Forecast | [8 empty] | (h) - Table I-3b-H: High Load Scenario Winter Coincident Peak Demand Forecast

## I-18
Table I-18a: Summary of NYCA CLCPA Case Annual Energy Forecasts - GWh | [8 empty] | Table I-18b: Summary of NYCA CLCPA Case Summer Coincident Peak Demand Forecasts - MW | [8 empty] | Table I-18c: Summary of NYCA CLCPA Case Winter Coincident Peak Demand Forecasts - MW
From NYISO Climate Change Impact Study Phase I* | [8 empty] | From NYISO Climate Change Impact Study Phase I* | [8 empty] | From NYISO Climate Change Impact Study Phase I*
Year | (a) | (b) | (c) | (d) | (e) | (f) | (g) | (h) | Year | (a) | (b) | (c) | (d) | (e) | (f) | (g) | (h) | Year | (a) | (b) | (c) | (d) | (e) | (f) | (g) | (h)
|  | (-) | (-) | (-) | (+) | (+) | (+) | =a-b-c-d+e+f+g |  |  | (-) | (-) | (-) | (-) | (+) | (+) | =a-b-c-d-e+f+g |  |  | (-) | (-) | (-) | (-) | (+) | (+) | =a-b-c-d-e+f+g
| Baseline SAE Model | New Energy Efficiency, Codes & Standards | Solar PV, BTM | Other Distributed Energy Resources | Storage | Electric Vehicles | Electrification | Final Forecast |  | Baseline SAE Model | New Energy Efficiency, Codes & Standards | Solar PV, BTM | Other Distributed Energy Resources | Storage | Electric Vehicles | Electrification | Final Forecast |  | Baseline SAE Model | New Energy Efficiency, Codes & Standards | Solar PV, BTM | Other Distributed Energy Resources | Storage | Electric Vehicles | Electrification | Final Forecast
2020 | 160724 | 7077 | 2647 | 0 | 15 | 420 | 3961 | 155396 | 2020 | 33345 | 1330 | 228 | 0 | 57 | 56 | 819 | 32604 | 2020-21 | 25185 | 2083 | 0 | 0 | 100 | 185 | 2016 | 25203
2021 | 160908 | 11271 | 3077 | 0 | 28 | 612 | 5022 | 152222 | 2021 | 33842 | 2124 | 718 | 0 | 107 | 131 | 1096 | 32121 | 2021-22 | 25420 | 2705 | 0 | 0 | 154 | 265 | 2449 | 25275
2022 | 162276 | 15148 | 3479 | 0 | 43 | 878 | 6088 | 150659 | 2022 | 34276 | 3442 | 336 | 0 | 154 | 265 | 1310 | 31919 | 2022-23 | 25673 | 3258 | 0 | 0 | 225 | 355 | 2862 | 25406
2023 | 163550 | 18776 | 3838 | 0 | 63 | 1176 | 7094 | 149269 | 2023 | 34109 | 3672 | 370 | 0 | 225 | 355 | 1521 | 31718 | 2023-24 | 25865 | 3796 | 0 | 0 | 285 | 464 | 3255 | 25503
2024 | 165107 | 22384 | 5590 | 0 | 80 | 1543 | 8096 | 146851 | 2024 | 34475 | 4439 | 539 | 0 | 285 | 464 | 1716 | 31392 | 2024-25 | 26037 | 4334 | 0 | 0 | 368 | 579 | 4208 | 26123
2025 | 165724 | 25861 | 7329 | 0 | 103 | 1922 | 10402 | 144961 | 2025 | 35137 | 5524 | 706 | 0 | 368 | 579 | 2207 | 31326 | 2025-26 | 26053 | 4674 | 0 | 0 | 432 | 733 | 5146 | 26826
2026 | 166671 | 28211 | 7491 | 0 | 121 | 2430 | 12731 | 146251 | 2026 | 35197 | 6533 | 149 | 0 | 301 | 847 | 2661 | 31720 | 2026-27 | 26298 | 5426 | 0 | 0 | 351 | 1084 | 6295 | 27900
2027 | 167623 | 30427 | 7648 | 0 | 141 | 3111 | 15131 | 147931 | 2027 | 35527 | 7031 | 152 | 0 | 351 | 1084 | 3147 | 32223 | 2027-28 | 26455 | 5732 | 0 | 0 | 400 | 1349 | 7306 | 28979
2028 | 169035 | 32519 | 7814 | 0 | 161 | 3878 | 17587 | 150328 | 2028 | 35875 | 7495 | 156 | 0 | 400 | 1349 | 3627 | 32800 | 2028-29 | 26532 | 6025 | 0 | 0 | 443 | 1628 | 8392 | 30084
2029 | 169606 | 34421 | 7977 | 0 | 178 | 4674 | 20076 | 152135 | 2029 | 36225 | 7962 | 159 | 0 | 443 | 1628 | 4142 | 33431 | 2029-30 | 26703 | 6371 | 0 | 0 | 498 | 1913 | 9472 | 31219
2030 | 170566 | 36710 | 8081 | 0 | 200 | 5488 | 22633 | 154096 | 2030 | 36565 | 8488 | 161 | 0 | 498 | 1913 | 4647 | 33978 | 2030-31 | 26865 | 6621 | 0 | 0 | 545 | 2220 | 10576 | 32495
2031 | 171475 | 38353 | 8182 | 0 | 219 | 6373 | 25237 | 156769 | 2031 | 36894 | 8872 | 163 | 0 | 545 | 2220 | 5157 | 34690 | 2031-32 | 26417 | 6350 | 0 | 0 | 596 | 2541 | 11623 | 33635
2032 | 172783 | 39973 | 8284 | 0 | 240 | 7313 | 27840 | 159918 | 2032 | 36369 | 8352 | 165 | 0 | 596 | 2541 | 5631 | 35427 | 2032-33 | 26614 | 6594 | 0 | 0 | 650 | 2867 | 12771 | 35008
2033 | 173242 | 41441 | 8360 | 0 | 261 | 8230 | 30469 | 162401 | 2033 | 36706 | 8727 | 167 | 0 | 650 | 2867 | 6155 | 36183 | 2033-34 | 26731 | 6807 | 0 | 0 | 697 | 3226 | 13944 | 36396
2034 | 174127 | 42888 | 8434 | 0 | 280 | 9249 | 33149 | 165483 | 2034 | 37045 | 9082 | 168 | 0 | 697 | 3226 | 6679 | 37003 | 2034-35 | 26781 | 7628 | 0 | 0 | 491 | 3650 | 20892 | 43204
2035 | 175029 | 44255 | 8508 | 0 | 296 | 10322 | 48675 | 181560 | 2035 | 37384 | 9421 | 170 | 0 | 737 | 3595 | 9761 | 40413 | 2035-36 | 26965 | 7831 | 0 | 0 | 517 | 4025 | 21993 | 44635
2036 | 176394 | 45628 | 8581 | 0 | 312 | 11415 | 51432 | 185343 | 2036 | 37725 | 9740 | 171 | 0 | 775 | 3964 | 10212 | 41215 | 2036-37 | 26960 | 7981 | 0 | 0 | 538 | 4448 | 23278 | 46167
2037 | 176834 | 46834 | 8656 | 0 | 324 | 12577 | 54217 | 188462 | 2037 | 38100 | 10081 | 172 | 0 | 807 | 4380 | 10756 | 42175 | 2037-38 | 27172 | 8181 | 0 | 0 | 551 | 4881 | 24526 | 47847
2038 | 177685 | 48038 | 8735 | 0 | 332 | 13795 | 57037 | 192075 | 2038 | 38433 | 10395 | 174 | 0 | 827 | 4808 | 11268 | 43112 | 2038-39 | 27285 | 8355 | 0 | 0 | 563 | 5322 | 25783 | 49471
2039 | 178514 | 49192 | 8810 | 0 | 339 | 15048 | 59872 | 195772 | 2039 | 38764 | 10702 | 176 | 0 | 844 | 5241 | 11776 | 44060 | 2039-40 | 27413 | 9497 | 0 | 0 | 0 | 5384 | 33400 | 56701
2040 | 179814 | 50636 | 8885 | 0 | 346 | 16361 | 75594 | 212594 | 2040 | 39102 | 11039 | 177 | 0 | 859 | 5686 | 14752 | 47465 | 2040-41 | 27445 | 9658 | 0 | 0 | 0 | 5757 | 34905 | 58449
2041 | 180181 | 51603 | 8960 | 0 | 353 | 17442 | 78463 | 215876 | 2041 | 39437 | 11331 | 179 | 0 | 879 | 6079 | 15331 | 48458 | 2041-42 | 27573 | 9824 | 0 | 0 | 0 | 6166 | 36241 | 60157
2042 | 180989 | 52587 | 9036 | 0 | 360 | 18695 | 81335 | 219755 | 2042 | 39771 | 11600 | 180 | 0 | 897 | 6511 | 15826 | 49432 | 2042-43 | 27565 | 9884 | 0 | 0 | 0 | 6594 | 37479 | 61753
2043 | 181801 | 53524 | 9112 | 0 | 367 | 19991 | 84210 | 223732 | 2043 | 40146 | 11865 | 181 | 0 | 914 | 6963 | 16286 | 50434 | 2043-44 | 27786 | 10051 | 0 | 0 | 0 | 7018 | 38725 | 63477
2044 | 183098 | 54502 | 9189 | 0 | 374 | 21325 | 87092 | 228198 | 2044 | 40496 | 12106 | 183 | 0 | 929 | 7411 | 16719 | 51408 | 2044-45 | 27887 | 10195 | 0 | 0 | 0 | 7498 | 40295 | 65484
2045 | 183506 | 55268 | 9266 | 0 | 381 | 22703 | 89978 | 232034 | 2045 | 40860 | 12369 | 184 | 0 | 949 | 7918 | 17297 | 52573 | 2045-46 | 27933 | 10311 | 0 | 0 | 0 | 7956 | 41080 | 66659
2046 | 184416 | 56050 | 9344 | 0 | 388 | 24122 | 91574 | 235106 | 2046 | 41252 | 12614 | 186 | 0 | 966 | 8402 | 17532 | 53418 | 2046-47 | 28078 | 10446 | 0 | 0 | 0 | 8443 | 41875 | 67950
2047 | 185318 | 56765 | 9423 | 0 | 395 | 25580 | 93174 | 238279 | 2047 | 41634 | 12843 | 167 | 0 | 984 | 8915 | 17768 | 54323 | 2047-48 | 28240 | 10568 | 0 | 0 | 0 | 8906 | 42436 | 69014
2048 | 186690 | 57517 | 9502 | 0 | 402 | 27083 | 94761 | 241917 | 2048 | 42032 | 13054 | 189 | 0 | 999 | 9405 | 17904 | 55100 | 2048-49 | 28344 | 10624 | 0 | 0 | 0 | 9446 | 43341 | 70507
2049 | 187125 | 58056 | 9581 | 0 | 409 | 28624 | 96344 | 244865 | 2049 | 42474 | 13297 | 191 | 0 | 1019 | 9975 | 18199 | 56141 | 2049-50 | 28476 | 10730 | 0 | 0 | 0 | 9979 | 44135 | 71859
2050 | 188043 | 58618 | 9662 | 0 | 416 | 30253 | 97917 | 248349 | 2050 | 42886 | 13509 | 193 | 0 | 1036 | 10537 | 18423 | 57109 | 2050-51 | 28609 | 10838 | 0 | 0 | 0 | 10541 | 44943 | 73256
Note: Shift changes in values for 2035 and 2040 reflect significant assumed changes in end use technologies necessary to work towards CLCPA policy targets. | [8 empty] | Note: Shift changes in values for 2035 and 2040 reflect significant assumed changes in end use technologies necessary to work towards CLCPA policy targets. | [8 empty] | Note: Shift changes in values for 2034-35 and 2039-40 reflect significant assumed changes in end use technologies necessary to work towards CLCPA policy targets.
Note: Winter peak storage reductions are zero starting in 2039-40 because the coincident peak hour has shifted later in the evening and outside of
*NYISO Climate Change Impact Study Phase I: |  |  | https://www.nyiso.com/documents/20142/10773574/NYISO-Climate-Impact-Study-Phase1-Report.pdf | [5 empty] | *NYISO Climate Change Impact Study Phase I: |  |  | https://www.nyiso.com/documents/20142/10773574/NYISO-Climate-Impact-Study-Phase1-Report.pdf | [5 empty] | the assumed storage schedule.
[18 empty] | *NYISO Climate Change Impact Study Phase I: |  |  | https://www.nyiso.com/documents/20142/10773574/NYISO-Climate-Impact-Study-Phase1-Report.pdf