## I-1a
Table I-1a: NYCA Baseline Energy and Demand Forecasts
Reflects Impacts of Energy Saving Programs & Behind-the-Meter Generation
2020 Long Term Forecast1 - 2020 to 2050
Energy - GWh |  |  |  | Summer Peak Demand - MW |  |  |  | Winter Peak Demand - MW
Year | Low3 | Baseline4 | High3 | Year | Low3 | Baseline4, 5 | High3 | Year | Low3 | Baseline4 | High3
2019 |  | 155848 |  | 2019 |  | 32357 |  | 2019-20 |  | 24123
2020 | 143145 | 149020 | 152393 | 2020 | 30910 | 32296 | 32452 | 2020-21 | 23574 | 24130 | 24214
2021 | 142930 | 150627 | 152913 | 2021 | 30790 | 32129 | 32502 | 2021-22 | 23549 | 24203 | 24582
2022 | 142179 | 152114 | 155360 | 2022 | 30611 | 32128 | 32743 | 2022-23 | 23490 | 24474 | 25250
2023 | 140911 | 150544 | 154380 | 2023 | 30388 | 31918 | 32611 | 2023-24 | 23443 | 24650 | 25661
2024 | 139547 | 149904 | 154424 | 2024 | 30060 | 31838 | 32623 | 2024-25 | 23313 | 24944 | 26230
2025 | 136806 | 149167 | 154785 | 2025 | 29648 | 31711 | 32641 | 2025-26 | 23152 | 25251 | 26881
2026 | 134365 | 148727 | 156208 | 2026 | 29278 | 31670 | 32863 | 2026-27 | 23013 | 25635 | 27758
2027 | 132343 | 148548 | 158091 | 2027 | 28968 | 31673 | 33163 | 2027-28 | 22909 | 25988 | 28638
2028 | 130816 | 148783 | 160411 | 2028 | 28736 | 31756 | 33562 | 2028-29 | 22860 | 26404 | 29602
2029 | 129768 | 149183 | 162808 | 2029 | 28581 | 31865 | 33976 | 2029-30 | 22862 | 26888 | 30683
2030 | 129172 | 149774 | 165269 | 2030 | 28499 | 31992 | 34380 | 2030-31 | 22912 | 27388 | 31788
2031 | 128895 | 150736 | 168085 | 2031 | 28460 | 32165 | 34815 | 2031-32 | 23000 | 27948 | 33015
2032 | 128849 | 152079 | 171286 | 2032 | 28443 | 32369 | 35281 | 2032-33 | 23121 | 28567 | 34348
2033 | 128935 | 153565 | 174720 | 2033 | 28435 | 32537 | 35707 | 2033-34 | 23253 | 29258 | 35905
2034 | 129113 | 155394 | 178600 | 2034 | 28427 | 32730 | 36176 | 2034-35 | 23405 | 30001 | 37662
2035 | 129338 | 157464 | 182874 | 2035 | 28414 | 32956 | 36691 | 2035-36 | 23565 | 30799 | 39592
2036 | 129613 | 159775 | 187436 | 2036 | 28390 | 33204 | 37228 | 2036-37 | 23732 | 31611 | 41630
2037 | 129917 | 162083 | 192007 | 2037 | 28364 | 33431 | 37765 | 2037-38 | 23898 | 32423 | 43706
2038 | 130251 | 164444 | 196634 | 2038 | 28325 | 33655 | 38303 | 2038-39 | 24068 | 33250 | 45799
2039 | 130613 | 166948 | 201427 | 2039 | 28276 | 33871 | 38865 | 2039-40 | 24233 | 34008 | 47912
2040 | 130998 | 169040 | 205705 | 2040 | 28214 | 34002 | 39337 | 2040-41 | 24393 | 34744 | 49888
2041 | 131422 | 171022 | 209474 | 2041 | 28135 | 34123 | 39781 | 2041-42 | 24559 | 35480 | 51707
2042 | 131900 | 172934 | 212961 | 2042 | 28049 | 34220 | 40207 | 2042-43 | 24732 | 36151 | 53359
2043 | 132450 | 174765 | 216133 | 2043 | 27950 | 34308 | 40607 | 2043-44 | 24922 | 36757 | 54827
2044 | 133101 | 176508 | 218974 | 2044 | 27857 | 34381 | 40983 | 2044-45 | 25129 | 37292 | 56106
2045 | 133841 | 178027 | 221337 | 2045 | 27758 | 34434 | 41328 | 2045-46 | 25355 | 37775 | 57202
2046 | 134681 | 179485 | 223449 | 2046 | 27662 | 34487 | 41655 | 2046-47 | 25602 | 38183 | 58129
2047 | 135588 | 180801 | 225323 | 2047 | 27570 | 34518 | 41965 | 2047-48 | 25871 | 38539 | 58948
2048 | 136564 | 182039 | 226998 | 2048 | 27476 | 34551 | 42269 | 2048-49 | 26151 | 38835 | 59643
2049 | 137563 | 183111 | 228535 | 2049 | 27382 | 34582 | 42579 | 2049-50 | 26437 | 39102 | 60326
2050 | 138621 | 184031 | 229679 | 2050 | 27279 | 34593 | 42849 | 2050-51 | 26741 | 39309 | 60790
Average Annual Growth - Percent
Period | Low | Baseline | High | Period | Low | Baseline | High | Period | Low | Baseline | High
2020-25 | -0.89% | 0.02% | 0.31% | 2020-25 | -0.82% | -0.36% | 0.12% | 2020-25 | -0.36% | 0.93% | 2.2%
2025-30 | -1.12% | 0.08% | 1.35% | 2025-30 | -0.78% | 0.18% | 1.07% | 2025-30 | -0.21% | 1.69% | 3.65%
2030-35 | 0.03% | 1.03% | 2.13% | 2030-35 | -0.06% | 0.6% | 1.34% | 2030-35 | 0.57% | 2.49% | 4.91%
2035-40 | 0.26% | 1.47% | 2.5% | 2035-40 | -0.14% | 0.63% | 1.44% | 2035-40 | 0.7% | 2.56% | 5.2%
2020-30 | -0.98% | 0.05% | 0.84% | 2020-30 | -0.78% | -0.09% | 0.59% | 2020-30 | -0.28% | 1.35% | 3.13%
2030-40 | 0.14% | 1.29% | 2.45% | 2030-40 | -0.1% | 0.63% | 1.44% | 2030-40 | 0.65% | 2.69% | 5.69%
2040-50 | 0.58% | 0.89% | 1.17% | 2040-50 | -0.33% | 0.17% | 0.89% | 2040-50 | 0.96% | 1.31% | 2.19%
2020-40 | -0.42% | 0.67% | 1.75% | 2020-40 | -0.44% | 0.26% | 1.06% | 2020-40 | 0.17% | 2.2% | 5.3%
2020-50 | -0.11% | 0.78% | 1.69% | 2020-50 | -0.39% | 0.24% | 1.07% | 2020-50 | 0.45% | 2.1% | 5.04%
Notes
1. All results in the Section I tables include transmission & distribution losses.
2. Summer Capability period is from May 1 to October 31. Winter Capability period is from November 1 of the current year to April 30 of the next year.
3. The low and high columns reflect the low load scenario forecast and high load scenario forecast under expected weather conditions.
These do not reflect the 90th and 10th percentile forecasts due to weather.
4. Energy and Peak figures for 2019 are weather-normalized. The values for the actual annual energy, summer peak, and winter peak are reported in Table I-4a.
5. The 2020 NYCA summer peak forecast is the same as the 2020 ICAP forecast.

## Scenarios
Load Scenario Summary

## Graphs
Figure I-1: NYCA Energy Forecasts – Annual Energy, GWh
Figure I-2: NYCA Summer Peak Forecasts – Coincident Peak, MW
Figure I-3: NYCA Winter Peak Forecasts – Coincident Peak, MW
Figure I-4: NYCA Baseline Peak Forecast Comparison – Coincident Peak, MW

## I-16
Table I-16a: Summary of NYCA Low Load Scenario Annual Energy Forecasts - GWh | [8 empty] | Table I-16b: Summary of NYCA Low Load Scenario Summer Coincident Peak Demand Forecasts - MW | [8 empty] | Table I-16c: Summary of NYCA Low Load ScenarioWinter Coincident Peak Demand Forecasts - MW
Year | (a) | (b) | (c) | (d) | (e) | (f) | (g) | (h) | Year | (a) | (b) | (c) | (d) | (e) | (f) | (g) | (h) | Year | (a) | (b) | (c) | (d) | (e) | (f) | (g) | (h)
|  | (-) | (-) | (-) | (+) | (+) | (+) | =a-b-c-d+e+f+g |  |  | (-) | (-) | (-) | (-) | (+) | (+) | =a-b-c-d-e+f+g |  |  | (-) | (-) | (-) | (-) | (+) | (+) | =a-b-c-d-e+f+g
| End-Use Energy | EE and C&S | Solar PV, BTM | Non-Solar DG, BTM | Storage Net Energy Consumption | EV Energy | Non-EV Electrification | Low Load Scenario Annual Energy Forecast |  | End-Use Peak Demand | EE and C&S | Solar PV, BTM | Non-Solar DG, BTM | BTM Storage Peak Reductions | EV Peak Demand | Non-EV Electrification | Low Load Scenario Summer Peak Forecast |  | End-Use Peak Demand | EE and C&S | Solar PV, BTM | Non-Solar DG, BTM | BTM Storage Peak Reductions | EV Peak Demand | Non-EV Electrification | Low Load Scenario Winter Peak Forecast
2020 | 149719 | 2717 | 2938 | 1252 | 19 | 199 | 115 | 143145 | 2020 | 32164 | 448 | 619 | 218 | 5 | 30 | 6 | 30910 | 2020-21 | 24184 | 481 | 0 | 218 | 8 | 52 | 45 | 23574
2021 | 153017 | 5558 | 3772 | 1416 | 43 | 319 | 297 | 142930 | 2021 | 32619 | 810 | 812 | 251 | 14 | 41 | 17 | 30790 | 2021-22 | 24480 | 862 | 0 | 251 | 13 | 71 | 124 | 23549
2022 | 155545 | 8758 | 4587 | 1059 | 67 | 428 | 543 | 142179 | 2022 | 33011 | 1286 | 985 | 189 | 26 | 54 | 32 | 30611 | 2022-23 | 24705 | 1323 | 0 | 189 | 27 | 87 | 237 | 23490
2023 | 158160 | 12376 | 5424 | 940 | 99 | 567 | 825 | 140911 | 2023 | 33469 | 1822 | 1165 | 169 | 44 | 70 | 49 | 30388 | 2023-24 | 25006 | 1830 | 0 | 169 | 45 | 112 | 369 | 23443
2024 | 161287 | 16690 | 6260 | 818 | 130 | 744 | 1154 | 139547 | 2024 | 33897 | 2458 | 1322 | 148 | 63 | 87 | 67 | 30060 | 2024-25 | 25330 | 2484 | 0 | 148 | 61 | 142 | 534 | 23313
2025 | 163039 | 20998 | 7034 | 852 | 161 | 962 | 1528 | 136806 | 2025 | 34251 | 3089 | 1467 | 154 | 93 | 109 | 91 | 29648 | 2025-26 | 25586 | 3105 | 0 | 154 | 92 | 180 | 737 | 23152
2026 | 164526 | 24913 | 7734 | 877 | 192 | 1247 | 1924 | 134365 | 2026 | 34575 | 3667 | 1594 | 158 | 129 | 137 | 114 | 29278 | 2026-27 | 25793 | 3661 | 0 | 158 | 123 | 225 | 937 | 23013
2027 | 165486 | 28077 | 8315 | 900 | 225 | 1592 | 2332 | 132343 | 2027 | 34819 | 4136 | 1692 | 164 | 168 | 170 | 139 | 28968 | 2027-28 | 25895 | 4098 | 0 | 164 | 158 | 278 | 1156 | 22909
2028 | 165988 | 30432 | 8781 | 931 | 262 | 1945 | 2765 | 130816 | 2028 | 35005 | 4488 | 1759 | 170 | 219 | 203 | 164 | 28736 | 2028-29 | 25960 | 4428 | 0 | 170 | 208 | 330 | 1376 | 22860
2029 | 166159 | 32104 | 9141 | 956 | 293 | 2306 | 3211 | 129768 | 2029 | 35128 | 4743 | 1792 | 174 | 270 | 241 | 191 | 28581 | 2029-30 | 25963 | 4667 | 0 | 174 | 257 | 386 | 1611 | 22862
2030 | 166162 | 33307 | 9395 | 973 | 322 | 2687 | 3676 | 129172 | 2030 | 35218 | 4919 | 1800 | 177 | 320 | 278 | 219 | 28499 | 2030-31 | 25959 | 4859 | 0 | 177 | 306 | 440 | 1855 | 22912
2031 | 166144 | 34244 | 9608 | 999 | 353 | 3085 | 4164 | 128895 | 2031 | 35288 | 5053 | 1795 | 182 | 362 | 318 | 246 | 28460 | 2031-32 | 25921 | 4993 | 0 | 182 | 351 | 499 | 2106 | 23000
2032 | 166139 | 35047 | 9801 | 1016 | 383 | 3525 | 4666 | 128849 | 2032 | 35356 | 5173 | 1789 | 185 | 404 | 362 | 276 | 28443 | 2032-33 | 25857 | 5110 | 0 | 185 | 387 | 565 | 2381 | 23121
2033 | 166115 | 35792 | 9973 | 1033 | 414 | 4014 | 5190 | 128935 | 2033 | 35407 | 5278 | 1776 | 189 | 437 | 406 | 302 | 28435 | 2033-34 | 25788 | 5220 | 0 | 189 | 418 | 633 | 2659 | 23253
2034 | 166072 | 36513 | 10123 | 1058 | 444 | 4556 | 5735 | 129113 | 2034 | 35459 | 5393 | 1757 | 193 | 470 | 452 | 329 | 28427 | 2034-35 | 25720 | 5333 | 0 | 193 | 455 | 709 | 2957 | 23405
2035 | 166015 | 37227 | 10281 | 1073 | 475 | 5126 | 6303 | 129338 | 2035 | 35506 | 5502 | 1737 | 195 | 512 | 498 | 356 | 28414 | 2035-36 | 25648 | 5434 | 0 | 195 | 494 | 787 | 3253 | 23565
2036 | 165935 | 37925 | 10429 | 1088 | 506 | 5722 | 6892 | 129613 | 2036 | 35519 | 5605 | 1714 | 198 | 546 | 548 | 386 | 28390 | 2036-37 | 25572 | 5538 | 0 | 198 | 529 | 860 | 3565 | 23732
2037 | 165827 | 38616 | 10568 | 1110 | 528 | 6351 | 7505 | 129917 | 2037 | 35532 | 5704 | 1686 | 202 | 586 | 596 | 414 | 28364 | 2037-38 | 25478 | 5635 | 0 | 202 | 567 | 936 | 3888 | 23898
2038 | 165672 | 39293 | 10702 | 1123 | 551 | 7005 | 8141 | 130251 | 2038 | 35519 | 5804 | 1656 | 206 | 622 | 650 | 444 | 28325 | 2038-39 | 25371 | 5733 | 0 | 206 | 606 | 1016 | 4226 | 24068
2039 | 165472 | 39958 | 10826 | 1134 | 573 | 7680 | 8806 | 130613 | 2039 | 35494 | 5897 | 1626 | 208 | 662 | 699 | 476 | 28276 | 2039-40 | 25250 | 5829 | 0 | 208 | 646 | 1088 | 4578 | 24233
2040 | 165230 | 40608 | 10947 | 1146 | 600 | 8375 | 9494 | 130998 | 2040 | 35483 | 6011 | 1596 | 210 | 702 | 741 | 509 | 28214 | 2040-41 | 25121 | 5925 | 0 | 210 | 685 | 1151 | 4941 | 24393
2041 | 164949 | 41245 | 11052 | 1158 | 624 | 9092 | 10212 | 131422 | 2041 | 35443 | 6103 | 1573 | 213 | 742 | 778 | 545 | 28135 | 2041-42 | 24985 | 6018 | 0 | 213 | 726 | 1207 | 5324 | 24559
2042 | 164665 | 41870 | 11155 | 1169 | 644 | 9827 | 10958 | 131900 | 2042 | 35401 | 6192 | 1556 | 215 | 781 | 809 | 583 | 28049 | 2042-43 | 24852 | 6110 | 0 | 215 | 769 | 1254 | 5720 | 24732
2043 | 164383 | 42474 | 11257 | 1181 | 666 | 10578 | 11735 | 132450 | 2043 | 35365 | 6284 | 1541 | 217 | 824 | 830 | 621 | 27950 | 2043-44 | 24729 | 6199 | 0 | 217 | 814 | 1287 | 6136 | 24922
2044 | 164121 | 43060 | 11349 | 1193 | 687 | 11353 | 12542 | 133101 | 2044 | 35333 | 6371 | 1526 | 219 | 868 | 847 | 661 | 27857 | 2044-45 | 24617 | 6284 | 0 | 219 | 865 | 1315 | 6565 | 25129
2045 | 163872 | 43633 | 11439 | 1204 | 708 | 12157 | 13380 | 133841 | 2045 | 35293 | 6454 | 1513 | 221 | 911 | 861 | 703 | 27758 | 2045-46 | 24501 | 6365 | 0 | 221 | 910 | 1336 | 7014 | 25355
2046 | 163638 | 44188 | 11516 | 1215 | 726 | 12982 | 14254 | 134681 | 2046 | 35264 | 6535 | 1499 | 223 | 964 | 872 | 747 | 27662 | 2046-47 | 24402 | 6447 | 0 | 223 | 962 | 1349 | 7483 | 25602
2047 | 163399 | 44724 | 11598 | 1226 | 747 | 13829 | 15161 | 135588 | 2047 | 35253 | 6614 | 1488 | 226 | 1020 | 875 | 790 | 27570 | 2047-48 | 24321 | 6528 | 0 | 226 | 1020 | 1357 | 7967 | 25871
2048 | 163165 | 45242 | 11673 | 1236 | 763 | 14683 | 16104 | 136564 | 2048 | 35223 | 6689 | 1475 | 228 | 1067 | 874 | 838 | 27476 | 2048-49 | 24226 | 6602 | 0 | 228 | 1075 | 1357 | 8473 | 26151
2049 | 162922 | 45746 | 11752 | 1247 | 784 | 15543 | 17059 | 137563 | 2049 | 35219 | 6763 | 1469 | 230 | 1120 | 859 | 886 | 27382 | 2049-50 | 24150 | 6674 | 0 | 230 | 1130 | 1335 | 8986 | 26437
2050 | 162643 | 46244 | 11807 | 1258 | 799 | 16419 | 18069 | 138621 | 2050 | 35198 | 6836 | 1464 | 232 | 1166 | 842 | 937 | 27279 | 2050-51 | 24077 | 6749 | 0 | 232 | 1184 | 1305 | 9524 | 26741
(a) - End-Use Energy Consumption - Reflects impacts of projected weather trends and economic growth | [8 empty] | (a) - End-Use Summer Peak Demand - Reflects impacts of projected weather trends and economic growth | [8 empty] | (a) - End-Use Winter Peak Demand - Reflects impacts of projected weather trends and economic growth
(b) - Table I-8a-L: Energy Efficiency and Codes & Standards Energy Impacts, Relative to 2019 | [8 empty] | (b) - Table I-8b-L: Energy Efficiency and Codes & Standards Summer Coincident Peak Demand Reductions, Relative to 2019 | [8 empty] | (b) - Table I-8c-L: Energy Efficiency and Codes & Standards Winter Coincident Peak Demand Reductions, Relative to 2019-20
(c) - Table I-9b-L: Solar PV Impacts, Behind-the-Meter - Total Reductions in Annual Energy | [8 empty] | (c) - Table I-9c-L: Solar PV Impacts, Behind-the-Meter, Total Reductions in Summer Coincident Peak Demand | [8 empty] | (c) - The forecast of solar PV-related reductions to the winter peak is zero because the system typically peaks after sunset
(d) - Table I-10b-L: Non-Solar Distributed Generation Impacts, Behind-the-Meter - Total Reductions in Annual Energy | [8 empty] | (d) - Table I-10c-L: Non-Solar Distributed Generation Impacts, Behind-the-Meter, Total Reductions in Coincident Peak Demand | [8 empty] | (d) - Table I-10c-L: Non-Solar Distributed Generation Impacts, Behind-the-Meter, Total Reductions in Coincident Peak Demand
(e) - Table I-12b-L: Storage Annual Net Energy Consumption, both wholesale and behind-the-meter (pumped storage is not included - see Table III-2 for current resources) | [8 empty] | (e) - Table I-12c-L: Storage Impacts, Behind-the-Meter, Reductions in Summer Coincident Peak Demand (pumped storage is not included - see Table III-2 for current resources) | [8 empty] | (e) - Table I-12d-L: Storage Impacts, Behind-the-Meter, Reductions in Winter Coincident Peak Demand (pumped storage is not included - see Table III-2 for current resources)
(f) - Table I-11a-L: Electric Vehicle Energy Usage | [8 empty] | (f) - Table I-11b-L: Electric Vehicle Summer Coincident Peak Demand | [8 empty] | (f) - Table I-11c-L: Electric Vehicle Winter Coincident Peak Demand
(g) - Table I-13a-L: Non-EV Electrification Energy Usage - end-use electrification including heat pumps, water heating, cooking, and other end-uses | [8 empty] | (g) - Table I-13b-L: Non-EV Electrification Summer Coincident Peak Demand - end-use electrification including heat pumps, water heating, cooking, and other end-uses | [8 empty] | (g) - Table I-13c-L: Non-EV Electrification Winter Coincident Peak Demand - end-use electrification including heat pumps, water heating, cooking, and other end-uses
(h) - Table I-2-L: Low Load Scenario Annual Energy Forecast | [8 empty] | (h) - Table I-3a-L: Low Load Scenario Summer Coincident Peak Demand Forecast | [8 empty] | (h) - Table I-3b-L: Low Load Scenario Winter Coincident Peak Demand Forecast

## I-2-L
Table I-2-L: Low Load Scenario Annual Energy Forecast
Reflects Impacts of Energy Saving Programs & Behind-the-Meter Generation
Annual Energy by Zone - GWh
Year | A | B | C | D | E | F | G | H | I | J | K | NYCA
2020 | 13779 | 9132 | 14706 | 4946 | 7188 | 10860 | 8634 | 2636 | 5414 | 46914 | 18936 | 143145
2021 | 13774 | 9129 | 14722 | 5074 | 7161 | 10803 | 8579 | 2663 | 5394 | 46872 | 18759 | 142930
2022 | 13710 | 9091 | 14688 | 5171 | 7104 | 10710 | 8495 | 2676 | 5359 | 46616 | 18559 | 142179
2023 | 13611 | 9031 | 14632 | 5376 | 7003 | 10547 | 8353 | 2712 | 5298 | 46172 | 18176 | 140911
2024 | 13510 | 8966 | 14562 | 5540 | 6900 | 10388 | 8217 | 2733 | 5239 | 45708 | 17784 | 139547
2025 | 13282 | 8809 | 14358 | 5625 | 6722 | 10133 | 8007 | 2719 | 5145 | 44678 | 17328 | 136806
2026 | 13082 | 8666 | 14166 | 5677 | 6561 | 9908 | 7827 | 2702 | 5063 | 43758 | 16955 | 134365
2027 | 12910 | 8544 | 13998 | 5700 | 6420 | 9717 | 7682 | 2688 | 5002 | 42985 | 16697 | 132343
2028 | 12773 | 8445 | 13860 | 5705 | 6305 | 9565 | 7579 | 2677 | 4963 | 42383 | 16561 | 130816
2029 | 12665 | 8372 | 13751 | 5692 | 6217 | 9447 | 7515 | 2672 | 4946 | 41962 | 16529 | 129768
2030 | 12584 | 8318 | 13665 | 5676 | 6149 | 9360 | 7484 | 2670 | 4949 | 41726 | 16591 | 129172
2031 | 12523 | 8281 | 13596 | 5656 | 6096 | 9292 | 7474 | 2673 | 4966 | 41618 | 16720 | 128895
2032 | 12476 | 8250 | 13535 | 5638 | 6054 | 9237 | 7480 | 2678 | 4997 | 41606 | 16898 | 128849
2033 | 12436 | 8227 | 13475 | 5617 | 6016 | 9187 | 7496 | 2682 | 5036 | 41658 | 17105 | 128935
2034 | 12396 | 8205 | 13413 | 5601 | 5979 | 9140 | 7516 | 2686 | 5082 | 41758 | 17337 | 129113
2035 | 12361 | 8187 | 13350 | 5586 | 5944 | 9093 | 7537 | 2689 | 5132 | 41882 | 17577 | 129338
2036 | 12318 | 8173 | 13291 | 5570 | 5911 | 9048 | 7564 | 2693 | 5185 | 42035 | 17825 | 129613
2037 | 12275 | 8159 | 13232 | 5557 | 5882 | 9006 | 7595 | 2694 | 5242 | 42207 | 18068 | 129917
2038 | 12238 | 8147 | 13173 | 5547 | 5853 | 8969 | 7626 | 2697 | 5299 | 42398 | 18304 | 130251
2039 | 12206 | 8138 | 13121 | 5534 | 5827 | 8933 | 7664 | 2699 | 5359 | 42608 | 18524 | 130613
2040 | 12179 | 8133 | 13072 | 5524 | 5807 | 8901 | 7706 | 2700 | 5419 | 42834 | 18723 | 130998
2041 | 12161 | 8133 | 13029 | 5514 | 5789 | 8876 | 7753 | 2701 | 5483 | 43081 | 18902 | 131422
2042 | 12153 | 8139 | 12997 | 5504 | 5777 | 8856 | 7810 | 2703 | 5546 | 43341 | 19074 | 131900
2043 | 12156 | 8151 | 12975 | 5497 | 5771 | 8848 | 7872 | 2706 | 5611 | 43617 | 19246 | 132450
2044 | 12176 | 8173 | 12968 | 5495 | 5775 | 8848 | 7947 | 2708 | 5674 | 43908 | 19429 | 133101
2045 | 12209 | 8204 | 12973 | 5495 | 5786 | 8861 | 8032 | 2712 | 5735 | 44210 | 19624 | 133841
2046 | 12255 | 8241 | 12992 | 5498 | 5805 | 8882 | 8129 | 2718 | 5796 | 44521 | 19844 | 134681
2047 | 12313 | 8287 | 13020 | 5504 | 5827 | 8910 | 8232 | 2723 | 5851 | 44840 | 20081 | 135588
2048 | 12382 | 8338 | 13058 | 5512 | 5858 | 8944 | 8341 | 2731 | 5904 | 45163 | 20333 | 136564
2049 | 12453 | 8393 | 13100 | 5520 | 5890 | 8984 | 8455 | 2737 | 5955 | 45487 | 20589 | 137563
2050 | 12537 | 8455 | 13154 | 5531 | 5929 | 9030 | 8577 | 2743 | 5999 | 45812 | 20854 | 138621
Note: Historical values reflect actual experienced weather conditions. Forecasted values reflect expected weather conditions.

## I-3a-L
Table I-3a-L: Low Load Scenario Summer Coincident Peak Demand Forecast
Reflects Impacts of Energy Saving Programs & Behind-the-Meter Generation
Coincident Summer Peak Demand by Zone - MW
Year | A | B | C | D | E | F | G | H | I | J | K | NYCA
2020 | 2495 | 1866 | 2612 | 581 | 1261 | 2192 | 2067 | 626 | 1391 | 10845 | 4974 | 30910
2021 | 2484 | 1859 | 2604 | 595 | 1251 | 2170 | 2052 | 625 | 1388 | 10849 | 4913 | 30790
2022 | 2467 | 1849 | 2591 | 606 | 1236 | 2146 | 2036 | 622 | 1381 | 10823 | 4854 | 30611
2023 | 2446 | 1837 | 2575 | 630 | 1213 | 2110 | 2012 | 622 | 1378 | 10826 | 4739 | 30388
2024 | 2415 | 1819 | 2545 | 647 | 1186 | 2067 | 1985 | 619 | 1370 | 10773 | 4634 | 30060
2025 | 2379 | 1795 | 2510 | 654 | 1155 | 2020 | 1954 | 614 | 1359 | 10678 | 4530 | 29648
2026 | 2348 | 1772 | 2476 | 661 | 1127 | 1980 | 1927 | 610 | 1348 | 10590 | 4439 | 29278
2027 | 2322 | 1753 | 2447 | 661 | 1102 | 1946 | 1906 | 605 | 1341 | 10515 | 4370 | 28968
2028 | 2302 | 1737 | 2426 | 661 | 1085 | 1918 | 1888 | 602 | 1337 | 10461 | 4319 | 28736
2029 | 2288 | 1725 | 2407 | 657 | 1074 | 1898 | 1877 | 599 | 1336 | 10429 | 4291 | 28581
2030 | 2279 | 1716 | 2394 | 654 | 1065 | 1886 | 1870 | 598 | 1338 | 10422 | 4277 | 28499
2031 | 2274 | 1709 | 2383 | 649 | 1062 | 1875 | 1866 | 596 | 1340 | 10428 | 4278 | 28460
2032 | 2268 | 1703 | 2370 | 646 | 1057 | 1866 | 1865 | 594 | 1343 | 10441 | 4290 | 28443
2033 | 2264 | 1697 | 2359 | 642 | 1053 | 1858 | 1864 | 592 | 1346 | 10455 | 4305 | 28435
2034 | 2258 | 1692 | 2345 | 638 | 1050 | 1848 | 1864 | 590 | 1350 | 10469 | 4323 | 28427
2035 | 2252 | 1684 | 2330 | 635 | 1045 | 1840 | 1863 | 589 | 1354 | 10482 | 4340 | 28414
2036 | 2243 | 1678 | 2316 | 631 | 1041 | 1830 | 1862 | 586 | 1356 | 10492 | 4355 | 28390
2037 | 2235 | 1671 | 2300 | 628 | 1037 | 1821 | 1863 | 583 | 1359 | 10495 | 4372 | 28364
2038 | 2225 | 1663 | 2284 | 625 | 1033 | 1814 | 1861 | 580 | 1361 | 10495 | 4384 | 28325
2039 | 2216 | 1658 | 2269 | 622 | 1028 | 1804 | 1861 | 577 | 1362 | 10485 | 4394 | 28276
2040 | 2206 | 1651 | 2253 | 620 | 1025 | 1796 | 1863 | 574 | 1363 | 10467 | 4396 | 28214
2041 | 2196 | 1644 | 2236 | 616 | 1020 | 1787 | 1864 | 571 | 1361 | 10444 | 4396 | 28135
2042 | 2187 | 1638 | 2222 | 613 | 1015 | 1777 | 1863 | 568 | 1360 | 10416 | 4390 | 28049
2043 | 2177 | 1629 | 2206 | 611 | 1010 | 1766 | 1861 | 564 | 1359 | 10384 | 4383 | 27950
2044 | 2168 | 1624 | 2192 | 608 | 1007 | 1755 | 1862 | 562 | 1356 | 10346 | 4377 | 27857
2045 | 2160 | 1617 | 2177 | 606 | 1003 | 1745 | 1863 | 558 | 1352 | 10305 | 4372 | 27758
2046 | 2151 | 1613 | 2163 | 604 | 999 | 1735 | 1864 | 555 | 1349 | 10262 | 4367 | 27662
2047 | 2145 | 1607 | 2150 | 602 | 995 | 1724 | 1866 | 553 | 1345 | 10215 | 4368 | 27570
2048 | 2138 | 1600 | 2137 | 601 | 992 | 1714 | 1868 | 550 | 1341 | 10166 | 4369 | 27476
2049 | 2133 | 1596 | 2126 | 601 | 988 | 1702 | 1869 | 548 | 1335 | 10115 | 4369 | 27382
2050 | 2127 | 1589 | 2112 | 599 | 985 | 1691 | 1870 | 545 | 1329 | 10059 | 4373 | 27279
Note: Historical values reflect actual experienced weather conditions. Forecasted values reflect expected weather conditions.

## I-3b-L
Table I-3b-L: Low Load Scenario Winter Coincident Peak Demand Forecast
Reflects Impacts of Energy Saving Programs & Behind-the-Meter Generation
Coincident Winter Peak Demand by Zone - MW
Year | A | B | C | D | E | F | G | H | I | J | K | NYCA
2020-21 | 2177 | 1523 | 2483 | 770 | 1304 | 1854 | 1515 | 485 | 854 | 7432 | 3177 | 23574
2021-22 | 2175 | 1520 | 2482 | 783 | 1303 | 1850 | 1507 | 486 | 857 | 7442 | 3144 | 23549
2022-23 | 2170 | 1515 | 2479 | 794 | 1300 | 1845 | 1499 | 485 | 858 | 7438 | 3107 | 23490
2023-24 | 2168 | 1509 | 2477 | 819 | 1299 | 1839 | 1486 | 485 | 864 | 7450 | 3047 | 23443
2024-25 | 2161 | 1501 | 2469 | 837 | 1294 | 1829 | 1470 | 484 | 867 | 7417 | 2984 | 23313
2025-26 | 2151 | 1492 | 2458 | 850 | 1288 | 1819 | 1454 | 481 | 869 | 7359 | 2931 | 23152
2026-27 | 2144 | 1484 | 2447 | 860 | 1283 | 1810 | 1441 | 480 | 872 | 7299 | 2893 | 23013
2027-28 | 2140 | 1480 | 2440 | 866 | 1279 | 1804 | 1431 | 477 | 877 | 7242 | 2873 | 22909
2028-29 | 2140 | 1479 | 2434 | 871 | 1277 | 1800 | 1427 | 477 | 885 | 7200 | 2870 | 22860
2029-30 | 2143 | 1480 | 2433 | 875 | 1277 | 1799 | 1427 | 477 | 895 | 7176 | 2880 | 22862
2030-31 | 2149 | 1485 | 2433 | 879 | 1277 | 1800 | 1430 | 479 | 908 | 7171 | 2901 | 22912
2031-32 | 2155 | 1491 | 2435 | 882 | 1278 | 1801 | 1438 | 480 | 923 | 7182 | 2935 | 23000
2032-33 | 2162 | 1499 | 2438 | 886 | 1280 | 1803 | 1446 | 482 | 940 | 7208 | 2977 | 23121
2033-34 | 2168 | 1508 | 2439 | 889 | 1280 | 1804 | 1455 | 482 | 957 | 7245 | 3026 | 23253
2034-35 | 2174 | 1518 | 2440 | 893 | 1281 | 1804 | 1466 | 484 | 974 | 7290 | 3081 | 23405
2035-36 | 2181 | 1526 | 2440 | 896 | 1282 | 1805 | 1476 | 485 | 989 | 7344 | 3141 | 23565
2036-37 | 2188 | 1535 | 2440 | 900 | 1283 | 1805 | 1487 | 487 | 1002 | 7404 | 3201 | 23732
2037-38 | 2195 | 1542 | 2440 | 904 | 1284 | 1804 | 1499 | 488 | 1013 | 7468 | 3261 | 23898
2038-39 | 2202 | 1550 | 2441 | 909 | 1285 | 1803 | 1510 | 490 | 1023 | 7538 | 3317 | 24068
2039-40 | 2209 | 1556 | 2442 | 913 | 1287 | 1802 | 1523 | 491 | 1030 | 7611 | 3369 | 24233
2040-41 | 2217 | 1564 | 2442 | 917 | 1288 | 1800 | 1534 | 493 | 1036 | 7687 | 3415 | 24393
2041-42 | 2225 | 1571 | 2444 | 921 | 1290 | 1798 | 1547 | 494 | 1043 | 7768 | 3458 | 24559
2042-43 | 2234 | 1580 | 2448 | 927 | 1293 | 1798 | 1560 | 494 | 1048 | 7852 | 3498 | 24732
2043-44 | 2246 | 1589 | 2454 | 932 | 1297 | 1798 | 1576 | 496 | 1054 | 7941 | 3539 | 24922
2044-45 | 2260 | 1601 | 2462 | 938 | 1300 | 1801 | 1592 | 497 | 1060 | 8035 | 3583 | 25129
2045-46 | 2276 | 1613 | 2472 | 945 | 1306 | 1804 | 1610 | 499 | 1068 | 8134 | 3628 | 25355
2046-47 | 2294 | 1626 | 2485 | 953 | 1312 | 1808 | 1630 | 501 | 1077 | 8239 | 3677 | 25602
2047-48 | 2315 | 1641 | 2499 | 962 | 1319 | 1813 | 1650 | 504 | 1088 | 8351 | 3729 | 25871
2048-49 | 2335 | 1656 | 2514 | 971 | 1327 | 1819 | 1671 | 508 | 1100 | 8468 | 3782 | 26151
2049-50 | 2356 | 1671 | 2529 | 980 | 1335 | 1825 | 1691 | 510 | 1114 | 8588 | 3838 | 26437
2050-51 | 2379 | 1688 | 2545 | 991 | 1343 | 1831 | 1712 | 514 | 1129 | 8715 | 3894 | 26741
Note: Historical values reflect actual experienced weather conditions. Forecasted values reflect expected weather conditions.

## I-4a-L
Table I-4a-L: Low Load Scenario Summer Non-Coincident Peak Demand Forecast
Reflects Impacts of Energy Saving Programs & Behind-the-Meter Generation
Non-Coincident Summer Peak Demand by Zone - MW
Year | A | B | C | D | E | F | G | H | I | J | K
2020 | 2665 | 1941 | 2725 | 615 | 1322 | 2263 | 2103 | 636 | 1415 | 10999 | 5083
2021 | 2654 | 1934 | 2717 | 630 | 1311 | 2240 | 2088 | 635 | 1411 | 11003 | 5021
2022 | 2636 | 1923 | 2703 | 641 | 1295 | 2216 | 2072 | 632 | 1404 | 10977 | 4961
2023 | 2613 | 1911 | 2687 | 667 | 1271 | 2179 | 2047 | 632 | 1401 | 10980 | 4843
2024 | 2580 | 1892 | 2655 | 685 | 1243 | 2134 | 2020 | 629 | 1393 | 10926 | 4736
2025 | 2542 | 1867 | 2619 | 692 | 1211 | 2086 | 1988 | 624 | 1382 | 10830 | 4629
2026 | 2508 | 1843 | 2583 | 699 | 1181 | 2044 | 1961 | 620 | 1371 | 10740 | 4536
2027 | 2481 | 1823 | 2553 | 699 | 1155 | 2009 | 1939 | 615 | 1364 | 10664 | 4466
2028 | 2459 | 1807 | 2531 | 699 | 1137 | 1980 | 1921 | 612 | 1360 | 10610 | 4414
2029 | 2444 | 1794 | 2511 | 695 | 1126 | 1960 | 1910 | 609 | 1359 | 10577 | 4385
2030 | 2435 | 1785 | 2498 | 692 | 1116 | 1947 | 1903 | 608 | 1361 | 10570 | 4371
2031 | 2429 | 1778 | 2486 | 687 | 1113 | 1936 | 1899 | 606 | 1363 | 10576 | 4372
2032 | 2423 | 1771 | 2473 | 684 | 1108 | 1927 | 1898 | 604 | 1366 | 10589 | 4384
2033 | 2419 | 1765 | 2461 | 679 | 1104 | 1918 | 1897 | 602 | 1369 | 10603 | 4400
2034 | 2412 | 1760 | 2447 | 675 | 1100 | 1908 | 1897 | 600 | 1373 | 10618 | 4418
2035 | 2406 | 1752 | 2431 | 672 | 1095 | 1900 | 1896 | 599 | 1377 | 10631 | 4435
2036 | 2396 | 1745 | 2416 | 668 | 1091 | 1889 | 1895 | 596 | 1379 | 10641 | 4451
2037 | 2388 | 1738 | 2400 | 664 | 1087 | 1880 | 1896 | 592 | 1382 | 10644 | 4468
2038 | 2377 | 1730 | 2383 | 661 | 1083 | 1873 | 1894 | 589 | 1384 | 10644 | 4480
2039 | 2367 | 1725 | 2367 | 658 | 1077 | 1863 | 1894 | 586 | 1385 | 10634 | 4490
2040 | 2357 | 1717 | 2351 | 656 | 1074 | 1854 | 1896 | 583 | 1386 | 10616 | 4493
2041 | 2346 | 1710 | 2333 | 652 | 1069 | 1845 | 1897 | 580 | 1384 | 10592 | 4493
2042 | 2336 | 1704 | 2318 | 649 | 1064 | 1835 | 1896 | 577 | 1383 | 10564 | 4486
2043 | 2326 | 1694 | 2302 | 647 | 1059 | 1823 | 1894 | 573 | 1382 | 10531 | 4479
2044 | 2316 | 1689 | 2287 | 643 | 1055 | 1812 | 1895 | 571 | 1379 | 10493 | 4473
2045 | 2308 | 1682 | 2271 | 641 | 1051 | 1802 | 1896 | 567 | 1375 | 10451 | 4468
2046 | 2298 | 1678 | 2257 | 639 | 1047 | 1791 | 1897 | 564 | 1372 | 10408 | 4463
2047 | 2292 | 1672 | 2243 | 637 | 1043 | 1780 | 1899 | 562 | 1368 | 10360 | 4464
2048 | 2284 | 1664 | 2230 | 636 | 1040 | 1770 | 1901 | 559 | 1364 | 10310 | 4465
2049 | 2279 | 1660 | 2218 | 636 | 1035 | 1757 | 1902 | 557 | 1358 | 10259 | 4465
2050 | 2272 | 1653 | 2204 | 634 | 1032 | 1746 | 1903 | 554 | 1351 | 10202 | 4469
Note: Historical values reflect actual experienced weather conditions. Forecasted values reflect expected weather conditions.

## I-4b-L
Table I-4b-L: Low Load Scenario Winter Non-Coincident Peak Demand Forecast
Reflects Impacts of Energy Saving Programs & Behind-the-Meter Generation
Non-Coincident Winter Peak Demand by Zone - MW
Year | A | B | C | D | E | F | G | H | I | J | K
2020-21 | 2204 | 1543 | 2488 | 790 | 1336 | 1869 | 1526 | 509 | 867 | 7501 | 3195
2021-22 | 2202 | 1540 | 2487 | 803 | 1335 | 1865 | 1518 | 510 | 870 | 7511 | 3162
2022-23 | 2197 | 1535 | 2484 | 815 | 1331 | 1860 | 1510 | 509 | 871 | 7507 | 3125
2023-24 | 2195 | 1529 | 2482 | 840 | 1330 | 1854 | 1497 | 509 | 877 | 7519 | 3064
2024-25 | 2188 | 1521 | 2474 | 859 | 1325 | 1844 | 1481 | 508 | 880 | 7486 | 3001
2025-26 | 2177 | 1512 | 2463 | 872 | 1319 | 1834 | 1464 | 505 | 882 | 7427 | 2948
2026-27 | 2170 | 1504 | 2452 | 882 | 1314 | 1825 | 1451 | 504 | 885 | 7367 | 2909
2027-28 | 2166 | 1500 | 2445 | 888 | 1310 | 1819 | 1441 | 500 | 890 | 7309 | 2889
2028-29 | 2166 | 1499 | 2439 | 894 | 1308 | 1815 | 1437 | 500 | 898 | 7267 | 2886
2029-30 | 2169 | 1500 | 2438 | 898 | 1308 | 1814 | 1437 | 500 | 908 | 7243 | 2896
2030-31 | 2175 | 1505 | 2438 | 902 | 1308 | 1815 | 1440 | 502 | 922 | 7238 | 2918
2031-32 | 2182 | 1511 | 2440 | 905 | 1309 | 1816 | 1448 | 504 | 937 | 7249 | 2952
2032-33 | 2189 | 1519 | 2443 | 909 | 1311 | 1818 | 1456 | 506 | 954 | 7275 | 2994
2033-34 | 2195 | 1528 | 2444 | 912 | 1311 | 1819 | 1465 | 506 | 971 | 7312 | 3043
2034-35 | 2201 | 1538 | 2445 | 916 | 1312 | 1819 | 1477 | 508 | 989 | 7358 | 3099
2035-36 | 2208 | 1546 | 2445 | 919 | 1313 | 1820 | 1487 | 509 | 1004 | 7412 | 3159
2036-37 | 2215 | 1556 | 2445 | 923 | 1314 | 1820 | 1498 | 511 | 1017 | 7473 | 3219
2037-38 | 2222 | 1563 | 2445 | 927 | 1315 | 1819 | 1510 | 512 | 1028 | 7537 | 3280
2038-39 | 2229 | 1571 | 2446 | 933 | 1316 | 1818 | 1521 | 514 | 1038 | 7608 | 3336
2039-40 | 2236 | 1577 | 2447 | 937 | 1318 | 1817 | 1534 | 515 | 1045 | 7682 | 3388
2040-41 | 2244 | 1585 | 2447 | 941 | 1319 | 1815 | 1545 | 517 | 1052 | 7758 | 3434
2041-42 | 2252 | 1592 | 2449 | 945 | 1321 | 1813 | 1558 | 518 | 1059 | 7840 | 3478
2042-43 | 2261 | 1601 | 2453 | 951 | 1324 | 1813 | 1571 | 518 | 1064 | 7925 | 3518
2043-44 | 2274 | 1610 | 2459 | 956 | 1328 | 1813 | 1587 | 520 | 1070 | 8015 | 3559
2044-45 | 2288 | 1622 | 2467 | 962 | 1331 | 1816 | 1603 | 521 | 1076 | 8110 | 3603
2045-46 | 2304 | 1635 | 2477 | 969 | 1338 | 1819 | 1622 | 523 | 1084 | 8210 | 3649
2046-47 | 2322 | 1648 | 2490 | 978 | 1344 | 1823 | 1642 | 526 | 1093 | 8316 | 3698
2047-48 | 2343 | 1663 | 2504 | 987 | 1351 | 1828 | 1662 | 529 | 1104 | 8429 | 3750
2048-49 | 2364 | 1678 | 2519 | 996 | 1359 | 1834 | 1683 | 533 | 1117 | 8547 | 3804
2049-50 | 2385 | 1693 | 2534 | 1005 | 1367 | 1840 | 1703 | 535 | 1131 | 8668 | 3860
2050-51 | 2408 | 1711 | 2550 | 1017 | 1376 | 1846 | 1724 | 539 | 1146 | 8796 | 3916
Note: Historical values reflect actual experienced weather conditions. Forecasted values reflect expected weather conditions.

## I-5-L
Table I-5-L: Low Load Scenario - Forecast of Peak Demand in G-to-J Locality
Reflects Impacts of Energy Saving Programs & Behind-the-Meter Generation
G-to-J Locality Summer Peak Demand by Zone - MW | [5 empty] | G-to-J Locality Winter Peak Demand by Zone - MW
Year | G | H | I | J | G-J | Year | G | H | I | J | G-J
2020 | 2085 | 631 | 1403 | 10939 | 15058 | 2020-21 | 1513 | 474 | 854 | 7482 | 10323
2021 | 2070 | 630 | 1400 | 10943 | 15043 | 2021-22 | 1505 | 475 | 857 | 7492 | 10329
2022 | 2054 | 627 | 1393 | 10917 | 14991 | 2022-23 | 1497 | 474 | 858 | 7488 | 10317
2023 | 2029 | 627 | 1390 | 10920 | 14966 | 2023-24 | 1484 | 474 | 864 | 7500 | 10322
2024 | 2002 | 624 | 1382 | 10867 | 14875 | 2024-25 | 1468 | 473 | 867 | 7467 | 10275
2025 | 1971 | 619 | 1371 | 10771 | 14732 | 2025-26 | 1452 | 470 | 869 | 7408 | 10199
2026 | 1944 | 615 | 1360 | 10682 | 14601 | 2026-27 | 1439 | 469 | 872 | 7348 | 10128
2027 | 1923 | 610 | 1353 | 10607 | 14493 | 2027-28 | 1429 | 466 | 877 | 7291 | 10063
2028 | 1904 | 607 | 1349 | 10552 | 14412 | 2028-29 | 1425 | 466 | 885 | 7248 | 10024
2029 | 1893 | 604 | 1348 | 10520 | 14365 | 2029-30 | 1425 | 466 | 895 | 7224 | 10010
2030 | 1886 | 603 | 1350 | 10513 | 14352 | 2030-31 | 1428 | 468 | 908 | 7219 | 10023
2031 | 1882 | 601 | 1352 | 10519 | 14354 | 2031-32 | 1436 | 469 | 923 | 7230 | 10058
2032 | 1881 | 599 | 1355 | 10532 | 14367 | 2032-33 | 1444 | 471 | 940 | 7256 | 10111
2033 | 1880 | 597 | 1358 | 10546 | 14381 | 2033-34 | 1453 | 471 | 957 | 7294 | 10175
2034 | 1880 | 595 | 1362 | 10560 | 14397 | 2034-35 | 1464 | 473 | 974 | 7339 | 10250
2035 | 1879 | 594 | 1366 | 10573 | 14412 | 2035-36 | 1474 | 474 | 989 | 7393 | 10330
2036 | 1878 | 591 | 1368 | 10583 | 14420 | 2036-37 | 1485 | 476 | 1002 | 7454 | 10417
2037 | 1879 | 588 | 1371 | 10586 | 14424 | 2037-38 | 1497 | 477 | 1013 | 7518 | 10505
2038 | 1877 | 585 | 1373 | 10586 | 14421 | 2038-39 | 1508 | 479 | 1023 | 7589 | 10599
2039 | 1877 | 582 | 1374 | 10576 | 14409 | 2039-40 | 1521 | 480 | 1030 | 7662 | 10693
2040 | 1879 | 579 | 1375 | 10558 | 14391 | 2040-41 | 1532 | 482 | 1036 | 7739 | 10789
2041 | 1880 | 576 | 1373 | 10535 | 14364 | 2041-42 | 1545 | 483 | 1043 | 7820 | 10891
2042 | 1879 | 573 | 1372 | 10507 | 14331 | 2042-43 | 1558 | 483 | 1048 | 7905 | 10994
2043 | 1877 | 569 | 1371 | 10474 | 14291 | 2043-44 | 1574 | 485 | 1054 | 7994 | 11107
2044 | 1878 | 567 | 1368 | 10436 | 14249 | 2044-45 | 1590 | 486 | 1060 | 8089 | 11225
2045 | 1879 | 563 | 1364 | 10395 | 14201 | 2045-46 | 1608 | 488 | 1068 | 8188 | 11352
2046 | 1880 | 560 | 1361 | 10351 | 14152 | 2046-47 | 1628 | 490 | 1077 | 8294 | 11489
2047 | 1882 | 558 | 1357 | 10304 | 14101 | 2047-48 | 1648 | 493 | 1088 | 8407 | 11636
2048 | 1884 | 555 | 1353 | 10254 | 14046 | 2048-49 | 1669 | 497 | 1100 | 8525 | 11791
2049 | 1885 | 553 | 1347 | 10203 | 13988 | 2049-50 | 1689 | 499 | 1114 | 8646 | 11948
2050 | 1886 | 550 | 1341 | 10147 | 13924 | 2050-51 | 1710 | 502 | 1129 | 8773 | 12114
Note: Historical values reflect actual experienced weather conditions. Forecasted values reflect expected weather conditions.

## I-8a-L
Table I-8a-L: Energy Efficiency and Codes & Standards Energy Impacts - Low Load Scenario
Reflects Cumulative Impacts
Forecast of Cumulative Reductions in Annual Energy by Zone Relative to 2019 - GWh
Year | A | B | C | D | E | F | G | H | I | J | K | NYCA
2020 | 221 | 141 | 200 | 18 | 112 | 189 | 214 | 40 | 120 | 1086 | 376 | 2717
2021 | 492 | 316 | 451 | 40 | 250 | 421 | 470 | 81 | 220 | 1995 | 822 | 5558
2022 | 816 | 531 | 759 | 67 | 416 | 693 | 759 | 127 | 314 | 2847 | 1429 | 8758
2023 | 1194 | 791 | 1134 | 99 | 612 | 1005 | 1067 | 184 | 420 | 3803 | 2067 | 12376
2024 | 1606 | 1088 | 1561 | 136 | 830 | 1338 | 1376 | 258 | 570 | 5165 | 2762 | 16690
2025 | 2019 | 1392 | 1999 | 174 | 1049 | 1668 | 1670 | 335 | 723 | 6554 | 3415 | 20998
2026 | 2389 | 1667 | 2397 | 208 | 1247 | 1962 | 1929 | 406 | 863 | 7823 | 4022 | 24913
2027 | 2693 | 1891 | 2721 | 236 | 1409 | 2204 | 2143 | 464 | 977 | 8857 | 4482 | 28077
2028 | 2921 | 2059 | 2964 | 257 | 1531 | 2385 | 2304 | 507 | 1063 | 9632 | 4809 | 30432
2029 | 3083 | 2179 | 3138 | 272 | 1617 | 2515 | 2419 | 538 | 1124 | 10186 | 5033 | 32104
2030 | 3202 | 2266 | 3263 | 283 | 1680 | 2609 | 2503 | 560 | 1168 | 10586 | 5187 | 33307
2031 | 3294 | 2334 | 3361 | 291 | 1729 | 2683 | 2570 | 577 | 1203 | 10899 | 5303 | 34244
2032 | 3373 | 2392 | 3445 | 298 | 1772 | 2746 | 2627 | 592 | 1232 | 11168 | 5402 | 35047
2033 | 3446 | 2446 | 3523 | 305 | 1810 | 2805 | 2678 | 606 | 1260 | 11417 | 5496 | 35792
2034 | 3516 | 2497 | 3598 | 311 | 1848 | 2861 | 2729 | 619 | 1287 | 11658 | 5589 | 36513
2035 | 3586 | 2549 | 3672 | 318 | 1885 | 2917 | 2780 | 632 | 1313 | 11895 | 5680 | 37227
2036 | 3655 | 2599 | 3745 | 324 | 1922 | 2971 | 2828 | 645 | 1338 | 12128 | 5770 | 37925
2037 | 3722 | 2649 | 3817 | 330 | 1958 | 3025 | 2876 | 658 | 1364 | 12359 | 5858 | 38616
2038 | 3789 | 2697 | 3888 | 336 | 1993 | 3078 | 2923 | 671 | 1389 | 12585 | 5944 | 39293
2039 | 3854 | 2746 | 3958 | 342 | 2028 | 3130 | 2969 | 683 | 1413 | 12807 | 6028 | 39958
2040 | 3918 | 2793 | 4026 | 348 | 2062 | 3181 | 3014 | 695 | 1437 | 13024 | 6110 | 40608
2041 | 3981 | 2839 | 4092 | 354 | 2095 | 3231 | 3058 | 707 | 1461 | 13237 | 6190 | 41245
2042 | 4042 | 2885 | 4157 | 360 | 2128 | 3280 | 3103 | 719 | 1484 | 13444 | 6268 | 41870
2043 | 4101 | 2928 | 4221 | 365 | 2160 | 3327 | 3145 | 730 | 1506 | 13647 | 6344 | 42474
2044 | 4159 | 2970 | 4282 | 370 | 2190 | 3373 | 3186 | 741 | 1528 | 13844 | 6417 | 43060
2045 | 4215 | 3012 | 4342 | 375 | 2221 | 3418 | 3226 | 751 | 1549 | 14036 | 6488 | 43633
2046 | 4270 | 3052 | 4401 | 380 | 2250 | 3462 | 3265 | 762 | 1569 | 14221 | 6556 | 44188
2047 | 4323 | 3090 | 4457 | 385 | 2278 | 3504 | 3302 | 772 | 1589 | 14402 | 6622 | 44724
2048 | 4374 | 3128 | 4512 | 390 | 2305 | 3545 | 3338 | 781 | 1608 | 14576 | 6685 | 45242
2049 | 4424 | 3164 | 4565 | 395 | 2332 | 3585 | 3373 | 791 | 1627 | 14745 | 6745 | 45746
2050 | 4473 | 3201 | 4617 | 399 | 2358 | 3624 | 3409 | 800 | 1646 | 14913 | 6804 | 46244

## I-8b-L
Table I-8b-L: Energy Efficiency and Codes & Standards Summer Peak Impacts - Low Load Scenario
Reflects Cumulative Impacts
Reductions in Summer Coincident Peak Demand by Zone Relative to 2019 - MW
Year | A | B | C | D | E | F | G | H | I | J | K | NYCA
2020 | 31 | 21 | 30 | 3 | 16 | 26 | 29 | 6 | 16 | 146 | 124 | 448
2021 | 69 | 48 | 68 | 6 | 36 | 57 | 63 | 12 | 29 | 267 | 155 | 810
2022 | 115 | 80 | 115 | 10 | 60 | 94 | 102 | 20 | 42 | 381 | 267 | 1286
2023 | 168 | 120 | 173 | 15 | 89 | 137 | 143 | 29 | 56 | 510 | 382 | 1822
2024 | 227 | 165 | 239 | 21 | 121 | 182 | 185 | 40 | 76 | 692 | 510 | 2458
2025 | 286 | 211 | 308 | 26 | 153 | 227 | 225 | 53 | 97 | 878 | 625 | 3089
2026 | 339 | 254 | 370 | 32 | 183 | 267 | 261 | 64 | 116 | 1049 | 732 | 3667
2027 | 383 | 288 | 421 | 36 | 207 | 301 | 291 | 73 | 131 | 1187 | 818 | 4136
2028 | 416 | 313 | 459 | 39 | 225 | 325 | 312 | 80 | 142 | 1290 | 887 | 4488
2029 | 439 | 332 | 486 | 42 | 238 | 343 | 329 | 85 | 151 | 1365 | 933 | 4743
2030 | 456 | 345 | 506 | 43 | 247 | 356 | 339 | 88 | 157 | 1419 | 963 | 4919
2031 | 469 | 355 | 521 | 45 | 254 | 366 | 348 | 91 | 161 | 1461 | 982 | 5053
2032 | 481 | 365 | 534 | 46 | 260 | 375 | 358 | 93 | 165 | 1497 | 999 | 5173
2033 | 491 | 372 | 546 | 47 | 266 | 383 | 364 | 96 | 169 | 1530 | 1014 | 5278
2034 | 501 | 380 | 558 | 48 | 272 | 391 | 371 | 98 | 172 | 1562 | 1040 | 5393
2035 | 511 | 388 | 569 | 49 | 277 | 398 | 377 | 100 | 176 | 1594 | 1063 | 5502
2036 | 521 | 396 | 581 | 50 | 283 | 406 | 384 | 102 | 179 | 1625 | 1078 | 5605
2037 | 531 | 403 | 592 | 51 | 288 | 413 | 390 | 104 | 183 | 1656 | 1093 | 5704
2038 | 540 | 411 | 603 | 52 | 293 | 421 | 397 | 106 | 186 | 1687 | 1108 | 5804
2039 | 550 | 418 | 614 | 53 | 298 | 428 | 403 | 108 | 189 | 1716 | 1120 | 5897
2040 | 559 | 425 | 625 | 53 | 303 | 435 | 409 | 110 | 193 | 1746 | 1153 | 6011
2041 | 568 | 433 | 635 | 54 | 308 | 441 | 415 | 112 | 196 | 1774 | 1167 | 6103
2042 | 576 | 439 | 645 | 55 | 313 | 448 | 421 | 113 | 199 | 1802 | 1181 | 6192
2043 | 585 | 446 | 655 | 56 | 318 | 455 | 427 | 115 | 202 | 1829 | 1196 | 6284
2044 | 593 | 453 | 665 | 57 | 322 | 461 | 433 | 117 | 205 | 1856 | 1209 | 6371
2045 | 601 | 459 | 674 | 58 | 327 | 467 | 439 | 119 | 208 | 1881 | 1221 | 6454
2046 | 609 | 465 | 684 | 58 | 331 | 473 | 444 | 120 | 210 | 1906 | 1235 | 6535
2047 | 617 | 471 | 692 | 59 | 336 | 479 | 449 | 122 | 213 | 1930 | 1246 | 6614
2048 | 624 | 477 | 701 | 60 | 340 | 484 | 454 | 123 | 216 | 1953 | 1257 | 6689
2049 | 631 | 482 | 709 | 61 | 343 | 490 | 459 | 125 | 218 | 1976 | 1269 | 6763
2050 | 638 | 488 | 717 | 61 | 347 | 495 | 464 | 126 | 221 | 1999 | 1280 | 6836

## I-8c-L
Table I-8c-L: Energy Efficiency and Codes & Standards Winter Peak Impacts - Low Load Scenario
Reflects Cumulative Impacts
Reductions in Winter Coincident Peak Demand by Zone Relative to 2019-20 - MW
Year | A | B | C | D | E | F | G | H | I | J | K | NYCA
2020-21 | 32 | 19 | 30 | 3 | 16 | 27 | 31 | 6 | 18 | 163 | 136 | 481
2021-22 | 71 | 40 | 66 | 6 | 36 | 60 | 67 | 12 | 33 | 300 | 171 | 862
2022-23 | 117 | 68 | 111 | 10 | 60 | 99 | 108 | 19 | 47 | 427 | 257 | 1323
2023-24 | 171 | 101 | 166 | 14 | 88 | 143 | 151 | 28 | 63 | 570 | 335 | 1830
2024-25 | 231 | 139 | 229 | 20 | 120 | 191 | 195 | 39 | 86 | 775 | 459 | 2484
2025-26 | 290 | 177 | 293 | 25 | 152 | 238 | 237 | 51 | 109 | 984 | 549 | 3105
2026-27 | 344 | 212 | 352 | 30 | 181 | 280 | 274 | 61 | 130 | 1174 | 623 | 3661
2027-28 | 388 | 241 | 400 | 35 | 204 | 314 | 304 | 70 | 147 | 1329 | 666 | 4098
2028-29 | 420 | 262 | 435 | 38 | 222 | 340 | 328 | 77 | 159 | 1445 | 702 | 4428
2029-30 | 444 | 277 | 461 | 40 | 235 | 359 | 344 | 81 | 169 | 1529 | 728 | 4667
2030-31 | 461 | 288 | 479 | 41 | 244 | 372 | 356 | 85 | 175 | 1588 | 770 | 4859
2031-32 | 474 | 297 | 494 | 43 | 251 | 383 | 366 | 87 | 181 | 1636 | 781 | 4993
2032-33 | 486 | 304 | 506 | 44 | 257 | 392 | 374 | 89 | 185 | 1676 | 797 | 5110
2033-34 | 497 | 311 | 518 | 45 | 263 | 400 | 381 | 92 | 189 | 1713 | 811 | 5220
2034-35 | 507 | 318 | 529 | 46 | 268 | 408 | 388 | 94 | 193 | 1749 | 833 | 5333
2035-36 | 516 | 324 | 540 | 47 | 273 | 416 | 395 | 96 | 197 | 1785 | 845 | 5434
2036-37 | 526 | 331 | 551 | 48 | 279 | 424 | 402 | 98 | 201 | 1820 | 858 | 5538
2037-38 | 536 | 337 | 561 | 48 | 284 | 431 | 409 | 99 | 205 | 1855 | 870 | 5635
2038-39 | 546 | 343 | 572 | 49 | 289 | 439 | 415 | 101 | 208 | 1889 | 882 | 5733
2039-40 | 555 | 349 | 582 | 50 | 294 | 446 | 422 | 103 | 212 | 1922 | 894 | 5829
2040-41 | 564 | 355 | 592 | 51 | 299 | 454 | 428 | 105 | 216 | 1955 | 906 | 5925
2041-42 | 573 | 361 | 602 | 52 | 304 | 461 | 434 | 107 | 219 | 1987 | 918 | 6018
2042-43 | 582 | 366 | 611 | 53 | 309 | 468 | 442 | 109 | 223 | 2017 | 930 | 6110
2043-44 | 591 | 372 | 621 | 54 | 313 | 475 | 448 | 110 | 226 | 2048 | 941 | 6199
2044-45 | 599 | 377 | 630 | 54 | 318 | 481 | 454 | 112 | 229 | 2078 | 952 | 6284
2045-46 | 607 | 382 | 639 | 55 | 322 | 487 | 459 | 114 | 232 | 2106 | 962 | 6365
2046-47 | 615 | 388 | 647 | 56 | 326 | 494 | 464 | 115 | 236 | 2134 | 972 | 6447
2047-48 | 623 | 393 | 656 | 57 | 331 | 500 | 469 | 117 | 239 | 2161 | 982 | 6528
2048-49 | 630 | 398 | 664 | 57 | 335 | 506 | 474 | 118 | 241 | 2187 | 992 | 6602
2049-50 | 637 | 402 | 671 | 58 | 338 | 511 | 480 | 120 | 244 | 2212 | 1001 | 6674
2050-51 | 645 | 407 | 679 | 59 | 342 | 517 | 485 | 121 | 247 | 2238 | 1009 | 6749

## I-9a-L
Table I-9a-L: Solar PV Nameplate Capacity, Behind-the-Meter - Low Load Scenario
Reflects Total Cumulative Nameplate Capacity
Nameplate Capacity by Zone - MW DC
Year | A | B | C | D | E | F | G | H | I | J | K | NYCA
2020 | 192 | 106 | 286 | 16 | 207 | 476 | 411 | 48 | 66 | 326 | 577 | 2711
2021 | 268 | 147 | 392 | 18 | 300 | 624 | 514 | 55 | 75 | 399 | 680 | 3472
2022 | 364 | 196 | 510 | 21 | 411 | 779 | 607 | 58 | 82 | 461 | 724 | 4213
2023 | 477 | 250 | 631 | 25 | 536 | 938 | 684 | 61 | 87 | 510 | 774 | 4973
2024 | 598 | 309 | 753 | 30 | 669 | 1101 | 751 | 64 | 90 | 553 | 812 | 5730
2025 | 719 | 368 | 868 | 35 | 799 | 1257 | 810 | 65 | 93 | 590 | 818 | 6422
2026 | 828 | 423 | 969 | 42 | 915 | 1401 | 859 | 68 | 96 | 620 | 822 | 7043
2027 | 921 | 469 | 1048 | 50 | 1007 | 1521 | 896 | 69 | 99 | 645 | 826 | 7551
2028 | 993 | 505 | 1106 | 59 | 1074 | 1611 | 922 | 70 | 100 | 678 | 830 | 7948
2029 | 1049 | 531 | 1145 | 70 | 1120 | 1678 | 940 | 71 | 102 | 706 | 835 | 8247
2030 | 1088 | 550 | 1175 | 79 | 1151 | 1729 | 954 | 72 | 103 | 710 | 839 | 8450
2031 | 1116 | 564 | 1198 | 87 | 1177 | 1769 | 966 | 72 | 104 | 716 | 842 | 8611
2032 | 1136 | 577 | 1219 | 95 | 1198 | 1805 | 979 | 73 | 105 | 720 | 845 | 8752
2033 | 1151 | 587 | 1237 | 102 | 1217 | 1838 | 992 | 74 | 106 | 725 | 848 | 8877
2034 | 1161 | 596 | 1255 | 107 | 1234 | 1867 | 1003 | 74 | 107 | 727 | 852 | 8983
2035 | 1168 | 605 | 1271 | 112 | 1250 | 1892 | 1014 | 75 | 108 | 732 | 861 | 9088
2036 | 1181 | 612 | 1284 | 116 | 1263 | 1914 | 1025 | 76 | 110 | 736 | 870 | 9187
2037 | 1194 | 619 | 1297 | 119 | 1276 | 1934 | 1035 | 77 | 111 | 739 | 879 | 9280
2038 | 1206 | 624 | 1308 | 121 | 1287 | 1953 | 1044 | 77 | 112 | 744 | 887 | 9363
2039 | 1216 | 630 | 1319 | 123 | 1297 | 1969 | 1052 | 78 | 113 | 749 | 894 | 9440
2040 | 1226 | 634 | 1329 | 125 | 1306 | 1984 | 1059 | 78 | 114 | 755 | 900 | 9510
2041 | 1234 | 638 | 1337 | 125 | 1315 | 1997 | 1066 | 79 | 114 | 760 | 906 | 9571
2042 | 1241 | 642 | 1345 | 126 | 1323 | 2009 | 1073 | 79 | 115 | 764 | 912 | 9629
2043 | 1248 | 645 | 1352 | 127 | 1330 | 2019 | 1078 | 80 | 116 | 768 | 917 | 9680
2044 | 1254 | 649 | 1359 | 127 | 1336 | 2029 | 1083 | 80 | 116 | 772 | 921 | 9726
2045 | 1259 | 651 | 1364 | 128 | 1342 | 2037 | 1088 | 81 | 117 | 775 | 925 | 9767
2046 | 1264 | 654 | 1370 | 128 | 1347 | 2045 | 1092 | 81 | 117 | 778 | 928 | 9804
2047 | 1268 | 656 | 1374 | 129 | 1351 | 2052 | 1096 | 81 | 117 | 781 | 931 | 9836
2048 | 1272 | 658 | 1378 | 129 | 1356 | 2058 | 1099 | 81 | 118 | 784 | 934 | 9867
2049 | 1276 | 660 | 1382 | 130 | 1359 | 2064 | 1102 | 82 | 118 | 787 | 937 | 9897
2050 | 1277 | 661 | 1384 | 130 | 1361 | 2067 | 1103 | 82 | 118 | 791 | 938 | 9912
Note: Historical values reflect information from New York State's "Solar Electric Programs Reported by NYSERDA" database and from Transmission Owners.
Note: Nameplate values reflect aggregate MW DC rating of installed panels.

## I-9b-L
Table I-9b-L: Solar PV Annual Energy Reductions, Behind-the-Meter - Low Load Scenario
Reflects Total Cumulative Impacts
Reductions in Annual Energy by Zone - GWh
Year | A | B | C | D | E | F | G | H | I | J | K | NYCA
2020 | 201 | 114 | 286 | 18 | 217 | 521 | 471 | 55 | 75 | 366 | 614 | 2938
2021 | 282 | 160 | 393 | 20 | 314 | 685 | 591 | 64 | 86 | 450 | 727 | 3772
2022 | 384 | 214 | 512 | 24 | 433 | 858 | 700 | 68 | 95 | 521 | 778 | 4587
2023 | 505 | 274 | 636 | 28 | 566 | 1037 | 792 | 70 | 101 | 579 | 836 | 5424
2024 | 635 | 338 | 762 | 34 | 708 | 1220 | 872 | 74 | 105 | 630 | 882 | 6260
2025 | 766 | 405 | 881 | 40 | 850 | 1399 | 943 | 76 | 108 | 674 | 892 | 7034
2026 | 885 | 468 | 987 | 48 | 976 | 1563 | 1003 | 79 | 113 | 711 | 901 | 7734
2027 | 988 | 520 | 1070 | 57 | 1078 | 1702 | 1050 | 81 | 117 | 742 | 910 | 8315
2028 | 1069 | 562 | 1133 | 67 | 1154 | 1809 | 1084 | 83 | 119 | 782 | 919 | 8781
2029 | 1132 | 592 | 1177 | 81 | 1207 | 1892 | 1109 | 84 | 121 | 817 | 929 | 9141
2030 | 1178 | 615 | 1212 | 91 | 1244 | 1955 | 1129 | 86 | 122 | 825 | 938 | 9395
2031 | 1213 | 633 | 1239 | 101 | 1276 | 2008 | 1147 | 86 | 125 | 834 | 946 | 9608
2032 | 1239 | 650 | 1266 | 110 | 1304 | 2055 | 1167 | 87 | 126 | 842 | 955 | 9801
2033 | 1259 | 663 | 1289 | 120 | 1328 | 2099 | 1186 | 88 | 128 | 850 | 963 | 9973
2034 | 1274 | 676 | 1311 | 125 | 1351 | 2139 | 1202 | 88 | 129 | 856 | 972 | 10123
2035 | 1286 | 689 | 1334 | 131 | 1374 | 2175 | 1221 | 90 | 130 | 864 | 987 | 10281
2036 | 1305 | 698 | 1351 | 137 | 1393 | 2208 | 1238 | 91 | 133 | 872 | 1003 | 10429
2037 | 1323 | 709 | 1368 | 141 | 1411 | 2238 | 1253 | 94 | 134 | 879 | 1018 | 10568
2038 | 1341 | 717 | 1386 | 143 | 1428 | 2267 | 1269 | 94 | 137 | 887 | 1033 | 10702
2039 | 1356 | 727 | 1401 | 147 | 1444 | 2294 | 1282 | 95 | 138 | 896 | 1046 | 10826
2040 | 1373 | 734 | 1417 | 149 | 1458 | 2319 | 1295 | 96 | 140 | 907 | 1059 | 10947
2041 | 1386 | 740 | 1431 | 149 | 1473 | 2341 | 1309 | 97 | 140 | 915 | 1071 | 11052
2042 | 1398 | 747 | 1443 | 151 | 1487 | 2364 | 1320 | 97 | 142 | 923 | 1083 | 11155
2043 | 1411 | 754 | 1456 | 154 | 1501 | 2382 | 1332 | 98 | 143 | 931 | 1095 | 11257
2044 | 1422 | 760 | 1468 | 154 | 1512 | 2403 | 1343 | 99 | 144 | 939 | 1105 | 11349
2045 | 1433 | 765 | 1479 | 155 | 1524 | 2419 | 1354 | 101 | 147 | 946 | 1116 | 11439
2046 | 1443 | 772 | 1489 | 155 | 1534 | 2437 | 1362 | 101 | 147 | 952 | 1124 | 11516
2047 | 1453 | 777 | 1498 | 157 | 1545 | 2454 | 1371 | 102 | 148 | 959 | 1134 | 11598
2048 | 1461 | 782 | 1508 | 157 | 1555 | 2470 | 1380 | 102 | 149 | 966 | 1143 | 11673
2049 | 1471 | 787 | 1517 | 160 | 1564 | 2485 | 1388 | 104 | 150 | 973 | 1153 | 11752
2050 | 1477 | 789 | 1524 | 160 | 1571 | 2497 | 1394 | 104 | 149 | 982 | 1160 | 11807

## I-9c-L
Table I-9c-L: Solar PV Peak Reductions, Behind-the-Meter - Low Load Scenario
Reflects Total Cumulative Impacts
Reductions in Summer Coincident Peak Demand by Zone - MW AC
Year | A | B | C | D | E | F | G | H | I | J | K | NYCA
2020 | 34 | 22 | 54 | 4 | 38 | 108 | 101 | 12 | 14 | 81 | 151 | 619
2021 | 49 | 31 | 76 | 4 | 56 | 144 | 130 | 15 | 17 | 102 | 188 | 812
2022 | 67 | 41 | 100 | 5 | 79 | 179 | 154 | 16 | 20 | 120 | 204 | 985
2023 | 88 | 52 | 124 | 5 | 106 | 215 | 175 | 17 | 21 | 134 | 228 | 1165
2024 | 112 | 63 | 151 | 6 | 134 | 251 | 192 | 18 | 21 | 146 | 228 | 1322
2025 | 136 | 75 | 174 | 8 | 162 | 285 | 205 | 17 | 23 | 155 | 227 | 1467
2026 | 158 | 87 | 194 | 9 | 187 | 314 | 215 | 18 | 24 | 162 | 226 | 1594
2027 | 176 | 96 | 209 | 11 | 208 | 337 | 220 | 18 | 24 | 168 | 225 | 1692
2028 | 190 | 103 | 217 | 12 | 219 | 353 | 223 | 18 | 25 | 175 | 224 | 1759
2029 | 199 | 106 | 222 | 15 | 225 | 361 | 221 | 17 | 24 | 180 | 222 | 1792
2030 | 203 | 108 | 222 | 16 | 228 | 363 | 219 | 17 | 24 | 180 | 220 | 1800
2031 | 204 | 109 | 221 | 18 | 227 | 363 | 216 | 16 | 25 | 178 | 218 | 1795
2032 | 204 | 108 | 221 | 19 | 227 | 363 | 213 | 16 | 25 | 177 | 216 | 1789
2033 | 202 | 108 | 218 | 21 | 225 | 360 | 211 | 16 | 25 | 176 | 214 | 1776
2034 | 199 | 106 | 216 | 22 | 222 | 358 | 207 | 16 | 25 | 175 | 211 | 1757
2035 | 195 | 106 | 213 | 23 | 220 | 352 | 205 | 15 | 25 | 173 | 210 | 1737
2036 | 192 | 104 | 208 | 23 | 215 | 347 | 202 | 15 | 26 | 172 | 210 | 1714
2037 | 188 | 101 | 204 | 24 | 211 | 341 | 197 | 16 | 25 | 171 | 208 | 1686
2038 | 184 | 100 | 201 | 23 | 206 | 333 | 194 | 15 | 25 | 168 | 207 | 1656
2039 | 180 | 97 | 196 | 23 | 202 | 327 | 190 | 15 | 25 | 167 | 204 | 1626
2040 | 175 | 94 | 192 | 23 | 197 | 320 | 185 | 15 | 25 | 167 | 203 | 1596
2041 | 172 | 93 | 189 | 23 | 194 | 313 | 182 | 14 | 25 | 166 | 202 | 1573
2042 | 169 | 91 | 186 | 23 | 191 | 310 | 180 | 14 | 25 | 164 | 203 | 1556
2043 | 167 | 91 | 183 | 22 | 190 | 306 | 179 | 14 | 24 | 162 | 203 | 1541
2044 | 165 | 89 | 181 | 22 | 186 | 304 | 177 | 14 | 24 | 161 | 203 | 1526
2045 | 163 | 89 | 180 | 22 | 185 | 300 | 175 | 14 | 24 | 159 | 202 | 1513
2046 | 162 | 87 | 178 | 22 | 183 | 297 | 173 | 14 | 24 | 156 | 203 | 1499
2047 | 161 | 87 | 176 | 22 | 182 | 295 | 172 | 13 | 24 | 154 | 202 | 1488
2048 | 159 | 87 | 175 | 22 | 180 | 292 | 170 | 13 | 23 | 152 | 202 | 1475
2049 | 158 | 86 | 173 | 22 | 180 | 291 | 170 | 13 | 23 | 150 | 203 | 1469
2050 | 157 | 86 | 173 | 22 | 179 | 290 | 169 | 13 | 23 | 149 | 203 | 1464
Note: The actual impact of solar PV varies considerably by hour of day. The hour of the NYCA coincident peak varies annually.
The NYCA summer peak typically occurs in late afternoon, and may shift into the evening as additional behind-the-meter solar PV is added to the system.
Note: The winter coincident peak behind-the-meter solar PV impact is zero because the system typically peaks after sunset.

## I-10a-L
Table I-10a-L: Non-Solar Distributed Generation Nameplate Capacity, Behind-the-Meter - Low Load Scenario
Reflects Total Cumulative Namplate Capacity
Namplate Capacity by Zone - MW
Year | A | B | C | D | E | F | G | H | I | J | K | NYCA
2020 | 17 | 2 | 49 | 1 | 11 | 22 | 1 | 1 | 4 | 123 | 5 | 236
2021 | 18 | 3 | 50 | 1 | 11 | 23 | 1 | 1 | 4 | 130 | 5 | 247
2022 | 13 | 2 | 36 | 1 | 8 | 17 | 0 | 1 | 3 | 95 | 4 | 180
2023 | 11 | 2 | 31 | 1 | 7 | 15 | 0 | 1 | 3 | 85 | 3 | 159
2024 | 9 | 1 | 26 | 1 | 6 | 13 | 0 | 1 | 2 | 74 | 3 | 136
2025 | 9 | 1 | 27 | 1 | 6 | 13 | 0 | 1 | 2 | 77 | 3 | 140
2026 | 10 | 1 | 27 | 1 | 6 | 14 | 0 | 1 | 2 | 79 | 3 | 144
2027 | 10 | 1 | 27 | 1 | 6 | 14 | 0 | 1 | 2 | 82 | 3 | 147
2028 | 10 | 1 | 28 | 1 | 6 | 14 | 0 | 1 | 2 | 84 | 3 | 150
2029 | 10 | 1 | 28 | 1 | 6 | 15 | 0 | 1 | 3 | 87 | 3 | 155
2030 | 10 | 1 | 28 | 1 | 6 | 15 | 0 | 1 | 3 | 89 | 3 | 157
2031 | 10 | 1 | 28 | 1 | 6 | 15 | 0 | 1 | 3 | 92 | 3 | 160
2032 | 10 | 1 | 28 | 1 | 6 | 16 | 0 | 1 | 3 | 94 | 3 | 163
2033 | 10 | 1 | 29 | 1 | 6 | 16 | 0 | 1 | 3 | 96 | 3 | 166
2034 | 10 | 1 | 29 | 1 | 6 | 16 | 0 | 1 | 3 | 98 | 3 | 168
2035 | 10 | 1 | 29 | 1 | 6 | 16 | 0 | 1 | 3 | 100 | 3 | 170
2036 | 10 | 1 | 29 | 1 | 6 | 17 | 0 | 1 | 3 | 102 | 3 | 173
2037 | 10 | 1 | 29 | 1 | 6 | 17 | 0 | 1 | 3 | 104 | 3 | 175
2038 | 10 | 1 | 29 | 1 | 6 | 17 | 0 | 1 | 3 | 106 | 3 | 177
2039 | 10 | 1 | 29 | 1 | 6 | 17 | 0 | 1 | 3 | 108 | 3 | 179
2040 | 10 | 1 | 29 | 1 | 6 | 18 | 0 | 1 | 3 | 110 | 3 | 182
2041 | 10 | 1 | 29 | 1 | 6 | 18 | 0 | 1 | 3 | 112 | 3 | 184
2042 | 11 | 1 | 29 | 1 | 6 | 18 | 0 | 1 | 3 | 113 | 3 | 186
2043 | 11 | 1 | 30 | 1 | 6 | 18 | 0 | 1 | 3 | 115 | 3 | 189
2044 | 11 | 1 | 30 | 1 | 6 | 18 | 0 | 1 | 3 | 116 | 3 | 190
2045 | 11 | 1 | 30 | 1 | 6 | 19 | 0 | 1 | 3 | 118 | 3 | 193
2046 | 11 | 1 | 30 | 1 | 6 | 19 | 0 | 1 | 3 | 119 | 3 | 194
2047 | 11 | 1 | 30 | 1 | 6 | 19 | 0 | 1 | 3 | 121 | 3 | 196
2048 | 11 | 1 | 30 | 1 | 6 | 19 | 0 | 1 | 3 | 122 | 4 | 198
2049 | 11 | 1 | 30 | 1 | 6 | 19 | 0 | 1 | 3 | 124 | 4 | 200
2050 | 11 | 1 | 30 | 1 | 6 | 20 | 0 | 1 | 3 | 125 | 4 | 202
Note: Historical values reflect information from NYSERDA's "DG Integrated Data System" and from Transmission Owners.
Note: A portion of existing behind-the-meter distributed generation units are assumed to enter the wholesale DER market.
Note: Same as baseline forecast.

## I-10b-L
Table I-10b-L: Non-Solar Distributed Generation Annual Energy Reductions, Behind-the-Meter - Low Load Scenario
Reflects Total Cumulative Impacts
Reductions in Annual Energy by Zone - GWh
Year | A | B | C | D | E | F | G | H | I | J | K | NYCA
2020 | 99 | 14 | 278 | 4 | 62 | 125 | 3 | 6 | 38 | 569 | 54 | 1252
2021 | 101 | 14 | 284 | 4 | 63 | 130 | 3 | 7 | 53 | 700 | 57 | 1416
2022 | 72 | 11 | 203 | 4 | 45 | 95 | 3 | 5 | 42 | 536 | 43 | 1059
2023 | 63 | 9 | 177 | 3 | 39 | 84 | 2 | 4 | 38 | 482 | 39 | 940
2024 | 53 | 8 | 150 | 3 | 33 | 72 | 2 | 4 | 35 | 423 | 35 | 818
2025 | 54 | 8 | 153 | 4 | 33 | 75 | 2 | 4 | 37 | 446 | 36 | 852
2026 | 55 | 8 | 155 | 4 | 33 | 77 | 3 | 4 | 39 | 461 | 38 | 877
2027 | 55 | 8 | 156 | 4 | 34 | 79 | 3 | 4 | 41 | 476 | 40 | 900
2028 | 56 | 8 | 158 | 4 | 34 | 81 | 3 | 5 | 43 | 497 | 42 | 931
2029 | 57 | 8 | 160 | 5 | 34 | 83 | 3 | 5 | 45 | 512 | 44 | 956
2030 | 57 | 8 | 161 | 5 | 34 | 85 | 3 | 5 | 46 | 525 | 44 | 973
2031 | 58 | 8 | 162 | 5 | 34 | 86 | 3 | 5 | 49 | 545 | 44 | 999
2032 | 58 | 8 | 163 | 5 | 34 | 88 | 3 | 5 | 50 | 558 | 44 | 1016
2033 | 58 | 8 | 164 | 6 | 34 | 90 | 3 | 5 | 51 | 570 | 44 | 1033
2034 | 59 | 8 | 165 | 6 | 34 | 92 | 3 | 5 | 54 | 588 | 44 | 1058
2035 | 59 | 8 | 166 | 6 | 35 | 93 | 3 | 5 | 55 | 599 | 44 | 1073
2036 | 59 | 9 | 167 | 6 | 35 | 95 | 3 | 5 | 56 | 609 | 44 | 1088
2037 | 60 | 9 | 168 | 6 | 35 | 96 | 3 | 5 | 58 | 626 | 44 | 1110
2038 | 60 | 9 | 168 | 7 | 35 | 98 | 3 | 5 | 59 | 635 | 44 | 1123
2039 | 60 | 9 | 169 | 7 | 35 | 99 | 3 | 5 | 60 | 643 | 44 | 1134
2040 | 60 | 9 | 169 | 7 | 35 | 101 | 3 | 5 | 61 | 652 | 44 | 1146
2041 | 61 | 9 | 170 | 7 | 35 | 102 | 3 | 5 | 62 | 660 | 44 | 1158
2042 | 61 | 9 | 170 | 7 | 35 | 103 | 3 | 5 | 63 | 669 | 44 | 1169
2043 | 61 | 9 | 171 | 7 | 35 | 105 | 3 | 5 | 64 | 677 | 44 | 1181
2044 | 61 | 9 | 171 | 8 | 35 | 106 | 3 | 5 | 65 | 686 | 44 | 1193
2045 | 61 | 9 | 172 | 8 | 35 | 107 | 3 | 5 | 66 | 694 | 44 | 1204
2046 | 61 | 9 | 172 | 8 | 35 | 108 | 3 | 5 | 67 | 703 | 44 | 1215
2047 | 62 | 9 | 172 | 8 | 35 | 109 | 3 | 5 | 68 | 711 | 44 | 1226
2048 | 62 | 9 | 172 | 8 | 35 | 110 | 3 | 5 | 68 | 720 | 44 | 1236
2049 | 62 | 9 | 173 | 8 | 35 | 111 | 3 | 5 | 69 | 728 | 44 | 1247
2050 | 62 | 9 | 173 | 8 | 35 | 112 | 3 | 5 | 70 | 737 | 44 | 1258
Note: Same as baseline forecast.

## I-10c-L
Table I-10c-L: Non-Solar Distributed Generation Peak Reductions, Behind-the-Meter - Low Load Scenario
Reflects Total Cumulative Impacts
Reductions in Summer and Winter Coincident Peak Demand by Zone - MW
Year | A | B | C | D | E | F | G | H | I | J | K | NYCA
2020 | 15 | 2 | 42 | 1 | 9 | 19 | 0 | 1 | 4 | 119 | 6 | 218
2021 | 15 | 2 | 43 | 1 | 10 | 20 | 0 | 1 | 4 | 148 | 7 | 251
2022 | 11 | 1 | 31 | 1 | 7 | 14 | 1 | 1 | 3 | 114 | 5 | 189
2023 | 10 | 1 | 26 | 1 | 6 | 13 | 1 | 1 | 2 | 103 | 5 | 169
2024 | 8 | 1 | 23 | 1 | 5 | 11 | 1 | 1 | 2 | 91 | 4 | 148
2025 | 8 | 1 | 23 | 1 | 5 | 11 | 1 | 1 | 2 | 96 | 5 | 154
2026 | 8 | 1 | 23 | 1 | 5 | 12 | 1 | 1 | 2 | 99 | 5 | 158
2027 | 9 | 1 | 24 | 1 | 5 | 12 | 1 | 1 | 2 | 103 | 5 | 164
2028 | 9 | 1 | 24 | 1 | 5 | 12 | 1 | 1 | 3 | 108 | 5 | 170
2029 | 9 | 1 | 24 | 1 | 5 | 13 | 1 | 1 | 3 | 111 | 5 | 174
2030 | 9 | 1 | 24 | 1 | 5 | 13 | 1 | 1 | 3 | 114 | 5 | 177
2031 | 9 | 1 | 25 | 1 | 5 | 13 | 1 | 1 | 3 | 118 | 5 | 182
2032 | 9 | 1 | 25 | 1 | 5 | 13 | 1 | 1 | 3 | 121 | 5 | 185
2033 | 9 | 1 | 25 | 1 | 5 | 14 | 1 | 1 | 3 | 124 | 5 | 189
2034 | 9 | 1 | 25 | 1 | 5 | 14 | 1 | 1 | 3 | 128 | 5 | 193
2035 | 9 | 1 | 25 | 1 | 5 | 14 | 1 | 1 | 3 | 130 | 5 | 195
2036 | 9 | 1 | 25 | 1 | 5 | 14 | 1 | 1 | 3 | 133 | 5 | 198
2037 | 9 | 1 | 25 | 1 | 5 | 15 | 1 | 1 | 3 | 136 | 5 | 202
2038 | 9 | 2 | 26 | 1 | 5 | 15 | 1 | 1 | 3 | 138 | 5 | 206
2039 | 9 | 2 | 26 | 1 | 5 | 15 | 1 | 1 | 3 | 140 | 5 | 208
2040 | 9 | 2 | 26 | 1 | 5 | 15 | 1 | 1 | 3 | 142 | 5 | 210
2041 | 9 | 2 | 26 | 1 | 5 | 16 | 1 | 1 | 3 | 144 | 5 | 213
2042 | 9 | 2 | 26 | 1 | 5 | 16 | 1 | 1 | 3 | 146 | 5 | 215
2043 | 9 | 2 | 26 | 1 | 5 | 16 | 1 | 1 | 3 | 148 | 5 | 217
2044 | 9 | 2 | 26 | 1 | 5 | 16 | 1 | 1 | 3 | 150 | 5 | 219
2045 | 9 | 2 | 26 | 1 | 5 | 16 | 1 | 1 | 3 | 152 | 5 | 221
2046 | 9 | 2 | 26 | 1 | 5 | 16 | 1 | 1 | 3 | 154 | 5 | 223
2047 | 9 | 2 | 26 | 1 | 5 | 17 | 1 | 1 | 3 | 156 | 5 | 226
2048 | 9 | 2 | 26 | 1 | 5 | 17 | 1 | 1 | 3 | 158 | 5 | 228
2049 | 10 | 2 | 26 | 1 | 5 | 17 | 1 | 1 | 3 | 159 | 5 | 230
2050 | 10 | 2 | 26 | 1 | 5 | 17 | 1 | 1 | 3 | 161 | 5 | 232
Note: Peak reductions reflect estimated summer reductions for the year listed, along with reductions for the following winter.
For example, the values listed for 2020 reflect reductions to the 2020 summer peak and the 2020-21 winter peak.
Note: Same as baseline forecast.

## I-11a-L
Table I-11a-L: Electric Vehicle Annual Energy Usage - Low Load Scenario
Reflects Total Cumulative Impacts
Total Annual Energy Usage by Zone - GWh
Year | A | B | C | D | E | F | G | H | I | J | K | NYCA
2020 | 15 | 13 | 15 | 2 | 7 | 19 | 18 | 9 | 5 | 40 | 56 | 199
2021 | 23 | 23 | 26 | 3 | 11 | 30 | 30 | 16 | 11 | 73 | 73 | 319
2022 | 33 | 30 | 34 | 3 | 17 | 43 | 40 | 20 | 20 | 94 | 94 | 428
2023 | 44 | 40 | 45 | 4 | 22 | 57 | 53 | 26 | 31 | 124 | 121 | 567
2024 | 57 | 52 | 59 | 6 | 30 | 74 | 70 | 34 | 42 | 162 | 158 | 744
2025 | 73 | 68 | 76 | 7 | 39 | 95 | 91 | 43 | 54 | 211 | 205 | 962
2026 | 97 | 87 | 99 | 9 | 52 | 122 | 117 | 54 | 69 | 269 | 272 | 1247
2027 | 127 | 110 | 127 | 11 | 68 | 157 | 147 | 66 | 84 | 332 | 363 | 1592
2028 | 159 | 133 | 155 | 13 | 85 | 193 | 178 | 77 | 100 | 398 | 454 | 1945
2029 | 192 | 158 | 186 | 15 | 104 | 227 | 210 | 88 | 116 | 465 | 545 | 2306
2030 | 228 | 184 | 219 | 18 | 124 | 264 | 244 | 100 | 132 | 537 | 637 | 2687
2031 | 266 | 212 | 254 | 20 | 145 | 303 | 280 | 112 | 150 | 614 | 729 | 3085
2032 | 309 | 243 | 293 | 23 | 170 | 346 | 321 | 124 | 169 | 698 | 829 | 3525
2033 | 358 | 278 | 337 | 26 | 198 | 394 | 366 | 137 | 190 | 791 | 939 | 4014
2034 | 414 | 317 | 386 | 29 | 229 | 448 | 416 | 152 | 214 | 894 | 1057 | 4556
2035 | 473 | 359 | 438 | 32 | 262 | 504 | 469 | 166 | 239 | 1003 | 1181 | 5126
2036 | 537 | 403 | 493 | 36 | 297 | 563 | 525 | 180 | 264 | 1116 | 1308 | 5722
2037 | 605 | 449 | 551 | 39 | 335 | 625 | 585 | 195 | 292 | 1236 | 1439 | 6351
2038 | 678 | 498 | 613 | 43 | 375 | 690 | 647 | 209 | 320 | 1360 | 1572 | 7005
2039 | 755 | 549 | 678 | 46 | 417 | 757 | 711 | 223 | 349 | 1488 | 1707 | 7680
2040 | 837 | 602 | 746 | 50 | 462 | 826 | 778 | 235 | 378 | 1620 | 1841 | 8375
2041 | 923 | 657 | 816 | 54 | 509 | 897 | 848 | 247 | 409 | 1756 | 1976 | 9092
2042 | 1014 | 714 | 890 | 58 | 558 | 971 | 919 | 258 | 440 | 1894 | 2111 | 9827
2043 | 1109 | 773 | 966 | 61 | 610 | 1046 | 993 | 268 | 472 | 2035 | 2245 | 10578
2044 | 1209 | 835 | 1047 | 65 | 664 | 1124 | 1069 | 277 | 504 | 2180 | 2379 | 11353
2045 | 1315 | 899 | 1131 | 70 | 722 | 1205 | 1149 | 285 | 538 | 2329 | 2514 | 12157
2046 | 1426 | 966 | 1219 | 74 | 782 | 1288 | 1231 | 292 | 573 | 2482 | 2649 | 12982
2047 | 1543 | 1035 | 1311 | 78 | 844 | 1374 | 1316 | 298 | 608 | 2638 | 2784 | 13829
2048 | 1666 | 1107 | 1406 | 83 | 910 | 1462 | 1404 | 303 | 628 | 2797 | 2917 | 14683
2049 | 1792 | 1180 | 1504 | 87 | 978 | 1552 | 1492 | 307 | 647 | 2957 | 3047 | 15543
2050 | 1925 | 1255 | 1606 | 92 | 1048 | 1643 | 1584 | 308 | 664 | 3119 | 3175 | 16419

## I-11b-L
Table I-11b-L: Electric Vehicle Summer Coincident Peak Demand - Low Load Scenario
Reflects Total Cumulative Impacts
Total Increase in Summer Coincident Peak Demand by Zone - MW
Year | A | B | C | D | E | F | G | H | I | J | K | NYCA
2020 | 2 | 2 | 2 | 0 | 1 | 3 | 3 | 2 | 1 | 7 | 7 | 30
2021 | 3 | 3 | 3 | 0 | 2 | 4 | 4 | 2 | 2 | 9 | 9 | 41
2022 | 4 | 4 | 4 | 0 | 2 | 6 | 5 | 3 | 3 | 12 | 11 | 54
2023 | 6 | 5 | 6 | 1 | 3 | 7 | 7 | 3 | 4 | 15 | 13 | 70
2024 | 7 | 6 | 7 | 1 | 4 | 9 | 9 | 4 | 5 | 19 | 16 | 87
2025 | 9 | 8 | 9 | 1 | 5 | 12 | 11 | 5 | 6 | 24 | 19 | 109
2026 | 12 | 10 | 12 | 1 | 6 | 15 | 14 | 6 | 8 | 29 | 24 | 137
2027 | 15 | 13 | 15 | 1 | 8 | 18 | 17 | 7 | 9 | 36 | 31 | 170
2028 | 18 | 15 | 18 | 1 | 10 | 22 | 20 | 8 | 10 | 42 | 39 | 203
2029 | 22 | 18 | 21 | 2 | 12 | 25 | 23 | 9 | 12 | 48 | 49 | 241
2030 | 25 | 20 | 24 | 2 | 14 | 29 | 27 | 10 | 13 | 54 | 60 | 278
2031 | 29 | 23 | 27 | 2 | 16 | 33 | 30 | 11 | 15 | 60 | 72 | 318
2032 | 33 | 26 | 31 | 2 | 18 | 37 | 34 | 12 | 16 | 67 | 86 | 362
2033 | 38 | 29 | 35 | 3 | 21 | 41 | 38 | 13 | 18 | 74 | 96 | 406
2034 | 43 | 33 | 40 | 3 | 24 | 46 | 43 | 14 | 20 | 82 | 104 | 452
2035 | 48 | 37 | 45 | 3 | 27 | 51 | 48 | 15 | 21 | 90 | 113 | 498
2036 | 54 | 41 | 50 | 4 | 30 | 57 | 53 | 16 | 23 | 98 | 122 | 548
2037 | 60 | 45 | 55 | 4 | 33 | 62 | 58 | 17 | 25 | 106 | 131 | 596
2038 | 67 | 49 | 61 | 4 | 37 | 68 | 64 | 18 | 27 | 115 | 140 | 650
2039 | 74 | 54 | 66 | 5 | 41 | 74 | 69 | 18 | 29 | 122 | 147 | 699
2040 | 80 | 57 | 71 | 5 | 44 | 79 | 74 | 19 | 30 | 129 | 153 | 741
2041 | 86 | 61 | 76 | 5 | 47 | 83 | 79 | 19 | 31 | 134 | 157 | 778
2042 | 91 | 64 | 80 | 5 | 50 | 87 | 83 | 19 | 32 | 138 | 160 | 809
2043 | 96 | 67 | 83 | 5 | 53 | 90 | 86 | 18 | 32 | 140 | 160 | 830
2044 | 100 | 69 | 86 | 5 | 55 | 93 | 88 | 18 | 33 | 141 | 159 | 847
2045 | 104 | 71 | 89 | 5 | 57 | 95 | 91 | 17 | 33 | 141 | 158 | 861
2046 | 107 | 73 | 92 | 6 | 59 | 97 | 93 | 17 | 32 | 141 | 155 | 872
2047 | 111 | 74 | 94 | 6 | 60 | 98 | 94 | 16 | 32 | 139 | 151 | 875
2048 | 113 | 75 | 96 | 6 | 62 | 99 | 95 | 15 | 31 | 136 | 146 | 874
2049 | 114 | 75 | 96 | 6 | 62 | 99 | 95 | 14 | 30 | 130 | 138 | 859
2050 | 115 | 75 | 96 | 5 | 63 | 98 | 95 | 12 | 29 | 124 | 130 | 842

## I-11c-L
Table I-11c-L: Electric Vehicle Winter Coincident Peak Demand - Low Load Scenario
Reflects Total Cumulative Impacts
Total Increase in Winter Coincident Peak Demand by Zone - MW
Year | A | B | C | D | E | F | G | H | I | J | K | NYCA
2020-21 | 4 | 4 | 4 | 0 | 2 | 6 | 5 | 3 | 1 | 11 | 12 | 52
2021-22 | 6 | 5 | 6 | 1 | 3 | 7 | 7 | 3 | 3 | 15 | 15 | 71
2022-23 | 7 | 6 | 7 | 1 | 3 | 9 | 8 | 4 | 5 | 19 | 18 | 87
2023-24 | 9 | 8 | 9 | 1 | 5 | 12 | 11 | 5 | 6 | 24 | 22 | 112
2024-25 | 12 | 10 | 12 | 1 | 6 | 15 | 14 | 6 | 8 | 31 | 27 | 142
2025-26 | 15 | 13 | 15 | 1 | 8 | 19 | 18 | 8 | 10 | 39 | 34 | 180
2026-27 | 19 | 17 | 19 | 2 | 10 | 24 | 22 | 10 | 12 | 48 | 42 | 225
2027-28 | 24 | 21 | 24 | 2 | 13 | 30 | 28 | 11 | 15 | 58 | 52 | 278
2028-29 | 29 | 25 | 29 | 2 | 16 | 35 | 33 | 13 | 17 | 67 | 64 | 330
2029-30 | 35 | 28 | 34 | 3 | 19 | 41 | 38 | 15 | 19 | 77 | 77 | 386
2030-31 | 40 | 33 | 39 | 3 | 22 | 47 | 43 | 16 | 21 | 86 | 90 | 440
2031-32 | 46 | 37 | 44 | 3 | 25 | 53 | 49 | 17 | 23 | 96 | 106 | 499
2032-33 | 53 | 41 | 50 | 4 | 29 | 59 | 55 | 19 | 26 | 107 | 122 | 565
2033-34 | 60 | 46 | 56 | 4 | 33 | 66 | 61 | 20 | 28 | 118 | 141 | 633
2034-35 | 68 | 52 | 63 | 5 | 37 | 73 | 68 | 22 | 31 | 129 | 161 | 709
2035-36 | 76 | 58 | 71 | 5 | 42 | 81 | 76 | 23 | 34 | 142 | 179 | 787
2036-37 | 85 | 64 | 78 | 6 | 47 | 89 | 83 | 25 | 37 | 154 | 192 | 860
2037-38 | 95 | 70 | 86 | 6 | 52 | 98 | 92 | 26 | 39 | 167 | 205 | 936
2038-39 | 105 | 77 | 95 | 7 | 58 | 107 | 100 | 28 | 42 | 179 | 218 | 1016
2039-40 | 115 | 83 | 103 | 7 | 63 | 115 | 108 | 29 | 45 | 191 | 229 | 1088
2040-41 | 124 | 89 | 111 | 7 | 69 | 122 | 115 | 29 | 47 | 200 | 238 | 1151
2041-42 | 133 | 95 | 118 | 8 | 73 | 129 | 122 | 29 | 48 | 208 | 244 | 1207
2042-43 | 141 | 99 | 124 | 8 | 78 | 135 | 128 | 29 | 50 | 214 | 248 | 1254
2043-44 | 148 | 103 | 129 | 8 | 82 | 140 | 133 | 29 | 50 | 217 | 248 | 1287
2044-45 | 155 | 107 | 134 | 8 | 85 | 144 | 137 | 28 | 51 | 219 | 247 | 1315
2045-46 | 161 | 110 | 138 | 9 | 88 | 147 | 141 | 27 | 51 | 219 | 245 | 1336
2046-47 | 166 | 113 | 142 | 9 | 91 | 150 | 144 | 26 | 50 | 218 | 240 | 1349
2047-48 | 171 | 115 | 146 | 9 | 94 | 153 | 146 | 24 | 50 | 215 | 234 | 1357
2048-49 | 176 | 117 | 148 | 9 | 96 | 154 | 148 | 23 | 49 | 211 | 226 | 1357
2049-50 | 177 | 117 | 149 | 9 | 97 | 154 | 148 | 21 | 47 | 202 | 214 | 1335
2050-51 | 179 | 117 | 149 | 9 | 97 | 153 | 147 | 19 | 45 | 193 | 197 | 1305

## I-12a-L
Table I-12a-L: Energy Storage Nameplate Capacity - Low Load Scenario
Reflects Total Cumulative Nameplate Capacity - Including Wholesale and Behind-the-Meter
Nameplate Capacity by Zone - MW
Year | A | B | C | D | E | F | G | H | I | J | K | NYCA
2020 | 11 | 4 | 9 | 2 | 3 | 38 | 13 | 1 | 5 | 87 | 34 | 207
2021 | 22 | 8 | 18 | 3 | 6 | 56 | 26 | 3 | 10 | 170 | 59 | 381
2022 | 36 | 14 | 33 | 5 | 11 | 80 | 44 | 4 | 17 | 277 | 92 | 613
2023 | 54 | 20 | 51 | 7 | 18 | 108 | 68 | 7 | 26 | 404 | 136 | 899
2024 | 71 | 27 | 71 | 10 | 26 | 138 | 92 | 10 | 34 | 529 | 180 | 1188
2025 | 90 | 35 | 94 | 11 | 35 | 167 | 120 | 13 | 44 | 651 | 227 | 1487
2026 | 108 | 42 | 120 | 13 | 46 | 197 | 147 | 17 | 53 | 767 | 275 | 1785
2027 | 126 | 51 | 145 | 14 | 59 | 226 | 176 | 22 | 62 | 878 | 325 | 2084
2028 | 144 | 61 | 173 | 16 | 71 | 256 | 209 | 27 | 70 | 980 | 376 | 2383
2029 | 161 | 70 | 202 | 18 | 85 | 284 | 239 | 31 | 78 | 1078 | 429 | 2675
2030 | 180 | 77 | 234 | 19 | 100 | 315 | 273 | 38 | 89 | 1170 | 483 | 2978
2031 | 198 | 85 | 257 | 20 | 111 | 344 | 300 | 42 | 98 | 1288 | 532 | 3275
2032 | 217 | 92 | 282 | 22 | 120 | 374 | 328 | 46 | 106 | 1406 | 578 | 3571
2033 | 235 | 100 | 306 | 23 | 131 | 403 | 355 | 50 | 116 | 1526 | 627 | 3872
2034 | 253 | 109 | 330 | 25 | 141 | 434 | 383 | 55 | 126 | 1647 | 675 | 4178
2035 | 270 | 116 | 353 | 27 | 151 | 463 | 411 | 58 | 133 | 1762 | 723 | 4467
2036 | 288 | 124 | 375 | 29 | 161 | 491 | 437 | 61 | 143 | 1873 | 767 | 4749
2037 | 304 | 131 | 397 | 30 | 170 | 517 | 460 | 64 | 149 | 1978 | 809 | 5009
2038 | 319 | 137 | 416 | 33 | 178 | 543 | 484 | 67 | 159 | 2078 | 850 | 5264
2039 | 335 | 144 | 436 | 33 | 186 | 567 | 508 | 71 | 166 | 2175 | 889 | 5510
2040 | 349 | 149 | 455 | 34 | 194 | 591 | 528 | 73 | 172 | 2270 | 927 | 5742
2041 | 363 | 156 | 472 | 36 | 202 | 614 | 550 | 78 | 179 | 2358 | 963 | 5971
2042 | 376 | 161 | 490 | 38 | 209 | 636 | 570 | 80 | 186 | 2445 | 999 | 6190
2043 | 389 | 167 | 507 | 39 | 217 | 657 | 589 | 83 | 192 | 2530 | 1033 | 6403
2044 | 402 | 173 | 524 | 40 | 223 | 678 | 608 | 86 | 199 | 2612 | 1067 | 6612
2045 | 414 | 178 | 540 | 41 | 230 | 698 | 628 | 88 | 205 | 2692 | 1099 | 6813
2046 | 426 | 181 | 555 | 42 | 237 | 718 | 646 | 91 | 210 | 2771 | 1131 | 7008
2047 | 437 | 187 | 571 | 44 | 243 | 738 | 663 | 95 | 216 | 2847 | 1161 | 7202
2048 | 450 | 192 | 586 | 45 | 250 | 758 | 680 | 96 | 222 | 2922 | 1191 | 7392
2049 | 461 | 197 | 600 | 46 | 256 | 777 | 698 | 99 | 226 | 2995 | 1222 | 7577
2050 | 471 | 203 | 614 | 48 | 262 | 795 | 714 | 100 | 232 | 3067 | 1251 | 7757
Note: Nameplate capacity values include both wholesale market and behind-the-meter storage.
Pumped Storage is not included. See Table III-2 for current resources.

## I-12b-L
Table I-12b-L: Energy Storage Energy Impacts - Low Load Scenario
Reflects Total Cumulative Impacts - Including Wholesale and Behind-the-Meter
Annual Net Electricity Consumption by Zone - GWh
Year | A | B | C | D | E | F | G | H | I | J | K | NYCA
2020 | 1 | 0 | 1 | 0 | 0 | 1 | 1 | 0 | 0 | 11 | 4 | 19
2021 | 2 | 1 | 2 | 0 | 1 | 3 | 3 | 0 | 1 | 21 | 9 | 43
2022 | 4 | 1 | 3 | 1 | 1 | 5 | 4 | 0 | 1 | 37 | 10 | 67
2023 | 5 | 2 | 5 | 1 | 1 | 8 | 6 | 0 | 2 | 54 | 15 | 99
2024 | 6 | 3 | 6 | 1 | 2 | 11 | 8 | 1 | 2 | 71 | 19 | 130
2025 | 8 | 3 | 8 | 1 | 3 | 13 | 10 | 1 | 3 | 88 | 23 | 161
2026 | 9 | 4 | 10 | 1 | 4 | 15 | 13 | 1 | 3 | 103 | 29 | 192
2027 | 11 | 5 | 12 | 2 | 5 | 18 | 15 | 1 | 4 | 118 | 34 | 225
2028 | 12 | 5 | 14 | 2 | 6 | 21 | 19 | 3 | 4 | 138 | 38 | 262
2029 | 14 | 6 | 18 | 2 | 7 | 23 | 21 | 3 | 5 | 150 | 44 | 293
2030 | 16 | 6 | 21 | 2 | 8 | 26 | 24 | 3 | 5 | 162 | 49 | 322
2031 | 18 | 7 | 23 | 2 | 9 | 28 | 26 | 4 | 5 | 179 | 52 | 353
2032 | 19 | 8 | 24 | 2 | 10 | 30 | 28 | 4 | 6 | 196 | 56 | 383
2033 | 21 | 8 | 27 | 2 | 12 | 34 | 31 | 4 | 6 | 210 | 59 | 414
2034 | 22 | 9 | 28 | 2 | 13 | 36 | 34 | 4 | 7 | 228 | 61 | 444
2035 | 23 | 11 | 32 | 2 | 14 | 38 | 36 | 5 | 7 | 245 | 62 | 475
2036 | 26 | 11 | 33 | 2 | 14 | 42 | 38 | 5 | 9 | 261 | 65 | 506
2037 | 27 | 12 | 34 | 2 | 15 | 44 | 41 | 5 | 9 | 273 | 66 | 528
2038 | 28 | 12 | 37 | 2 | 15 | 46 | 42 | 5 | 9 | 288 | 67 | 551
2039 | 30 | 13 | 37 | 2 | 16 | 47 | 45 | 5 | 10 | 299 | 69 | 573
2040 | 30 | 13 | 40 | 2 | 17 | 50 | 46 | 8 | 10 | 314 | 70 | 600
2041 | 32 | 14 | 42 | 3 | 17 | 52 | 47 | 8 | 10 | 328 | 71 | 624
2042 | 33 | 15 | 43 | 3 | 18 | 54 | 50 | 8 | 10 | 338 | 72 | 644
2043 | 34 | 15 | 44 | 3 | 19 | 56 | 52 | 8 | 12 | 350 | 73 | 666
2044 | 35 | 15 | 46 | 4 | 20 | 58 | 53 | 8 | 12 | 362 | 74 | 687
2045 | 36 | 15 | 48 | 4 | 20 | 60 | 55 | 8 | 12 | 375 | 75 | 708
2046 | 37 | 17 | 48 | 4 | 22 | 60 | 57 | 8 | 12 | 385 | 76 | 726
2047 | 39 | 17 | 50 | 4 | 22 | 63 | 59 | 9 | 12 | 395 | 77 | 747
2048 | 40 | 17 | 51 | 4 | 22 | 65 | 60 | 9 | 12 | 405 | 78 | 763
2049 | 40 | 18 | 53 | 4 | 23 | 66 | 62 | 9 | 13 | 416 | 80 | 784
2050 | 41 | 18 | 54 | 4 | 23 | 68 | 63 | 9 | 13 | 425 | 81 | 799
Note: Net energy consumption values include both wholesale and behind-the-meter Storage.
Note: Values listed reflect net energy consumption due to charging cycle efficiency.

## I-12c-L
Table I-12c-L: Energy Storage Summer Coincident Peak Reductions, Behind-the-Meter - Low Load Scenario
Reflects Total Cumulative Impacts
Reductions in Summer Coincident Peak Demand by Zone - MW
Year | A | B | C | D | E | F | G | H | I | J | K | NYCA
2020 | 0 | 0 | 0 | 0 | 0 | 1 | 0 | 0 | 0 | 1 | 3 | 5
2021 | 0 | 0 | 1 | 0 | 0 | 3 | 0 | 0 | 0 | 3 | 7 | 14
2022 | 1 | 1 | 1 | 0 | 1 | 6 | 1 | 0 | 0 | 6 | 9 | 26
2023 | 1 | 2 | 2 | 0 | 1 | 10 | 2 | 0 | 0 | 11 | 15 | 44
2024 | 1 | 2 | 4 | 0 | 1 | 14 | 3 | 0 | 0 | 15 | 23 | 63
2025 | 2 | 2 | 5 | 0 | 2 | 18 | 5 | 1 | 1 | 25 | 32 | 93
2026 | 4 | 4 | 8 | 0 | 3 | 24 | 7 | 1 | 1 | 33 | 44 | 129
2027 | 4 | 4 | 11 | 0 | 4 | 30 | 10 | 2 | 1 | 45 | 57 | 168
2028 | 6 | 5 | 14 | 1 | 6 | 35 | 13 | 2 | 2 | 61 | 74 | 219
2029 | 9 | 6 | 17 | 1 | 9 | 40 | 16 | 3 | 2 | 77 | 90 | 270
2030 | 10 | 8 | 22 | 1 | 10 | 44 | 21 | 3 | 2 | 94 | 105 | 320
2031 | 12 | 9 | 24 | 1 | 11 | 50 | 23 | 4 | 3 | 108 | 117 | 362
2032 | 13 | 10 | 27 | 1 | 13 | 57 | 26 | 5 | 3 | 123 | 126 | 404
2033 | 14 | 11 | 31 | 1 | 14 | 61 | 30 | 5 | 4 | 133 | 133 | 437
2034 | 15 | 12 | 33 | 1 | 14 | 68 | 31 | 6 | 4 | 147 | 139 | 470
2035 | 17 | 13 | 37 | 1 | 17 | 75 | 35 | 6 | 6 | 160 | 145 | 512
2036 | 19 | 15 | 39 | 1 | 17 | 81 | 37 | 7 | 6 | 172 | 152 | 546
2037 | 20 | 16 | 43 | 1 | 20 | 87 | 40 | 7 | 6 | 188 | 158 | 586
2038 | 21 | 17 | 46 | 1 | 21 | 93 | 44 | 7 | 7 | 200 | 165 | 622
2039 | 23 | 18 | 49 | 1 | 22 | 100 | 46 | 7 | 7 | 216 | 173 | 662
2040 | 25 | 20 | 52 | 1 | 24 | 106 | 50 | 9 | 7 | 229 | 179 | 702
2041 | 27 | 22 | 56 | 1 | 25 | 114 | 52 | 9 | 8 | 243 | 185 | 742
2042 | 27 | 22 | 60 | 1 | 26 | 120 | 56 | 9 | 9 | 258 | 193 | 781
2043 | 30 | 23 | 62 | 1 | 28 | 127 | 59 | 9 | 9 | 275 | 201 | 824
2044 | 32 | 23 | 66 | 1 | 30 | 135 | 62 | 11 | 10 | 290 | 208 | 868
2045 | 34 | 24 | 70 | 3 | 31 | 142 | 65 | 11 | 10 | 304 | 217 | 911
2046 | 35 | 26 | 75 | 3 | 32 | 151 | 70 | 12 | 10 | 325 | 225 | 964
2047 | 38 | 29 | 77 | 3 | 35 | 160 | 74 | 14 | 11 | 344 | 235 | 1020
2048 | 39 | 29 | 82 | 3 | 37 | 166 | 78 | 14 | 11 | 363 | 245 | 1067
2049 | 40 | 32 | 86 | 3 | 40 | 176 | 82 | 16 | 11 | 379 | 255 | 1120
2050 | 41 | 33 | 91 | 3 | 41 | 183 | 86 | 16 | 12 | 396 | 264 | 1166
Note: Peak Reductions due to behind-the-meter storage. Wholesale market storage is assumed to be dispatched as generation.

## I-12d-L
Table I-12d-L: Energy Storage Winter Coincident Peak Reductions, Behind-the-Meter - Low Load Scenario
Reflects Total Cumulative Impacts
Reductions in Winter Coincident Peak Demand by Zone - MW
Year | A | B | C | D | E | F | G | H | I | J | K | NYCA
2020-21 | 0 | 0 | 0 | 0 | 0 | 1 | 0 | 0 | 0 | 1 | 6 | 8
2021-22 | 0 | 0 | 0 | 0 | 0 | 2 | 0 | 0 | 0 | 3 | 8 | 13
2022-23 | 0 | 1 | 1 | 0 | 0 | 4 | 1 | 0 | 0 | 6 | 14 | 27
2023-24 | 1 | 1 | 2 | 0 | 1 | 7 | 2 | 0 | 0 | 11 | 20 | 45
2024-25 | 1 | 1 | 3 | 0 | 1 | 10 | 2 | 0 | 0 | 15 | 28 | 61
2025-26 | 2 | 2 | 4 | 0 | 2 | 13 | 4 | 0 | 1 | 25 | 39 | 92
2026-27 | 3 | 2 | 6 | 0 | 3 | 18 | 5 | 1 | 1 | 33 | 51 | 123
2027-28 | 3 | 3 | 8 | 0 | 3 | 22 | 7 | 1 | 1 | 45 | 65 | 158
2028-29 | 4 | 4 | 11 | 0 | 4 | 28 | 10 | 2 | 2 | 61 | 82 | 208
2029-30 | 6 | 5 | 14 | 1 | 6 | 31 | 13 | 2 | 2 | 77 | 100 | 257
2030-31 | 8 | 7 | 17 | 1 | 8 | 35 | 16 | 2 | 2 | 94 | 116 | 306
2031-32 | 9 | 8 | 21 | 1 | 9 | 42 | 19 | 3 | 3 | 108 | 128 | 351
2032-33 | 11 | 9 | 22 | 1 | 10 | 46 | 22 | 3 | 3 | 123 | 137 | 387
2033-34 | 12 | 10 | 25 | 1 | 11 | 52 | 23 | 3 | 4 | 133 | 144 | 418
2034-35 | 13 | 10 | 29 | 1 | 12 | 57 | 26 | 6 | 4 | 147 | 150 | 455
2035-36 | 16 | 11 | 31 | 1 | 13 | 63 | 30 | 6 | 6 | 160 | 157 | 494
2036-37 | 16 | 12 | 34 | 1 | 16 | 69 | 32 | 7 | 6 | 172 | 164 | 529
2037-38 | 17 | 14 | 37 | 1 | 16 | 75 | 35 | 7 | 6 | 188 | 171 | 567
2038-39 | 19 | 15 | 40 | 1 | 18 | 83 | 38 | 7 | 7 | 200 | 178 | 606
2039-40 | 21 | 17 | 43 | 1 | 19 | 89 | 41 | 7 | 7 | 216 | 185 | 646
2040-41 | 22 | 17 | 47 | 1 | 21 | 97 | 45 | 7 | 7 | 229 | 192 | 685
2041-42 | 24 | 19 | 50 | 1 | 23 | 103 | 47 | 9 | 8 | 243 | 199 | 726
2042-43 | 26 | 20 | 55 | 1 | 23 | 111 | 51 | 9 | 9 | 258 | 206 | 769
2043-44 | 27 | 21 | 58 | 1 | 25 | 119 | 55 | 9 | 9 | 275 | 215 | 814
2044-45 | 30 | 23 | 62 | 1 | 28 | 127 | 59 | 11 | 10 | 290 | 224 | 865
2045-46 | 31 | 24 | 67 | 1 | 30 | 136 | 64 | 11 | 10 | 304 | 232 | 910
2046-47 | 34 | 26 | 70 | 1 | 32 | 145 | 66 | 12 | 10 | 325 | 241 | 962
2047-48 | 36 | 27 | 75 | 3 | 35 | 154 | 71 | 12 | 11 | 344 | 252 | 1020
2048-49 | 39 | 29 | 81 | 3 | 36 | 163 | 76 | 12 | 11 | 363 | 262 | 1075
2049-50 | 40 | 30 | 85 | 3 | 38 | 174 | 82 | 16 | 11 | 379 | 272 | 1130
2050-51 | 41 | 33 | 91 | 3 | 41 | 183 | 86 | 16 | 12 | 396 | 282 | 1184
Note: Peak Reductions due to behind-the-meter storage. Wholesale market storage is assumed to be dispatched as generation.

## I-13a-L
Table I-13a-L: Non-EV Electrification Annual Energy Usage - Low Load Scenario
Reflects Total Cumulative Impacts
Total Annual Energy Usage by Zone - GWh
Year | A | B | C | D | E | F | G | H | I | J | K | NYCA
2020 | 11 | 7 | 12 | 4 | 6 | 9 | 7 | 2 | 4 | 38 | 15 | 115
2021 | 29 | 18 | 31 | 10 | 15 | 23 | 18 | 5 | 11 | 99 | 38 | 297
2022 | 53 | 31 | 55 | 18 | 27 | 41 | 33 | 10 | 22 | 189 | 64 | 543
2023 | 82 | 47 | 85 | 28 | 41 | 64 | 51 | 15 | 32 | 283 | 97 | 825
2024 | 114 | 68 | 119 | 39 | 58 | 88 | 71 | 20 | 45 | 393 | 139 | 1154
2025 | 148 | 94 | 155 | 51 | 75 | 116 | 94 | 27 | 59 | 517 | 192 | 1528
2026 | 186 | 120 | 195 | 63 | 94 | 145 | 118 | 34 | 74 | 650 | 245 | 1924
2027 | 224 | 146 | 235 | 77 | 113 | 175 | 143 | 41 | 90 | 790 | 298 | 2332
2028 | 265 | 173 | 278 | 91 | 134 | 206 | 169 | 48 | 107 | 938 | 356 | 2765
2029 | 306 | 200 | 321 | 105 | 155 | 239 | 197 | 56 | 124 | 1091 | 417 | 3211
2030 | 349 | 229 | 366 | 120 | 176 | 272 | 225 | 64 | 143 | 1250 | 482 | 3676
2031 | 394 | 258 | 413 | 135 | 199 | 307 | 255 | 73 | 162 | 1416 | 552 | 4164
2032 | 439 | 289 | 461 | 151 | 222 | 342 | 286 | 81 | 181 | 1588 | 626 | 4666
2033 | 486 | 320 | 511 | 167 | 246 | 379 | 318 | 90 | 202 | 1767 | 704 | 5190
2034 | 535 | 353 | 562 | 183 | 270 | 417 | 351 | 99 | 223 | 1954 | 788 | 5735
2035 | 585 | 386 | 615 | 200 | 296 | 455 | 386 | 109 | 245 | 2148 | 878 | 6303
2036 | 636 | 421 | 669 | 218 | 322 | 495 | 421 | 118 | 268 | 2349 | 975 | 6892
2037 | 689 | 456 | 725 | 235 | 349 | 536 | 459 | 129 | 292 | 2560 | 1075 | 7505
2038 | 744 | 493 | 782 | 253 | 376 | 579 | 497 | 139 | 317 | 2779 | 1182 | 8141
2039 | 800 | 531 | 842 | 272 | 405 | 623 | 538 | 150 | 343 | 3007 | 1295 | 8806
2040 | 858 | 571 | 903 | 291 | 434 | 668 | 580 | 162 | 370 | 3245 | 1412 | 9494
2041 | 919 | 612 | 967 | 311 | 465 | 715 | 623 | 174 | 398 | 3494 | 1534 | 10212
2042 | 981 | 654 | 1033 | 331 | 497 | 764 | 669 | 186 | 428 | 3753 | 1662 | 10958
2043 | 1046 | 698 | 1102 | 352 | 530 | 814 | 716 | 199 | 459 | 4024 | 1795 | 11735
2044 | 1113 | 744 | 1173 | 374 | 564 | 866 | 764 | 213 | 491 | 4306 | 1934 | 12542
2045 | 1182 | 790 | 1246 | 397 | 599 | 920 | 815 | 226 | 524 | 4600 | 2081 | 13380
2046 | 1254 | 839 | 1322 | 420 | 635 | 975 | 867 | 241 | 560 | 4907 | 2234 | 14254
2047 | 1327 | 889 | 1400 | 443 | 673 | 1032 | 921 | 256 | 596 | 5228 | 2396 | 15161
2048 | 1404 | 941 | 1481 | 468 | 711 | 1091 | 977 | 271 | 634 | 5562 | 2564 | 16104
2049 | 1481 | 994 | 1562 | 492 | 750 | 1151 | 1034 | 287 | 673 | 5902 | 2733 | 17059
2050 | 1562 | 1049 | 1648 | 518 | 791 | 1214 | 1094 | 304 | 714 | 6261 | 2914 | 18069
Note: Reflects end-use electrification including heat pumps and other space conditioning equiptment, water heating, cooking, and other end-uses.

## I-13b-L
Table I-13b-L: Non-EV Electrification Summer Coincident Peak Demand - Low Load Scenario
Reflects Total Cumulative Impacts
Total Increase in Summer Coincident Peak Demand by Zone - MW
Year | A | B | C | D | E | F | G | H | I | J | K | NYCA
2020 | 1 | 0 | 1 | 0 | 0 | 1 | 0 | 0 | 0 | 2 | 1 | 6
2021 | 2 | 1 | 2 | 1 | 1 | 1 | 1 | 0 | 1 | 5 | 2 | 17
2022 | 3 | 2 | 4 | 1 | 2 | 3 | 2 | 0 | 1 | 10 | 4 | 32
2023 | 5 | 3 | 5 | 2 | 3 | 4 | 3 | 1 | 2 | 14 | 7 | 49
2024 | 7 | 5 | 7 | 2 | 4 | 5 | 4 | 1 | 2 | 20 | 10 | 67
2025 | 9 | 6 | 10 | 3 | 5 | 7 | 6 | 2 | 3 | 27 | 13 | 91
2026 | 11 | 8 | 12 | 4 | 6 | 9 | 7 | 2 | 4 | 34 | 17 | 114
2027 | 14 | 10 | 15 | 5 | 7 | 11 | 9 | 2 | 5 | 41 | 20 | 139
2028 | 16 | 12 | 17 | 6 | 8 | 13 | 10 | 3 | 6 | 49 | 24 | 164
2029 | 19 | 13 | 20 | 6 | 10 | 15 | 12 | 3 | 7 | 58 | 28 | 191
2030 | 22 | 15 | 23 | 7 | 11 | 17 | 14 | 4 | 8 | 66 | 32 | 219
2031 | 24 | 17 | 26 | 8 | 12 | 19 | 16 | 4 | 9 | 75 | 36 | 246
2032 | 27 | 19 | 28 | 9 | 14 | 21 | 18 | 5 | 10 | 84 | 41 | 276
2033 | 29 | 21 | 31 | 10 | 15 | 23 | 19 | 5 | 11 | 93 | 45 | 302
2034 | 32 | 22 | 33 | 11 | 16 | 25 | 21 | 6 | 12 | 101 | 50 | 329
2035 | 34 | 24 | 36 | 12 | 17 | 27 | 23 | 6 | 13 | 110 | 54 | 356
2036 | 37 | 26 | 39 | 13 | 19 | 29 | 24 | 7 | 14 | 119 | 59 | 386
2037 | 39 | 28 | 41 | 13 | 20 | 31 | 26 | 7 | 15 | 129 | 65 | 414
2038 | 42 | 29 | 44 | 14 | 21 | 33 | 28 | 8 | 16 | 139 | 70 | 444
2039 | 45 | 31 | 47 | 15 | 23 | 35 | 30 | 8 | 17 | 149 | 76 | 476
2040 | 48 | 33 | 50 | 16 | 24 | 37 | 32 | 9 | 18 | 160 | 82 | 509
2041 | 51 | 35 | 53 | 17 | 26 | 39 | 34 | 9 | 20 | 172 | 89 | 545
2042 | 54 | 38 | 57 | 18 | 27 | 42 | 37 | 10 | 21 | 184 | 95 | 583
2043 | 57 | 40 | 60 | 19 | 29 | 44 | 39 | 10 | 23 | 198 | 102 | 621
2044 | 60 | 42 | 64 | 20 | 31 | 47 | 42 | 11 | 24 | 211 | 109 | 661
2045 | 64 | 44 | 67 | 21 | 32 | 50 | 44 | 12 | 26 | 226 | 117 | 703
2046 | 67 | 47 | 71 | 23 | 34 | 52 | 47 | 13 | 27 | 241 | 125 | 747
2047 | 71 | 49 | 75 | 24 | 36 | 55 | 49 | 13 | 29 | 256 | 133 | 790
2048 | 75 | 52 | 79 | 25 | 38 | 58 | 52 | 14 | 31 | 272 | 142 | 838
2049 | 79 | 55 | 83 | 26 | 40 | 61 | 55 | 15 | 33 | 289 | 150 | 886
2050 | 83 | 57 | 87 | 28 | 42 | 65 | 58 | 16 | 35 | 306 | 160 | 937
Note: Reflects end-use electrification including heat pumps and other space conditioning equiptment, water heating, cooking, and other end-uses.

## I-13c-L
Table I-13c-L: Non-EV Electrification Winter Coincident Peak Demand - Low Load Scenario
Reflects Total Cumulative Impacts
Total Increase in Winter Coincident Peak Demand by Zone - MW
Year | A | B | C | D | E | F | G | H | I | J | K | NYCA
2020-21 | 4 | 2 | 4 | 1 | 2 | 3 | 2 | 1 | 2 | 18 | 6 | 45
2021-22 | 10 | 4 | 9 | 3 | 5 | 8 | 6 | 3 | 6 | 54 | 16 | 124
2022-23 | 19 | 7 | 15 | 5 | 9 | 14 | 12 | 5 | 13 | 109 | 29 | 237
2023-24 | 30 | 12 | 25 | 8 | 15 | 23 | 18 | 8 | 19 | 164 | 47 | 369
2024-25 | 45 | 17 | 37 | 12 | 23 | 35 | 28 | 11 | 26 | 229 | 71 | 534
2025-26 | 64 | 25 | 54 | 18 | 33 | 50 | 41 | 14 | 35 | 302 | 101 | 737
2026-27 | 83 | 33 | 70 | 23 | 42 | 64 | 52 | 18 | 43 | 379 | 130 | 937
2027-28 | 103 | 43 | 89 | 29 | 53 | 80 | 66 | 22 | 53 | 460 | 158 | 1156
2028-29 | 123 | 53 | 109 | 35 | 62 | 95 | 78 | 26 | 62 | 544 | 189 | 1376
2029-30 | 143 | 64 | 130 | 43 | 72 | 111 | 92 | 30 | 72 | 632 | 222 | 1611
2030-31 | 164 | 77 | 153 | 50 | 83 | 127 | 106 | 34 | 82 | 722 | 257 | 1855
2031-32 | 185 | 89 | 176 | 58 | 93 | 144 | 120 | 39 | 93 | 815 | 294 | 2106
2032-33 | 208 | 107 | 204 | 67 | 105 | 162 | 135 | 43 | 104 | 912 | 334 | 2381
2033-34 | 231 | 129 | 227 | 74 | 117 | 180 | 151 | 48 | 115 | 1011 | 376 | 2659
2034-35 | 255 | 155 | 252 | 82 | 129 | 199 | 168 | 53 | 127 | 1115 | 422 | 2957
2035-36 | 280 | 171 | 278 | 90 | 142 | 218 | 185 | 58 | 139 | 1222 | 470 | 3253
2036-37 | 306 | 188 | 304 | 99 | 155 | 239 | 203 | 64 | 152 | 1332 | 523 | 3565
2037-38 | 334 | 205 | 332 | 108 | 169 | 260 | 222 | 69 | 165 | 1447 | 577 | 3888
2038-39 | 362 | 224 | 361 | 117 | 183 | 282 | 242 | 75 | 178 | 1566 | 636 | 4226
2039-40 | 391 | 243 | 391 | 126 | 198 | 305 | 263 | 81 | 193 | 1690 | 697 | 4578
2040-41 | 421 | 263 | 422 | 136 | 213 | 328 | 285 | 87 | 207 | 1818 | 761 | 4941
2041-42 | 453 | 284 | 455 | 146 | 230 | 353 | 307 | 94 | 223 | 1952 | 827 | 5324
2042-43 | 486 | 306 | 489 | 157 | 246 | 378 | 331 | 101 | 238 | 2091 | 897 | 5720
2043-44 | 521 | 329 | 525 | 168 | 264 | 405 | 356 | 108 | 255 | 2235 | 970 | 6136
2044-45 | 556 | 352 | 562 | 179 | 282 | 433 | 382 | 115 | 272 | 2385 | 1047 | 6565
2045-46 | 594 | 377 | 600 | 191 | 301 | 462 | 409 | 123 | 289 | 2540 | 1128 | 7014
2046-47 | 632 | 403 | 641 | 204 | 320 | 492 | 437 | 131 | 308 | 2702 | 1213 | 7483
2047-48 | 672 | 430 | 682 | 216 | 340 | 522 | 466 | 139 | 327 | 2871 | 1302 | 7967
2048-49 | 713 | 457 | 725 | 229 | 361 | 554 | 496 | 148 | 348 | 3048 | 1394 | 8473
2049-50 | 754 | 485 | 769 | 242 | 382 | 587 | 527 | 156 | 368 | 3228 | 1488 | 8986
2050-51 | 797 | 514 | 813 | 256 | 404 | 620 | 558 | 166 | 390 | 3419 | 1587 | 9524
Note: Reflects end-use electrification including heat pumps and other electric space heating, water heating, cooking, and other end-uses.