## Gen_Codes
Table III-1: Existing Generating Facilities Codes and Abbreviations
[6 empty] | FUEL TYPE |  |  |  | UNIT TYPE
[5 empty] | BAT - | Battery |  |  | CC - | Combined Cycle
[5 empty] | BIT - | Bituminous Coal |  |  | CG - | Cogeneration
[5 empty] | BUT - | Butane |  |  | CT - | Combustion Turbine Portion (CC)
[5 empty] | COL - | Liquefied Coal |  |  | CW - | Waste Heat Only (CC)
[5 empty] | FO2 - | No. 2 Fuel Oil |  |  | ES - | Energy Storage
[5 empty] | FO4 - | No. 4 Fuel Oil |  |  | FC - | Fuel Cell
[5 empty] | FO6 - | No. 6 Fuel Oil |  |  | GT - | Combustion Turbine
[5 empty] | FW - | Fly Wheel |  |  | HY - | Conventional Hydro
[5 empty] | JF - | Jet Fuel |  |  | IC - | Internal Combustion
[5 empty] | KER - | Kerosene |  |  | IG - | Integrated Coal Gasification (CC)
[5 empty] | MTE - | Methane (Bio Gas) |  |  | JE - | Jet Engine
[5 empty] | NG - | Natural Gas |  |  | NB - | Steam (BWR Nuclear)
[5 empty] | OT - | Other (Describe In Footnote) |  |  | NP - | Steam (PWR Nuclear)
[5 empty] | REF - | Refuse (Solid Waste) |  |  | PS - | Pumped Storage Hydro
[5 empty] | SUN - | Sunlight |  |  | PV - | Photovoltaic
[5 empty] | UR - | Uranium |  |  | ST - | Steam Turbine (Fossil)
[5 empty] | WAT - | Water |  |  | WT - | Wind Turbine
[5 empty] | WD - | Wood and/or Wood Waste
[5 empty] | WND - | Wind
|  | COUNTY CODES |  |  |  | COUNTY CODES |  |  |  |  | COUNTY CODES |  | COUNTY CODES
|  | NEW YORK - NY - 36 |  |  |  | PENNSYLVANIA - PA - 42 |  |  |  |  | MASSACHUSETTS - MA - 25 |  | NEW JERSEY - NJ - 34
| 001 - | Albany | 063 - | Niagara | 001 - | Adams | 067 - | Juniata |  | 001 - | Barnstable | 001 - | Atlantic
| 003 - | Allegany | 065 - | Oneida | 003 - | Allegheny | 069 - | Lackawanna |  | 003 - | Berkshire | 003 - | Bergen
| 005 - | Bronx | 067 - | Onondaga | 005 - | Armstrong | 071 - | Lancaster |  | 005 - | Bristol | 005 - | Burlington
| 007 - | Broome | 069 - | Ontario | 007 - | Beaver | 073 - | Lawrence |  | 007 - | Dukes | 007 - | Camden
| 009 - | Cattaraugus | 071 - | Orange | 009 - | Bedford | 075 - | Lebannon |  | 009 - | Essex | 009 - | Cape May
| 011 - | Cayuga | 073 - | Orleans | 011 - | Berks | 077 - | Lehigh |  | 011 - | Franklin | 011 - | Cumberland
| 013 - | Chautauqua | 075 - | Oswego | 013 - | Blair | 079 - | Luzerne |  | 013 - | Hampden | 013 - | Essex
| 015 - | Chemung | 077 - | Otsego | 015 - | Bradford | 081 - | Lycoming |  | 015 - | Hampshire | 015 - | Gloucester
| 017 - | Chenango | 079 - | Putnam | 017 - | Bucks | 083 - | McKean |  | 017 - | Middlesex | 017 - | Hudson
| 019 - | Clinton | 081 - | Queens | 019 - | Butler | 085 - | Mercer |  | 019 - | Nantucket | 019 - | Hunterdon
| 021 - | Columbia | 083 - | Rensselaer | 021 - | Cambria | 087 - | Mifflin |  | 021 - | Norfolk | 021 - | Mercer
| 023 - | Cortland | 085 - | Richmond | 023 - | Cameron | 089 - | Monroe |  | 023 - | Plymouth | 023 - | Middlesex
| 025 - | Delaware | 087 - | Rockland | 025 - | Carbon | 091 - | Montgomery |  | 025 - | Suffolk | 025 - | Monmouth
| 027 - | Dutchess | 089 - | St Lawrence | 027 - | Centre | 093 - | Montour |  | 027 - | Worcester | 027 - | Morris
| 029 - | Erie | 091 - | Saratoga | 029 - | Chester | 095 - | Northhampton |  |  |  | 029 - | Ocean
| 031 - | Essex | 093 - | Schenectady | 031 - | Clarion | 097 - | Northumberland |  |  |  | 031 - | Passaic
| 033 - | Franklin | 095 - | Schoharie | 033 - | Clearfield | 099 - | Perry |  |  |  | 033 - | Salem
| 035 - | Fulton | 097 - | Schuyler | 035 - | Clinton | 101 - | Philadelphia |  |  |  | 035 - | Somerset
| 037 - | Genesee | 099 - | Seneca | 037 - | Columbia | 103 - | Pike |  |  |  | 037 - | Sussex
| 039 - | Greene | 101 - | Steuben | 039 - | Crawford | 105 - | Potter |  |  |  | 039 - | Union
| 041 - | Hamilton | 103 - | Suffolk | 041 - | Cumberland | 107 - | Schuylkill |  |  |  | 041 - | Warren
| 043 - | Herkimer | 105 - | Sullivan | 043 - | Dauphin | 109 - | Snyder
| 045 - | Jefferson | 107 - | Tioga | 045 - | Delaware | 111 - | Somerset
| 047 - | Kings | 109 - | Tompkins | 047 - | Elk | 113 - | Sullivan
| 049 - | Lewis | 111 - | Ulster | 049 - | Erie | 115 - | Susquehanna
| 051 - | Livingston | 113 - | Warren | 051 - | Fayette | 117 - | Tioga
| 053 - | Madison | 115 - | Washington | 053 - | Forest | 119 - | Union
| 055 - | Monroe | 117 - | Wayne | 055 - | Franklin | 121 - | Venango
| 057 - | Montgomery | 119 - | Westchester | 057 - | Fulton | 123 - | Warren
| 059 - | Nassau | 121 - | Wyoming | 059 - | Greene | 125 - | Washington
| 061 - | New York | 123 - | Yates | 061 - | Huntingdon | 127 - | Wayne
[5 empty] | 063 - | Indiana | 129 - | Westmoreland
[5 empty] | 065 - | Jefferson | 131 - | Wyoming
[7 empty] | 133 - | York

## Table III-2
TABLE III - 2
EXISTING GENERATING FACILITIES
LINE | Owner, |  |  |  | Location |  |  |  | Name | 2020 |  | 2020 |  | D |  | Fuel (U) |  | 2019
REF. | Operator, | [6 empty] | In-Service | Plate | CRIS (A) |  | Capability (B) |  | U |  |  |  | Net (C)
NO. | and / or | [6 empty] | Date | Rating (V) | MW |  | MW |  | A | Unit | Type | Type | Energy | Notes
| Billing Organization | Station Unit | Zone | PTID | Town | Cnty | St | YYYY-MM-DD | MW | SUM | WIN | SUM | WIN | L | Type | 1 | 2 | GWh
a | b | c | d | e | f | g | h | i | j | k | l | m | n | o | p | q | r | s | t
R1001 | Astoria Energy II, LLC | Astoria Energy 2 - CC3 | J | 323677 | Queens | 081 | 36 | 2011-07-01 | 330 | 288 | 376.3 | 285 | 329.5 | YES | CC | NG | FO2 | 2723.9 | (G)
R1002 | Astoria Energy II, LLC | Astoria Energy 2 - CC4 | J | 323678 | Queens | 081 | 36 | 2011-07-01 | 330 | 288 | 376.3 | 285 | 329.5 | YES | CC | NG | FO2
R1003 | Astoria Energy, LLC | Astoria East Energy - CC1 | J | 323581 | Queens | 081 | 36 | 2006-04-01 | 320 | 292.6 | 355.3 | 290.6 | 334.1 | YES | CC | NG | FO2 | 3193 | (G)
R1004 | Astoria Energy, LLC | Astoria East Energy - CC2 | J | 323582 | Queens | 081 | 36 | 2006-04-01 | 320 | 292.6 | 355.3 | 290.6 | 334.1 | YES | CC | NG | FO2
R1005 | Astoria Generating Company L.P. | Astoria 2 | J | 24149 | Queens | 081 | 36 | 1954-03-01 | 180 | 177 | 177 | 173.5 | 170.6 |  | ST | NG |  | 5.1
R1006 | Astoria Generating Company L.P. | Astoria 3 | J | 23516 | Queens | 081 | 36 | 1958-09-01 | 376 | 369.9 | 369.9 | 369.5 | 369.4 | YES | ST | FO6 | NG | 402.3
R1007 | Astoria Generating Company L.P. | Astoria 5 | J | 23518 | Queens | 081 | 36 | 1962-05-01 | 387 | 376.3 | 376.3 | 379.4 | 376.2 | YES | ST | FO6 | NG | 251.6
R1008 | Astoria Generating Company L.P. | Astoria GT 01 | J | 23523 | Queens | 081 | 36 | 1967-07-01 | 16 | 15.7 | 20.5 | 14.1 | 19.1 |  | GT | NG |  | 0.6
R1009 | Astoria Generating Company L.P. | Gowanus 1-1 | J | 24077 | Brooklyn | 047 | 36 | 1971-06-01 | 20 | 19.1 | 24.9 | 18.6 | 24 |  | GT | FO2 |  | 0.1
R1010 | Astoria Generating Company L.P. | Gowanus 1-2 | J | 24078 | Brooklyn | 047 | 36 | 1971-06-01 | 20 | 17.1 | 22.3 | 19.1 | 24.1 |  | GT | FO2 |  | 0.1
R1011 | Astoria Generating Company L.P. | Gowanus 1-3 | J | 24079 | Brooklyn | 047 | 36 | 1971-06-01 | 20 | 17.2 | 22.5 | 17.9 | 23.3 |  | GT | FO2 |  | 0.1
R1012 | Astoria Generating Company L.P. | Gowanus 1-4 | J | 24080 | Brooklyn | 047 | 36 | 1971-06-01 | 20 | 17.1 | 22.3 | 16.3 | 21.2 |  | GT | FO2 |  | 0.1
R1013 | Astoria Generating Company L.P. | Gowanus 1-5 | J | 24084 | Brooklyn | 047 | 36 | 1971-06-01 | 20 | 16.5 | 21.6 | 17.3 | 22.8 |  | GT | FO2 |  | 0.1
R1014 | Astoria Generating Company L.P. | Gowanus 1-6 | J | 24111 | Brooklyn | 047 | 36 | 1971-06-01 | 20 | 18 | 23.5 | 16.5 | 21.4 |  | GT | FO2 |  | 0
R1015 | Astoria Generating Company L.P. | Gowanus 1-7 | J | 24112 | Brooklyn | 047 | 36 | 1971-06-01 | 20 | 17.6 | 23 | 17.2 | 22.1 |  | GT | FO2 |  | 0
R1016 | Astoria Generating Company L.P. | Gowanus 1-8 | J | 24113 | Brooklyn | 047 | 36 | 1971-06-01 | 20 | 16.1 | 21 | 15.3 | 21.7 |  | GT | FO2 |  | 0.1
R1017 | Astoria Generating Company L.P. | Gowanus 2-1 | J | 24114 | Brooklyn | 047 | 36 | 1971-06-01 | 20 | 17.9 | 23.4 | 17.7 | 22.4 | YES | GT | FO2 | NG | 0.6
R1018 | Astoria Generating Company L.P. | Gowanus 2-2 | J | 24115 | Brooklyn | 047 | 36 | 1971-06-01 | 20 | 18.8 | 24.6 | 15.2 | 24.6 | YES | GT | FO2 | NG | 0.5
R1019 | Astoria Generating Company L.P. | Gowanus 2-3 | J | 24116 | Brooklyn | 047 | 36 | 1971-06-01 | 20 | 20.6 | 26.9 | 19.1 | 24.9 | YES | GT | FO2 | NG | 0.2
R1020 | Astoria Generating Company L.P. | Gowanus 2-4 | J | 24117 | Brooklyn | 047 | 36 | 1971-06-01 | 20 | 19.3 | 25.2 | 17.1 | 22.8 | YES | GT | FO2 | NG | 0.5
R1021 | Astoria Generating Company L.P. | Gowanus 2-5 | J | 24118 | Brooklyn | 047 | 36 | 1971-06-01 | 20 | 18.6 | 24.3 | 17.7 | 23.3 | YES | GT | FO2 | NG | 0.5
R1022 | Astoria Generating Company L.P. | Gowanus 2-6 | J | 24119 | Brooklyn | 047 | 36 | 1971-06-01 | 20 | 20.3 | 26.5 | 19.5 | 24.3 | YES | GT | FO2 | NG | 0.5
R1023 | Astoria Generating Company L.P. | Gowanus 2-7 | J | 24120 | Brooklyn | 047 | 36 | 1971-06-01 | 20 | 19.6 | 25.6 | 19 | 24.6 | YES | GT | FO2 | NG | 0.4
R1024 | Astoria Generating Company L.P. | Gowanus 2-8 | J | 24121 | Brooklyn | 047 | 36 | 1971-06-01 | 20 | 17.7 | 23.1 | 17 | 23.1 | YES | GT | FO2 | NG | 0.2
R1025 | Astoria Generating Company L.P. | Gowanus 3-1 | J | 24122 | Brooklyn | 047 | 36 | 1971-07-01 | 20 | 17.7 | 23.1 | 16.4 | 22.2 | YES | GT | FO2 | NG | 0.5
R1026 | Astoria Generating Company L.P. | Gowanus 3-2 | J | 24123 | Brooklyn | 047 | 36 | 1971-07-01 | 20 | 17.7 | 23.1 | 16.8 | 22.8 | YES | GT | FO2 | NG | 0.4
R1027 | Astoria Generating Company L.P. | Gowanus 3-3 | J | 24124 | Brooklyn | 047 | 36 | 1971-07-01 | 20 | 19.8 | 25.9 | 18 | 24.4 | YES | GT | FO2 | NG | 0.3
R1028 | Astoria Generating Company L.P. | Gowanus 3-4 | J | 24125 | Brooklyn | 047 | 36 | 1971-07-01 | 20 | 17.9 | 23.4 | 15.9 | 22 | YES | GT | FO2 | NG | 0.2
R1029 | Astoria Generating Company L.P. | Gowanus 3-5 | J | 24126 | Brooklyn | 047 | 36 | 1971-07-01 | 20 | 19 | 24.8 | 17.3 | 22.1 | YES | GT | FO2 | NG | 0.5
R1030 | Astoria Generating Company L.P. | Gowanus 3-6 | J | 24127 | Brooklyn | 047 | 36 | 1971-07-01 | 20 | 17.6 | 23 | 15.4 | 21 | YES | GT | FO2 | NG | 0.2
R1031 | Astoria Generating Company L.P. | Gowanus 3-7 | J | 24128 | Brooklyn | 047 | 36 | 1971-07-01 | 20 | 18.1 | 23.6 | 17.9 | 24.3 | YES | GT | FO2 | NG | 0.4
R1032 | Astoria Generating Company L.P. | Gowanus 3-8 | J | 24129 | Brooklyn | 047 | 36 | 1971-07-01 | 20 | 19 | 24.8 | 17.8 | 24 | YES | GT | FO2 | NG | 0.4
R1033 | Astoria Generating Company L.P. | Gowanus 4-1 | J | 24130 | Brooklyn | 047 | 36 | 1971-07-01 | 20 | 16.8 | 21.9 | 18.9 | 24.7 |  | GT | FO2 |  | 0.1
R1034 | Astoria Generating Company L.P. | Gowanus 4-2 | J | 24131 | Brooklyn | 047 | 36 | 1971-07-01 | 20 | 17.3 | 22.6 | 17.3 | 23.1 |  | GT | FO2 |  | 0.1
R1035 | Astoria Generating Company L.P. | Gowanus 4-3 | J | 24132 | Brooklyn | 047 | 36 | 1971-07-01 | 20 | 17.6 | 23 | 18 | 23.4 |  | GT | FO2 |  | 0
R1036 | Astoria Generating Company L.P. | Gowanus 4-4 | J | 24133 | Brooklyn | 047 | 36 | 1971-07-01 | 20 | 17.1 | 22.3 | 15.8 | 22.3 |  | GT | FO2 |  | 0.1
R1037 | Astoria Generating Company L.P. | Gowanus 4-5 | J | 24134 | Brooklyn | 047 | 36 | 1971-07-01 | 20 | 17.1 | 22.3 | 16.8 | 22.2 |  | GT | FO2 |  | 0.1
R1038 | Astoria Generating Company L.P. | Gowanus 4-6 | J | 24135 | Brooklyn | 047 | 36 | 1971-07-01 | 20 | 18.6 | 24.3 | 18 | 24.8 |  | GT | FO2 |  | 0.1
R1039 | Astoria Generating Company L.P. | Gowanus 4-7 | J | 24136 | Brooklyn | 047 | 36 | 1971-07-01 | 20 | 16.6 | 21.7 | 14 | 21.1 |  | GT | FO2 |  | 0.1
R1040 | Astoria Generating Company L.P. | Gowanus 4-8 | J | 24137 | Brooklyn | 047 | 36 | 1971-07-01 | 20 | 19 | 24.8 | 16.5 | 23.2 |  | GT | FO2 |  | 0.1
R1041 | Astoria Generating Company L.P. | Narrows 1-1 | J | 24228 | Brooklyn | 047 | 36 | 1972-05-01 | 22 | 21 | 27.4 | 19.7 | 24.2 | YES | GT | FO2 | NG | 2.3
R1042 | Astoria Generating Company L.P. | Narrows 1-2 | J | 24229 | Brooklyn | 047 | 36 | 1972-05-01 | 22 | 19.5 | 25.5 | 17.4 | 23.7 | YES | GT | FO2 | NG | 1.5
R1043 | Astoria Generating Company L.P. | Narrows 1-3 | J | 24230 | Brooklyn | 047 | 36 | 1972-05-01 | 22 | 20.4 | 26.6 | 18.1 | 24 | YES | GT | FO2 | NG | 3.4
R1044 | Astoria Generating Company L.P. | Narrows 1-4 | J | 24231 | Brooklyn | 047 | 36 | 1972-05-01 | 22 | 20.1 | 26.3 | 18.5 | 24.7 | YES | GT | FO2 | NG | 2
R1045 | Astoria Generating Company L.P. | Narrows 1-5 | J | 24232 | Brooklyn | 047 | 36 | 1972-05-01 | 22 | 19.8 | 25.9 | 19.8 | 24.9 | YES | GT | FO2 | NG | 3.1
R1046 | Astoria Generating Company L.P. | Narrows 1-6 | J | 24233 | Brooklyn | 047 | 36 | 1972-05-01 | 22 | 18.9 | 24.7 | 16.5 | 21.7 | YES | GT | FO2 | NG | 2.2
R1047 | Astoria Generating Company L.P. | Narrows 1-7 | J | 24234 | Brooklyn | 047 | 36 | 1972-05-01 | 22 | 18.4 | 24 | 19.7 | 24.6 | YES | GT | FO2 | NG | 2.3
R1048 | Astoria Generating Company L.P. | Narrows 1-8 | J | 24235 | Brooklyn | 047 | 36 | 1972-05-01 | 22 | 19.9 | 26 | 17.1 | 23.6 | YES | GT | FO2 | NG | 1.6
R1049 | Astoria Generating Company L.P. | Narrows 2-1 | J | 24236 | Brooklyn | 047 | 36 | 1972-06-01 | 22 | 19.4 | 25.3 | 18.8 | 24.8 | YES | GT | FO2 | NG | 2.6
R1050 | Astoria Generating Company L.P. | Narrows 2-2 | J | 24237 | Brooklyn | 047 | 36 | 1972-06-01 | 22 | 18.7 | 24.4 | 16.3 | 22.4 | YES | GT | FO2 | NG | 1.5
R1051 | Astoria Generating Company L.P. | Narrows 2-3 | J | 24238 | Brooklyn | 047 | 36 | 1972-06-01 | 22 | 18.4 | 24 | 17.9 | 23.3 | YES | GT | FO2 | NG | 3.1
R1052 | Astoria Generating Company L.P. | Narrows 2-4 | J | 24239 | Brooklyn | 047 | 36 | 1972-06-01 | 22 | 18.4 | 24 | 18.1 | 24.9 | YES | GT | FO2 | NG | 3
R1053 | Astoria Generating Company L.P. | Narrows 2-5 | J | 24240 | Brooklyn | 047 | 36 | 1972-06-01 | 22 | 19.9 | 26 | 18.2 | 24.2 | YES | GT | FO2 | NG | 1.6
R1054 | Astoria Generating Company L.P. | Narrows 2-6 | J | 24241 | Brooklyn | 047 | 36 | 1972-06-01 | 22 | 18.1 | 23.6 | 15.8 | 22 | YES | GT | FO2 | NG | 1.3
R1055 | Astoria Generating Company L.P. | Narrows 2-7 | J | 24242 | Brooklyn | 047 | 36 | 1972-06-01 | 22 | 20.7 | 27 | 18.9 | 24.6 | YES | GT | FO2 | NG | 3.6
R1056 | Astoria Generating Company L.P. | Narrows 2-8 | J | 24243 | Brooklyn | 047 | 36 | 1972-06-01 | 22 | 17.5 | 22.9 | 15.7 | 22.3 | YES | GT | FO2 | NG | 2.1
R1057 | Bayonne Energy Center, LLC | Bayonne EC CTG1 | J | 323682 | Bayonne NJ | 017 | 34 | 2012-06-01 | 64 | 63.2 | 66.1 | 58.9 | 62.1 | YES | JE | NG | KER | 50
R1058 | Bayonne Energy Center, LLC | Bayonne EC CTG2 | J | 323683 | Bayonne NJ | 017 | 34 | 2012-06-01 | 64 | 63.2 | 66.1 | 58.5 | 61.5 | YES | JE | NG | KER | 53.5
R1059 | Bayonne Energy Center, LLC | Bayonne EC CTG3 | J | 323684 | Bayonne NJ | 017 | 34 | 2012-06-01 | 64 | 63.2 | 66.1 | 59.4 | 61.8 | YES | JE | NG | KER | 55.7
R1060 | Bayonne Energy Center, LLC | Bayonne EC CTG4 | J | 323685 | Bayonne NJ | 017 | 34 | 2012-06-01 | 64 | 63.2 | 66.1 | 61.7 | 61.7 | YES | JE | NG | KER | 57.3
R1061 | Bayonne Energy Center, LLC | Bayonne EC CTG5 | J | 323686 | Bayonne NJ | 017 | 34 | 2012-06-01 | 64 | 63.2 | 66.1 | 58.9 | 62.1 | YES | JE | NG | KER | 58.6
R1062 | Bayonne Energy Center, LLC | Bayonne EC CTG6 | J | 323687 | Bayonne NJ | 017 | 34 | 2012-06-01 | 64 | 63.2 | 66.1 | 59.2 | 62.1 | YES | JE | NG | KER | 67.3
R1063 | Bayonne Energy Center, LLC | Bayonne EC CTG7 | J | 323688 | Bayonne NJ | 017 | 34 | 2012-06-01 | 64 | 63.2 | 66.1 | 60 | 62.9 | YES | JE | NG | KER | 77.2
R1064 | Bayonne Energy Center, LLC | Bayonne EC CTG8 | J | 323689 | Bayonne NJ | 017 | 34 | 2012-06-01 | 64 | 63.2 | 66.1 | 60.6 | 63.1 | YES | JE | NG | KER | 76.3
R1065 | Bayonne Energy Center, LLC | Bayonne EC CTG9 | J | 323749 | Bayonne NJ | 017 | 34 | 2018-06-01 | 64 | 63.4 | 66.3 | 61.9 | 65.4 | YES | JE | NG | KER | 93.2
R1066 | Bayonne Energy Center, LLC | Bayonne EC CTG10 | J | 323750 | Bayonne NJ | 017 | 34 | 2018-06-01 | 64 | 63.4 | 66.3 | 61 | 64.5 | YES | JE | NG | KER | 65.1
R1067 | Black River Hydroelectric, LLC | Glen Park Hydro | E | 23778 | Glen Park | 045 | 36 | 1986-01-01 | 32.6 | 40.4 | 40.4 | 32.6 | 32.6 |  | HY | WAT |  | 168
R1068 | Boralex Hydro Operations Inc | Fourth Branch | F | 23824 | Waterford | 091 | 36 | 1987-12-01 | 3.3 | 3.5 | 3.5 | 3.3 | 3.3 |  | HY | WAT |  | 15.6
R1069 | Boralex Hydro Operations Inc | NYS Dam | F | 23527 | Waterford | 091 | 36 | 1990-12-01 | 11.4 | 11.3 | 11.3 | 11.4 | 11.4 |  | HY | WAT |  | 53.3
R1070 | Boralex Hydro Operations Inc | Sissonville | E | 23735 | Potsdam | 089 | 36 | 1990-08-01 | 3.1 | 3 | 3 | 3.1 | 3.1 |  | HY | WAT |  | 17.2
R1071 | Boralex Hydro Operations Inc | Warrensburg | F | 23737 | Warrensburg | 113 | 36 | 1988-12-01 | 2.9 | 3 | 3 | 2.9 | 2.9 |  | HY | WAT |  | 14.7
R1072 | Calpine Energy Services LP | Bethpage | K | 23823 | Hicksville | 059 | 36 | 1989-09-01 | 83.6 | 54.9 | 55.1 | 51.1 | 59.9 | YES | CC | NG | FO2 | 195.5
R1073 | Calpine Energy Services LP | Bethpage GT4 | K | 323586 | Hicksville | 059 | 36 | 2002-07-01 | 60 | 48.2 | 51.2 | 45.3 | 47.5 |  | GT | NG |  | 45.3
R1074 | Calpine Energy Services LP | KIAC_JFK_GT1 | J | 23816 | Jamaica | 081 | 36 | 1995-02-01 | 60.6 | 58.7 | 58.7 | 57.5 | 60.7 | YES | CC | NG | FO2 | 481.9 | (G)
R1075 | Calpine Energy Services LP | KIAC_JFK_GT2 | J | 23817 | Jamaica | 081 | 36 | 1995-02-01 | 60.6 | 58.3 | 58.3 | 56.4 | 59.3 | YES | CC | NG | FO2
R1076 | Calpine Energy Services LP | Stony Brook (BTM:NG) | K | 24151 | Stony Brook | 103 | 36 | 1995-04-01 | 47 | 9.6 | 9.6 | 0 | 0 | YES | GT | NG | FO2 | 83.4 | (9) (E)
R1077 | Canandaigua Power Partners, LLC | Canandaigua Wind Power | C | 323617 | Avoca | 101 | 36 | 2008-12-05 | 125 | 125 | 125 | 125 | 125 |  | WT | WND |  | 208.4
R1078 | Canastota Windpower LLC | Fenner Wind Power | C | 24204 | Fenner | 053 | 36 | 2001-12-01 | 30 | 0 | 0 | 0 | 0 |  | WT | WND |  | 72.5
R1079 | Carr Street Generating Station LP | Carr St.-E. Syr | C | 24060 | Dewitt | 067 | 36 | 1993-08-01 | 122.6 | 89 | 116.8 | 89 | 101.9 | YES | CC | NG | FO2 | 50.2
R1080 | Castleton Power, LLC | Castleton Energy Center | F | 23900 | Castleton | 083 | 36 | 1992-01-01 | 72 | 69 | 86.6 | 67.7 | 76.5 | YES | CC | NG | FO2 | 129.4
R1081 | Cayuga Operating Company, LLC | Cayuga 1 (MOTHBALL) | C | 23584 | Lansing | 109 | 36 | 1955-09-01 | 155.3 | 154.1 | 154.1 | 0 | 0 |  | ST | BIT |  | 80.4 | (1) (C)
R1082 | Central Hudson Gas & Elec. Corp. | Coxsackie GT | G | 23611 | Coxsackie | 039 | 36 | 1969-12-01 | 21.6 | 19.9 | 26 | 20.2 | 23.9 | YES | GT | KER | NG | 0.8
R1083 | Central Hudson Gas & Elec. Corp. | Dashville 1 | G | 23610 | Rifton | 111 | 36 | 1920-01-01 | 2.4 | 2.7 | 2.7 | 0 | 0 |  | HY | WAT |  | 0
R1084 | Central Hudson Gas & Elec. Corp. | Dashville 2 | G | 23610 | Rifton | 111 | 36 | 1920-01-01 | 2.4 | 2.7 | 2.7 | 0 | 0 |  | HY | WAT |  | 0
R1085 | Central Hudson Gas & Elec. Corp. | DCRRA | G | 23765 | Poughkeepsie | 027 | 36 | 1987-09-01 | 9.2 | 8.8 | 8.8 | 8.2 | 8.7 |  | ST | REF |  | 42.6
R1086 | Central Hudson Gas & Elec. Corp. | High Falls | G | 23754 | Marbletown | 111 | 36 | 1986-12-01 | 3.2 | 3 | 3 | 0 | 0 |  | HY | WAT |  | 0
R1087 | Central Hudson Gas & Elec. Corp. | Millpond | G | 5004 | Catskill | 039 | 36 | 1993-12-01 | 0.9 | 0 | 0 | 0 | 0 |  | HY | WAT |  | 0
R1088 | Central Hudson Gas & Elec. Corp. | Montgomery West | G | 5005 | Montgomery | 071 | 36 | 1985-11-01 | 0.2 | 0 | 0 | 0 | 0 |  | HY | WAT |  | 0
R1089 | Central Hudson Gas & Elec. Corp. | Salisbury Mills | G | 5006 | Salisbury Mills | 071 | 36 | 1986-12-01 | 0.5 | 0 | 0 | 0 | 0 |  | HY | WAT |  | 0
R1090 | Central Hudson Gas & Elec. Corp. | South Cairo | G | 23612 | Cairo | 039 | 36 | 1970-06-01 | 21.6 | 19.8 | 25.9 | 18.1 | 22.5 |  | GT | KER |  | 0.1
R1091 | Central Hudson Gas & Elec. Corp. | Sturgeon 1 | G | 23609 | Rifton | 111 | 36 | 1924-01-01 | 4.8 | 5 | 5 | 0 | 0 |  | HY | WAT |  | 0
R1092 | Central Hudson Gas & Elec. Corp. | Sturgeon 2 | G | 23609 | Rifton | 111 | 36 | 1924-01-01 | 4.8 | 5.8 | 5.8 | 0 | 0 |  | HY | WAT |  | 0
R1093 | Central Hudson Gas & Elec. Corp. | Sturgeon 3 | G | 23609 | Rifton | 111 | 36 | 1924-01-01 | 4.8 | 5 | 5 | 0 | 0 |  | HY | WAT |  | 0
R1094 | Central Hudson Gas & Elec. Corp. | Wallkill | G | 5007 | Shwangunk | 111 | 36 | 1986-12-01 | 0.5 | 0 | 0 | 0 | 0 |  | HY | WAT |  | 0
R1095 | Central Hudson Gas & Elec. Corp. | Wappingers Falls | G | 23765 | Wappingers Falls | 027 | 36 | 1988-12-01 | 2 | 2 | 2 | 2 | 2 |  | HY | WAT |  | 6.7
R1096 | CHI Energy Inc | Goodyear Lake | E | 323669 | Milford | 077 | 36 | 1980-07-01 | 1.4 | 1.4 | 1.4 | 0 | 0 |  | HY | WAT |  | 5
R1097 | Consolidated Edison Co. of NY, Inc. | 59 St. GT 1 | J | 24138 | Manhattan | 061 | 36 | 1969-06-01 | 17.1 | 15.4 | 20.1 | 15.6 | 20.3 | YES | GT | KER | NG | 0.1
R1098 | Consolidated Edison Co. of NY, Inc. | 74 St. GT 1 | J | 24260 | Manhattan | 061 | 36 | 1968-10-01 | 18.5 | 19 | 23.5 | 15.9 | 19.5 |  | GT | KER |  | 0.1
R1099 | Consolidated Edison Co. of NY, Inc. | 74 St. GT 2 | J | 24261 | Manhattan | 061 | 36 | 1968-10-01 | 18.5 | 20.1 | 25.7 | 19.3 | 21.4 |  | GT | KER |  | 0.2
R1100 | Consolidated Edison Co. of NY, Inc. | Brooklyn Navy Yard | J | 23515 | Brooklyn | 047 | 36 | 1996-11-01 | 322 | 266.9 | 348.6 | 266.8 | 290.4 | YES | CC | NG | FO2 | 1814.6
R1101 | Consolidated Edison Co. of NY, Inc. | East River 1 | J | 323558 | Manhattan | 061 | 36 | 2005-04-01 | 185 | 160.5 | 199 | 153.3 | 199.1 | YES | CC | NG | KER | 1212.6
R1102 | Consolidated Edison Co. of NY, Inc. | East River 2 | J | 323559 | Manhattan | 061 | 36 | 2005-04-05 | 185 | 162.4 | 201.4 | 154.8 | 195 | YES | CC | NG | KER | 989.4
R1103 | Consolidated Edison Co. of NY, Inc. | East River 6 | J | 23660 | Manhattan | 061 | 36 | 1951-11-01 | 156.2 | 144.3 | 144.3 | 144.5 | 148.7 | YES | ST | NG | FO6 | 472.6
R1104 | Consolidated Edison Co. of NY, Inc. | East River 7 | J | 23524 | Manhattan | 061 | 36 | 1955-06-01 | 200 | 186.7 | 186.7 | 186.9 | 180.3 | YES | ST | NG | FO6 | 144.3
R1105 | Consolidated Edison Co. of NY, Inc. | Hudson Ave 3 (IIFO) | J | 23810 | Brooklyn | 047 | 36 | 1970-07-01 | 16.3 | 16 | 20.9 | 0 | 0 |  | GT | KER |  | 0.1 | (2) (I)
R1106 | Consolidated Edison Co. of NY, Inc. | Hudson Ave 4 (RETIRED) | J | 23540 | Brooklyn | 047 | 36 | 1970-07-01 | 16.3 | 13.9 | 18.2 | 0 | 0 |  | GT | KER |  | 0 | (3) (R)
R1107 | Consolidated Edison Co. of NY, Inc. | Hudson Ave 5 | J | 23657 | Brooklyn | 047 | 36 | 1970-07-01 | 16.3 | 15.1 | 19.7 | 14.2 | 20.2 |  | GT | KER |  | 0.6
R1108 | Consolidated Edison Energy, Inc. | Albany LFGE | F | 323615 | Albany | 001 | 36 | 1998-05-01 | 5.6 | 4.5 | 4.5 | 5.6 | 5.6 |  | IC | MTE |  | 11.7
R1109 | Consolidated Edison Energy, Inc. | Beaver Falls | E | 23983 | Beaver Falls | 049 | 36 | 1995-03-01 | 107.8 | 80.2 | 94.9 | 80.5 | 90.5 | YES | CC | NG | FO2 | 1.9
R1110 | Consolidated Edison Energy, Inc. | Broome 2 LFGE | C | 323671 | Binghamton | 007 | 36 | 2013-01-31 | 2.1 | 2 | 2 | 2 | 2 |  | IC | MTE |  | 17.5
R1111 | Consolidated Edison Energy, Inc. | Danskammer 1 | G | 23586 | Newburgh | 071 | 36 | 1951-12-01 | 72 | 69 | 69 | 69.2 | 69.9 | YES | ST | NG | FO6 | 1.2
R1112 | Consolidated Edison Energy, Inc. | Danskammer 2 | G | 23589 | Newburgh | 071 | 36 | 1954-09-01 | 73.5 | 64.7 | 64.7 | 65.7 | 66.4 | YES | ST | NG | FO6 | 1.3
R1113 | Consolidated Edison Energy, Inc. | Danskammer 3 | G | 23590 | Newburgh | 071 | 36 | 1959-10-01 | 147.1 | 139.2 | 139.2 | 137.2 | 139.2 |  | ST | NG |  | 2.8
R1114 | Consolidated Edison Energy, Inc. | Danskammer 4 | G | 23591 | Newburgh | 071 | 36 | 1967-09-01 | 239.4 | 238.2 | 238.2 | 223 | 227 |  | ST | NG |  | 3.9
R1115 | Consolidated Edison Energy, Inc. | Massena | D | 23902 | Massena | 089 | 36 | 1992-07-01 | 102.1 | 82.2 | 107.9 | 80.5 | 92.3 | YES | CC | NG | FO2 | 1.5
R1116 | Consolidated Edison Energy, Inc. | Munnsville Wind Power | E | 323609 | Bouckville | 053 | 36 | 2007-08-20 | 34.5 | 34.5 | 34.5 | 34.5 | 34.5 |  | WT | WND |  | 33.8
R1117 | Consolidated Edison Energy, Inc. | Rensselaer | F | 23796 | Rensselaer | 083 | 36 | 1993-12-01 | 96.9 | 79 | 79 | 76.3 | 82.7 | YES | CC | NG | FO2 | 3.5
R1118 | Consolidated Edison Energy, Inc. | Roseton 1 | G | 23587 | Newburgh | 071 | 36 | 1974-12-01 | 621 | 614.8 | 614.8 | 592 | 595 | YES | ST | FO6 | NG | 59.1
R1119 | Consolidated Edison Energy, Inc. | Roseton 2 | G | 23588 | Newburgh | 071 | 36 | 1974-09-01 | 621 | 605.7 | 605.7 | 590.8 | 607.5 | YES | ST | FO6 | NG | 84.5
R1120 | Consolidated Edison Energy, Inc. | Selkirk-I | F | 23801 | Selkirk | 001 | 36 | 1992-03-01 | 107.2 | 82.1 | 107.2 | 76.8 | 104.3 | YES | CC | NG | FO2 | 15.4
R1121 | Consolidated Edison Energy, Inc. | Selkirk-II | F | 23799 | Selkirk | 001 | 36 | 1994-09-01 | 338.8 | 291.3 | 380.5 | 272.1 | 330.1 | YES | CC | NG | FO2 | 115.8
R1122 | Consolidated Edison Energy, Inc. | Syracuse | C | 23985 | Syracuse | 067 | 36 | 1993-09-01 | 102.7 | 86.8 | 107.3 | 85.1 | 97.2 | YES | CC | NG | FO2 | 13.6
R1123 | Consolidated Hydro New York, Inc. | Groveville Hydro | G | 323602 | Beacon | 027 | 36 | 1983-12-01 | 0.9 | 0.9 | 0.9 | 0 | 0 |  | HY | WAT |  | 0
R1124 | Consolidated Hydro New York, Inc. | Walden Hydro | G | 24148 | Walden | 071 | 36 | 1983-12-01 | 2.4 | 0 | 0 | 0 | 0 |  | HY | WAT |  | 2.2
R1125 | Covanta Niagara, LP | American Ref-Fuel 1 | A | 24010 | Niagara | 063 | 36 | 1993-05-01 | 25 | 19.6 | 19.6 | 16.5 | 15.2 |  | ST | REF |  | 209 | (G)
R1126 | Covanta Niagara, LP | American Ref-Fuel 2 | A | 24010 | Niagara | 063 | 36 | 1993-05-01 | 25 | 19.6 | 19.6 | 16.5 | 15.2 |  | ST | REF
R1127 | CPV Valley, LLC | CPV_VALLEY___CC1 | G | 323721 | Wawayanda | 071 | 36 | 2018-03-01 | 385 | 340 | 380.5 | 333.9 | 377.9 | YES | CC | NG | FO2 | 2038.4
R1128 | CPV Valley, LLC | CPV_VALLEY___CC2 | G | 323722 | Wawayanda | 071 | 36 | 2018-03-01 | 385 | 340 | 380.5 | 337 | 377.5 | YES | CC | NG | FO2 | 2056.3
R1129 | Cricket Valley Energy Center, LLC | CRICKET___VALLEY_CC1 | G | 323756 | Dover | 027 | 36 | 2019-10-29 | 392.3 | 340 | 375.7 | 340 | 375.7 |  | CC | NG |  | 0 | (4) (N)
R1130 | Cricket Valley Energy Center, LLC | CRICKET___VALLEY_CC2 | G | 323757 | Dover | 028 | 36 | 2020-01-03 | 392.3 | 340 | 375.7 | 340 | 375.7 |  | CC | NG |  | 0 | (4) (N)
R1131 | Cricket Valley Energy Center, LLC | CRICKET___VALLEY_CC3 | G | 323758 | Dover | 029 | 36 | 2020-01-17 | 392.3 | 340 | 375.7 | 340 | 375.7 |  | CC | NG |  | 0 | (4) (N)
R1132 | Cubit Power One Inc. | Arthur Kill Cogen | J | 323718 | Staten Island | 085 | 36 | 2018-05-22 | 11.1 | 11.1 | 11.1 | 11.1 | 11.1 |  | IC | NG |  | 28.2
R1133 | Dynegy Marketing and Trade, LLC | Independence | C | 23970 | Scriba | 075 | 36 | 1994-11-01 | 1254 | 956.4 | 1130.9 | 971.2 | 1130.9 |  | CC | NG |  | 5162.1
R1134 | Eagle Creek Hydro Power, LLC | Mongaup 1 | G | 23641 | Forestburg | 105 | 36 | 1923-07-01 | 1 | 0.9 | 0.9 | 1 | 1 |  | HY | WAT |  | 12.8 | (G)
R1135 | Eagle Creek Hydro Power, LLC | Mongaup 2 | G | 23641 | Forestburg | 105 | 36 | 1923-07-01 | 1 | 1 | 1 | 1 | 1 |  | HY | WAT
R1136 | Eagle Creek Hydro Power, LLC | Mongaup 3 | G | 23641 | Forestburg | 105 | 36 | 1923-07-01 | 1 | 1 | 1 | 1 | 1 |  | HY | WAT
R1137 | Eagle Creek Hydro Power, LLC | Mongaup 4 | G | 23641 | Forestburg | 105 | 36 | 1926-01-01 | 1 | 1 | 1 | 1 | 1 |  | HY | WAT
R1138 | Eagle Creek Hydro Power, LLC | Rio | G | 23641 | Glen Spey | 105 | 36 | 1927-12-01 | 10.8 | 10.8 | 10.8 | 10.6 | 10.7 |  | HY | WAT |  | 34.2
R1139 | Eagle Creek Hydro Power, LLC | Swinging Bridge 2 | G | 23641 | Forestburg | 105 | 36 | 1930-02-01 | 7 | 7.9 | 7.9 | 6.9 | 7 |  | HY | WAT |  | 12
R1140 | East Coast Power, LLC | Linden Cogen | J | 23786 | Linden NJ | 039 | 34 | 1992-05-01 | 800 | 790.8 | 924.9 | 790.8 | 827.2 | YES | CC | NG | BUT | 4195.8
R1141 | EDF Renewable Energy | Copenhagen Wind Farm | E | 323753 | Copenhagen | 049 | 36 | 2018-12-01 | 79.9 | 79.9 | 79.9 | 0 | 0 |  | WT | WND |  | 264.6
R1142 | EDP Renewables NA | Arkwright Summit Wind Farm | A | 323751 | Arkwright | 013 | 36 | 2018-09-01 | 78.4 | 78.4 | 78.4 | 0 | 0 |  | WT | WND |  | 256.8
R1143 | Emera Energy Services, Inc | Lockport | A | 23791 | Lockport | 063 | 36 | 1992-07-01 | 221.3 | 225.2 | 261.7 | 207.6 | 232.9 | YES | CC | NG | FO2 | 207.6
R1144 | Emera Energy U.S. Sub. No. 1, Inc. | Greenidge 4 (BTM:NG) | C | 23583 | Torrey | 123 | 36 | 1953-12-01 | 112.5 | 106.3 | 106.3 | 79.1 | 89.7 |  | ST | NG | WD | 55.7 | (10) (E)
R1145 | Emera Energy Services Sub. No. 3 LLC | Fortistar - N.Tonawanda | A | 24026 | N Tonawanda | 029 | 36 | 1993-06-01 | 68.5 | 59 | 75 | 59.3 | 68.5 | YES | CC | NG | FO2 | 17.8
R1146 | Empire Generating Co, LLC | EMPIRE_CC_1 | F | 323656 | Rensselaer | 083 | 36 | 2010-09-02 | 335 | 294.2 | 360.2 | 297.9 | 337.3 | YES | CC | NG | FO2 | 1183.2
R1147 | Empire Generating Co, LLC | EMPIRE_CC_2 | F | 323658 | Rensselaer | 083 | 36 | 2010-09-02 | 335 | 298.2 | 365.1 | 297.9 | 337.3 | YES | CC | NG | FO2 | 1205.6
R1148 | ENGIE Energy Marketing NA, Inc. | Nassau Energy Corporation | K | 323695 | Garden City | 059 | 36 | 1991-03-01 | 55 | 51.6 | 60.1 | 44.2 | 55.9 | YES | CC | NG | FO2 | 346.4
R1149 | Entergy Nuclear Power Marketing LLC | Indian Point 2 | H | 23530 | Buchanan | 119 | 36 | 1973-08-01 | 1299 | 1026.5 | 1026.5 | 1011.5 | 1029.4 |  | NP | UR |  | 8352
R1150 | Entergy Nuclear Power Marketing LLC | Indian Point 3 | H | 23531 | Buchanan | 119 | 36 | 1976-04-01 | 1012 | 1040.4 | 1040.4 | 1036.3 | 1038.3 |  | NP | UR |  | 8342.6
R1151 | Erie Blvd. Hydro - Beaver River | Belfort 1 | E | 24048 | Belfort | 049 | 36 | 1903-01-01 | 0.4 | 0.4 | 0.4 | 0.4 | 0.4 |  | HY | WAT |  | 2.4
R1152 | Erie Blvd. Hydro - Beaver River | Belfort 2 | E | 24048 | Belfort | 049 | 36 | 1915-01-01 | 0.6 | 0.6 | 0.6 | 0.6 | 0.6 |  | HY | WAT |  | 3.7
R1153 | Erie Blvd. Hydro - Beaver River | Belfort 3 | E | 24048 | Belfort | 049 | 36 | 1918-01-01 | 1 | 1 | 1 | 1 | 1 |  | HY | WAT |  | 8.3
R1154 | Erie Blvd. Hydro - Beaver River | Eagle 1 | E | 24048 | Watson | 049 | 36 | 1914-01-01 | 1.3 | 1.2 | 1.2 | 1.3 | 1.3 |  | HY | WAT |  | 4.4
R1155 | Erie Blvd. Hydro - Beaver River | Eagle 2 | E | 24048 | Watson | 049 | 36 | 1915-01-01 | 1.4 | 1.3 | 1.3 | 1.4 | 1.4 |  | HY | WAT |  | 10
R1156 | Erie Blvd. Hydro - Beaver River | Eagle 3 | E | 24048 | Watson | 049 | 36 | 1919-01-01 | 1.4 | 1.3 | 1.3 | 1.4 | 1.4 |  | HY | WAT |  | 8.8
R1157 | Erie Blvd. Hydro - Beaver River | Eagle 4 | E | 24048 | Watson | 049 | 36 | 1925-01-01 | 2.1 | 2 | 2 | 2.1 | 2.1 |  | HY | WAT |  | 15.5
R1158 | Erie Blvd. Hydro - Beaver River | Effley 1 | E | 24048 | Belfort | 049 | 36 | 1902-01-01 | 0.4 | 0.3 | 0.3 | 0.4 | 0.4 |  | HY | WAT |  | 2.5
R1159 | Erie Blvd. Hydro - Beaver River | Effley 2 | E | 24048 | Belfort | 049 | 36 | 1907-01-01 | 0.4 | 0.3 | 0.3 | 0.4 | 0.4 |  | HY | WAT |  | 2
R1160 | Erie Blvd. Hydro - Beaver River | Effley 3 | E | 24048 | Belfort | 049 | 36 | 1910-01-01 | 0.6 | 0.5 | 0.5 | 0.6 | 0.6 |  | HY | WAT |  | 4.5
R1161 | Erie Blvd. Hydro - Beaver River | Effley 4 | E | 24048 | Belfort | 049 | 36 | 1923-01-01 | 1.6 | 1.5 | 1.5 | 1.6 | 1.6 |  | HY | WAT |  | 10.6
R1162 | Erie Blvd. Hydro - Beaver River | Elmer 1 | E | 24048 | Belfort | 049 | 36 | 1916-01-01 | 0.8 | 0.9 | 0.9 | 0.8 | 0.8 |  | HY | WAT |  | 6.7
R1163 | Erie Blvd. Hydro - Beaver River | Elmer 2 | E | 24048 | Belfort | 049 | 36 | 1916-01-01 | 0.8 | 0.9 | 0.9 | 0.8 | 0.8 |  | HY | WAT |  | 6.8
R1164 | Erie Blvd. Hydro - Beaver River | High Falls 1 | E | 24048 | Indian River | 049 | 36 | 1925-01-01 | 1.6 | 1.9 | 1.9 | 1.6 | 1.6 |  | HY | WAT |  | 12.1
R1165 | Erie Blvd. Hydro - Beaver River | High Falls 2 | E | 24048 | Indian River | 049 | 36 | 1925-01-01 | 1.6 | 1.9 | 1.9 | 1.6 | 1.6 |  | HY | WAT |  | 10.4
R1166 | Erie Blvd. Hydro - Beaver River | High Falls 3 | E | 24048 | Indian River | 049 | 36 | 1925-01-01 | 1.6 | 1.9 | 1.9 | 1.6 | 1.6 |  | HY | WAT |  | 15.2
R1167 | Erie Blvd. Hydro - Beaver River | Moshier 1 | E | 24048 | Belfort | 043 | 36 | 1929-01-01 | 4 | 4 | 4 | 4 | 4 |  | HY | WAT |  | 23
R1168 | Erie Blvd. Hydro - Beaver River | Moshier 2 | E | 24048 | Belfort | 043 | 36 | 1929-01-01 | 4 | 4 | 4 | 4 | 4 |  | HY | WAT |  | 23
R1169 | Erie Blvd. Hydro - Beaver River | Soft Maple 1 | E | 24048 | Croghan | 049 | 36 | 1925-01-01 | 7.5 | 8 | 8 | 7.5 | 7.5 |  | HY | WAT |  | 32.4
R1170 | Erie Blvd. Hydro - Beaver River | Soft Maple 2 | E | 24048 | Croghan | 049 | 36 | 1925-01-01 | 7.5 | 8 | 8 | 7.5 | 7.5 |  | HY | WAT |  | 19.6
R1171 | Erie Blvd. Hydro - Beaver River | Taylorville 1 | E | 24048 | Belfort | 049 | 36 | 1913-01-01 | 1.1 | 1 | 1 | 1.1 | 1.1 |  | HY | WAT |  | 8.3
R1172 | Erie Blvd. Hydro - Beaver River | Taylorville 2 | E | 24048 | Belfort | 049 | 36 | 1913-01-01 | 1.1 | 1 | 1 | 1.1 | 1.1 |  | HY | WAT |  | 6.9
R1173 | Erie Blvd. Hydro - Beaver River | Taylorville 3 | E | 24048 | Belfort | 049 | 36 | 1913-01-01 | 1.1 | 1 | 1 | 1.1 | 1.1 |  | HY | WAT |  | 6.9
R1174 | Erie Blvd. Hydro - Beaver River | Taylorville 4 | E | 24048 | Belfort | 049 | 36 | 1927-01-01 | 1.2 | 1.1 | 1.1 | 1.2 | 1.2 |  | HY | WAT |  | 8.5
R1175 | Erie Blvd. Hydro - Black River | Beebee Island 1 | E | 24047 | Watertown | 045 | 36 | 1963-01-01 | 4 | 4.4 | 4.4 | 4 | 4 |  | HY | WAT |  | 20.8
R1176 | Erie Blvd. Hydro - Black River | Beebee Island 2 | E | 24047 | Watertown | 045 | 36 | 1968-01-01 | 4 | 4.4 | 4.4 | 4 | 4 |  | HY | WAT |  | 29.9
R1177 | Erie Blvd. Hydro - Black River | Black River 1 | E | 24047 | Black River | 045 | 36 | 1920-01-01 | 2 | 2.3 | 2.3 | 2 | 2 |  | HY | WAT |  | 12.6
R1178 | Erie Blvd. Hydro - Black River | Black River 2 | E | 24047 | Black River | 045 | 36 | 1920-01-01 | 2 | 2.3 | 2.3 | 2 | 2 |  | HY | WAT |  | 16.2
R1179 | Erie Blvd. Hydro - Black River | Black River 3 | E | 24047 | Black River | 045 | 36 | 1920-01-01 | 2 | 2.3 | 2.3 | 2 | 2 |  | HY | WAT |  | 10
R1180 | Erie Blvd. Hydro - Black River | Deferiet 1 | E | 24047 | Deferiet | 045 | 36 | 1925-01-01 | 3.6 | 3.7 | 3.7 | 3.6 | 3.6 |  | HY | WAT |  | 21.9
R1181 | Erie Blvd. Hydro - Black River | Deferiet 2 | E | 24047 | Deferiet | 045 | 36 | 1925-01-01 | 3.6 | 3.7 | 3.7 | 3.6 | 3.6 |  | HY | WAT |  | 28.2
R1182 | Erie Blvd. Hydro - Black River | Deferiet 3 | E | 24047 | Deferiet | 045 | 36 | 1925-01-01 | 3.6 | 3.7 | 3.7 | 3.6 | 3.6 |  | HY | WAT |  | 20.3
R1183 | Erie Blvd. Hydro - Black River | Herrings 1 | E | 24047 | Herrings | 045 | 36 | 1924-01-01 | 1.8 | 1.8 | 1.8 | 1.8 | 1.8 |  | HY | WAT |  | 8.3
R1184 | Erie Blvd. Hydro - Black River | Herrings 2 | E | 24047 | Herrings | 045 | 36 | 1924-01-01 | 1.8 | 1.8 | 1.8 | 1.8 | 1.8 |  | HY | WAT |  | 11.9
R1185 | Erie Blvd. Hydro - Black River | Herrings 3 | E | 24047 | Herrings | 045 | 36 | 1924-01-01 | 1.8 | 1.8 | 1.8 | 1.8 | 1.8 |  | HY | WAT |  | 8.6
R1186 | Erie Blvd. Hydro - Black River | Kamargo 1 | E | 24047 | Black River | 045 | 36 | 1921-01-01 | 1.8 | 1.8 | 1.8 | 1.8 | 1.8 |  | HY | WAT |  | 8.2
R1187 | Erie Blvd. Hydro - Black River | Kamargo 2 | E | 24047 | Black River | 045 | 36 | 1921-01-01 | 1.8 | 1.8 | 1.8 | 1.8 | 1.8 |  | HY | WAT |  | 9.6
R1188 | Erie Blvd. Hydro - Black River | Kamargo 3 | E | 24047 | Black River | 045 | 36 | 1921-01-01 | 1.8 | 1.8 | 1.8 | 1.8 | 1.8 |  | HY | WAT |  | 5.3
R1189 | Erie Blvd. Hydro - Black River | Sewalls 1 | E | 24047 | Watertown | 045 | 36 | 1925-01-01 | 1 | 1.1 | 1.1 | 1 | 1 |  | HY | WAT |  | 6.4
R1190 | Erie Blvd. Hydro - Black River | Sewalls 2 | E | 24047 | Watertown | 045 | 36 | 1925-01-01 | 1 | 1.1 | 1.1 | 1 | 1 |  | HY | WAT |  | 8.6
R1191 | Erie Blvd. Hydro - East Canada Capital | Beardslee 1 | F | 24051 | Little Falls | 043 | 36 | 1924-01-01 | 10 | 9.5 | 9.5 | 10 | 10 |  | HY | WAT |  | 34.6
R1192 | Erie Blvd. Hydro - East Canada Capital | Beardslee 2 | F | 24051 | Little Falls | 043 | 36 | 1924-01-01 | 10 | 9.5 | 9.5 | 10 | 10 |  | HY | WAT |  | 29.5
R1193 | Erie Blvd. Hydro - East Canada Capital | Ephratah 1 | F | 24051 | Caroga Lake | 035 | 36 | 1920-01-01 | 1.4 | 0.7 | 0.7 | 1.4 | 1.4 |  | HY | WAT |  | 0.5
R1194 | Erie Blvd. Hydro - East Canada Capital | Ephratah 2 | F | 24051 | Caroga Lake | 035 | 36 | 1911-01-01 | 1.2 | 0.6 | 0.6 | 1.2 | 1.2 |  | HY | WAT |  | 7.3
R1195 | Erie Blvd. Hydro - East Canada Capital | Ephratah 3 | F | 24051 | Caroga Lake | 035 | 36 | 1911-01-01 | 1.3 | 0 | 0 | 0 | 0 |  | HY | WAT |  | 5.7
R1196 | Erie Blvd. Hydro - East Canada Capital | Ephratah 4 | F | 24051 | Caroga Lake | 035 | 36 | 1911-01-01 | 1.3 | 0.7 | 0.7 | 1.3 | 1.3 |  | HY | WAT |  | 3
R1197 | Erie Blvd. Hydro - East Canada Mohawk | Inghams 1 | E | 24050 | Little Falls | 043 | 36 | 1912-01-01 | 3.2 | 3.5 | 3.5 | 3.2 | 3.2 |  | HY | WAT |  | 11.7
R1198 | Erie Blvd. Hydro - East Canada Mohawk | Inghams 2 | E | 24050 | Little Falls | 043 | 36 | 1912-01-01 | 3.2 | 3.5 | 3.5 | 3.2 | 3.2 |  | HY | WAT |  | 19.6
R1199 | Erie Blvd. Hydro - Lower Hudson | Johnsonville 1 | F | 24059 | Johnsonville | 083 | 36 | 1909-01-01 | 1.2 | 1.3 | 1.3 | 1.2 | 1.2 |  | HY | WAT |  | 2.9
R1200 | Erie Blvd. Hydro - Lower Hudson | Johnsonville 2 | F | 24059 | Johnsonville | 083 | 36 | 1909-01-01 | 1.2 | 1.3 | 1.3 | 1.2 | 1.2 |  | HY | WAT |  | 3.2
R1201 | Erie Blvd. Hydro - Lower Hudson | Schaghticoke 1 | F | 24059 | Schaghticoke | 083 | 36 | 1908-01-01 | 3.3 | 4.1 | 4.1 | 3.3 | 3.3 |  | HY | WAT |  | 16.9
R1202 | Erie Blvd. Hydro - Lower Hudson | Schaghticoke 2 | F | 24059 | Schaghticoke | 083 | 36 | 1908-01-01 | 3.3 | 4.1 | 4.1 | 3.3 | 3.3 |  | HY | WAT |  | 14.5
R1203 | Erie Blvd. Hydro - Lower Hudson | Schaghticoke 3 | F | 24059 | Schaghticoke | 083 | 36 | 1908-01-01 | 3.3 | 4.1 | 4.1 | 3.3 | 3.3 |  | HY | WAT |  | 15.5
R1204 | Erie Blvd. Hydro - Lower Hudson | Schaghticoke 4 | F | 24059 | Schaghticoke | 083 | 36 | 1908-01-01 | 3.3 | 4.1 | 4.1 | 3.3 | 3.3 |  | HY | WAT |  | 20.4
R1205 | Erie Blvd. Hydro - Lower Hudson | School Street 1 | F | 24059 | Cohoes | 001 | 36 | 1974-01-01 | 7.2 | 6.9 | 6.9 | 7.2 | 7.2 |  | HY | WAT |  | 43.8
R1206 | Erie Blvd. Hydro - Lower Hudson | School Street 2 | F | 24059 | Cohoes | 001 | 36 | 1915-01-01 | 7.2 | 6.9 | 6.9 | 7.2 | 7.2 |  | HY | WAT |  | 34.4
R1207 | Erie Blvd. Hydro - Lower Hudson | School Street 3 | F | 24059 | Cohoes | 001 | 36 | 1915-01-01 | 7.2 | 6.9 | 6.9 | 7.2 | 7.2 |  | HY | WAT |  | 33.6
R1208 | Erie Blvd. Hydro - Lower Hudson | School Street 4 | F | 24059 | Cohoes | 001 | 36 | 1922-01-01 | 7.2 | 6.9 | 6.9 | 7.2 | 7.2 |  | HY | WAT |  | 30
R1209 | Erie Blvd. Hydro - Lower Hudson | School Street 5 | F | 24059 | Cohoes | 001 | 36 | 1924-01-01 | 10 | 9.6 | 9.6 | 10 | 10 |  | HY | WAT |  | 26.9
R1210 | Erie Blvd. Hydro - Lower Hudson | Schuylerville | F | 24059 | Schuylerville | 091 | 36 | 1919-01-01 | 1.2 | 1.5 | 1.5 | 0 | 0 |  | HY | WAT |  | 5.6
R1211 | Erie Blvd. Hydro - Lower Raquette | Colton 1 | E | 24057 | Colton | 089 | 36 | 1962-01-01 | 10 | 10 | 10 | 10 | 10 |  | HY | WAT |  | 70.9
R1212 | Erie Blvd. Hydro - Lower Raquette | Colton 2 | E | 24057 | Colton | 089 | 36 | 1918-01-01 | 10 | 10 | 10 | 10 | 10 |  | HY | WAT |  | 65.8
R1213 | Erie Blvd. Hydro - Lower Raquette | Colton 3 | E | 24057 | Colton | 089 | 36 | 1928-01-01 | 10 | 10 | 10 | 10 | 10 |  | HY | WAT |  | 59
R1214 | Erie Blvd. Hydro - Lower Raquette | East Norfolk | E | 24057 | East Norfolk | 089 | 36 | 1928-01-01 | 3.6 | 4 | 4 | 4 | 4 |  | HY | WAT |  | 22.5
R1215 | Erie Blvd. Hydro - Lower Raquette | Hannawa Falls 1 | E | 24057 | Hannawa Falls | 089 | 36 | 1914-01-01 | 3.6 | 3.7 | 3.7 | 3.7 | 3.7 |  | HY | WAT |  | 26.7
R1216 | Erie Blvd. Hydro - Lower Raquette | Hannawa Falls 2 | E | 24057 | Hannawa Falls | 089 | 36 | 1920-01-01 | 3.6 | 3.7 | 3.7 | 3.7 | 3.7 |  | HY | WAT |  | 26.2
R1217 | Erie Blvd. Hydro - Lower Raquette | Higley 1 | E | 24057 | Colton | 089 | 36 | 1913-01-01 | 1.2 | 1.1 | 1.1 | 1.1 | 1.1 |  | HY | WAT |  | 9.5
R1218 | Erie Blvd. Hydro - Lower Raquette | Higley 2 | E | 24057 | Colton | 089 | 36 | 1913-01-01 | 1.2 | 1.1 | 1.1 | 1.1 | 1.1 |  | HY | WAT |  | 9.2
R1219 | Erie Blvd. Hydro - Lower Raquette | Higley 3 | E | 24057 | Colton | 089 | 36 | 1943-01-01 | 2.1 | 2 | 2 | 2 | 2 |  | HY | WAT |  | 11.1
R1220 | Erie Blvd. Hydro - Lower Raquette | Higley 4 | E | 24057 | Colton | 089 | 36 | 1943-01-01 | 2.1 | 2 | 2 | 2 | 2 |  | HY | WAT |  | 9.5
R1221 | Erie Blvd. Hydro - Lower Raquette | Norfolk | E | 24057 | Norfolk | 089 | 36 | 1928-01-01 | 4.5 | 4.8 | 4.8 | 4.8 | 4.8 |  | HY | WAT |  | 26.9
R1222 | Erie Blvd. Hydro - Lower Raquette | Norwood | E | 24057 | Norwood | 089 | 36 | 1928-01-01 | 2 | 2.2 | 2.2 | 2.2 | 2.2 |  | HY | WAT |  | 10.4
R1223 | Erie Blvd. Hydro - Lower Raquette | Raymondville | E | 24057 | Raymondville | 089 | 36 | 1928-01-01 | 2 | 2.1 | 2.1 | 2.1 | 2.1 |  | HY | WAT |  | 8.9
R1224 | Erie Blvd. Hydro - Lower Raquette | Sugar Island 1 | E | 24057 | Potsdam | 089 | 36 | 1924-01-01 | 2.5 | 2.1 | 2.1 | 2.1 | 2.1 |  | HY | WAT |  | 13.1
R1225 | Erie Blvd. Hydro - Lower Raquette | Sugar Island 2 | E | 24057 | Potsdam | 089 | 36 | 1924-01-01 | 2.5 | 2 | 2 | 2 | 2 |  | HY | WAT |  | 15.2
R1226 | Erie Blvd. Hydro - Lower Raquette | Yaleville 1 | E | 24057 | Norwood | 089 | 36 | 1940-01-01 | 0.5 | 0.2 | 0.2 | 0.2 | 0.2 |  | HY | WAT |  | 1.8
R1227 | Erie Blvd. Hydro - Lower Raquette | Yaleville 2 | E | 24057 | Norwood | 089 | 36 | 1940-01-01 | 0.2 | 0.3 | 0.3 | 0.3 | 0.3 |  | HY | WAT |  | 1.2
R1228 | Erie Blvd. Hydro - North Salmon | Allens Falls | D | 24042 | Allens Falls | 089 | 36 | 1927-01-01 | 4.4 | 5 | 5 | 5 | 5 |  | HY | WAT |  | 27.3
R1229 | Erie Blvd. Hydro - North Salmon | Chasm 1 | D | 24042 | Chateaugay | 033 | 36 | 1913-01-01 | 1 | 1.1 | 1.1 | 1.1 | 1.1 |  | HY | WAT |  | 7.3
R1230 | Erie Blvd. Hydro - North Salmon | Chasm 2 | D | 24042 | Chateaugay | 033 | 36 | 1913-01-01 | 1 | 1.1 | 1.1 | 1.1 | 1.1 |  | HY | WAT |  | 6.4
R1231 | Erie Blvd. Hydro - North Salmon | Chasm 3 | D | 24042 | Chateaugay | 033 | 36 | 1926-01-01 | 1.4 | 1.6 | 1.6 | 1.6 | 1.6 |  | HY | WAT |  | 10.1
R1232 | Erie Blvd. Hydro - North Salmon | Franklin 1 | D | 24042 | Franklin | 033 | 36 | 1911-01-01 | 1.1 | 1.1 | 1.1 | 1.1 | 1.1 |  | HY | WAT |  | 5.5
R1233 | Erie Blvd. Hydro - North Salmon | Franklin 2 | D | 24042 | Franklin | 033 | 36 | 1926-01-01 | 1.1 | 1.1 | 1.1 | 1.1 | 1.1 |  | HY | WAT |  | 6.8
R1234 | Erie Blvd. Hydro - North Salmon | Macomb | D | 24042 | Malone | 033 | 36 | 1940-01-01 | 1 | 1.1 | 1.1 | 1.1 | 1.1 |  | HY | WAT |  | 6.4
R1235 | Erie Blvd. Hydro - North Salmon | Parishville | D | 24042 | Parishville | 089 | 36 | 1925-01-01 | 2.4 | 2.4 | 2.4 | 2.4 | 2.4 |  | HY | WAT |  | 20.3
R1236 | Erie Blvd. Hydro - North Salmon | Piercefield 1 | D | 24042 | Piercefield | 089 | 36 | 1957-01-01 | 1.5 | 1.6 | 1.6 | 1.6 | 1.6 |  | HY | WAT |  | 10.8
R1237 | Erie Blvd. Hydro - North Salmon | Piercefield 2 | D | 24042 | Piercefield | 089 | 36 | 1924-01-01 | 0.6 | 0.6 | 0.6 | 0.6 | 0.6 |  | HY | WAT |  | 4
R1238 | Erie Blvd. Hydro - North Salmon | Piercefield 3 | D | 24042 | Piercefield | 089 | 36 | 1924-01-01 | 0.6 | 0.6 | 0.6 | 0.6 | 0.6 |  | HY | WAT |  | 0.4
R1239 | Erie Blvd. Hydro - NYS Barge | Hydraulic Race | A | 23848 | Lockport | 063 | 36 | 1942-01-01 | 4.7 | 3.1 | 3.1 | 4.7 | 4.7 |  | HY | WAT |  | 7.7
R1240 | Erie Blvd. Hydro - Oak Orchard | Glenwood 1 | B | 24046 | Medina | 073 | 36 | 1950-01-01 | 0.5 | 0.5 | 0.5 | 0.5 | 0.5 |  | HY | WAT |  | 2.3
R1241 | Erie Blvd. Hydro - Oak Orchard | Glenwood 2 | B | 24046 | Medina | 073 | 36 | 1950-01-01 | 0.5 | 0.5 | 0.5 | 0.5 | 0.5 |  | HY | WAT |  | 2
R1242 | Erie Blvd. Hydro - Oak Orchard | Glenwood 3 | B | 24046 | Medina | 073 | 36 | 1950-01-01 | 0.5 | 0.5 | 0.5 | 0.5 | 0.5 |  | HY | WAT |  | 3
R1243 | Erie Blvd. Hydro - Oak Orchard | Oak Orchard | B | 24046 | Waterport | 073 | 36 | 1941-01-01 | 0.4 | 0.3 | 0.3 | 0.4 | 0.4 |  | HY | WAT |  | 0.9
R1244 | Erie Blvd. Hydro - Oak Orchard | Waterport 1 | B | 24046 | Waterport | 073 | 36 | 1941-01-01 | 2.3 | 1.6 | 1.6 | 2.3 | 2.3 |  | HY | WAT |  | 9.1
R1245 | Erie Blvd. Hydro - Oak Orchard | Waterport 2 | B | 24046 | Waterport | 073 | 36 | 1968-01-01 | 2.5 | 1.8 | 1.8 | 2.5 | 2.5 |  | HY | WAT |  | 5.3
R1246 | Erie Blvd. Hydro - Oswegatchie | Browns Falls 1 | E | 24044 | Oswegatchie | 089 | 36 | 1923-01-01 | 7.5 | 8 | 8 | 7.5 | 7.5 |  | HY | WAT |  | 30.9
R1247 | Erie Blvd. Hydro - Oswegatchie | Browns Falls 2 | E | 24044 | Oswegatchie | 089 | 36 | 1923-01-01 | 7.5 | 8 | 8 | 7.5 | 7.5 |  | HY | WAT |  | 34.4
R1248 | Erie Blvd. Hydro - Oswegatchie | Eel Weir 1 | E | 24044 | Heuvelton | 089 | 36 | 1928-01-01 | 0.5 | 0.3 | 0.3 | 0.5 | 0.5 |  | HY | WAT |  | 2.1
R1249 | Erie Blvd. Hydro - Oswegatchie | Eel Weir 2 | E | 24044 | Heuvelton | 089 | 36 | 1938-01-01 | 1.1 | 0.8 | 0.8 | 1.1 | 1.1 |  | HY | WAT |  | 2.8
R1250 | Erie Blvd. Hydro - Oswegatchie | Eel Weir 3 | E | 24044 | Heuvelton | 089 | 36 | 1938-01-01 | 1.1 | 0.8 | 0.8 | 1.1 | 1.1 |  | HY | WAT |  | 3.9
R1251 | Erie Blvd. Hydro - Oswegatchie | Flat Rock 1 | E | 24044 | Flat Rock | 089 | 36 | 1924-01-01 | 3 | 2.6 | 2.6 | 3 | 3 |  | HY | WAT |  | 12.1
R1252 | Erie Blvd. Hydro - Oswegatchie | Flat Rock 2 | E | 24044 | Flat Rock | 089 | 36 | 1924-01-01 | 3 | 2.6 | 2.6 | 3 | 3 |  | HY | WAT |  | 10.1
R1253 | Erie Blvd. Hydro - Oswegatchie | Heuvelton 1 | E | 24044 | Heuvelton | 089 | 36 | 1924-01-01 | 0.5 | 0.4 | 0.4 | 0.5 | 0.5 |  | HY | WAT |  | 2.4
R1254 | Erie Blvd. Hydro - Oswegatchie | Heuvelton 2 | E | 24044 | Heuvelton | 089 | 36 | 1924-01-01 | 0.5 | 0.4 | 0.4 | 0.5 | 0.5 |  | HY | WAT |  | 1.7
R1255 | Erie Blvd. Hydro - Oswegatchie | Lower Newton Falls 1 | E | 24044 | Newton Falls | 089 | 36 | 2002-07-01 | 0.5 | 0.6 | 0.6 | 0.5 | 0.5 |  | HY | WAT |  | 3.5
R1256 | Erie Blvd. Hydro - Oswegatchie | Oswegatchie 1 | E | 24044 | Oswegatchie | 089 | 36 | 1937-01-01 | 0.6 | 1.3 | 1.3 | 0.6 | 0.6 |  | HY | WAT |  | 5.1
R1257 | Erie Blvd. Hydro - Oswegatchie | Oswegatchie 2 | E | 24044 | Oswegatchie | 089 | 36 | 1937-01-01 | 0.2 | 0.5 | 0.5 | 0.2 | 0.2 |  | HY | WAT |  | 2.9
R1258 | Erie Blvd. Hydro - Oswegatchie | South Edwards 1 | E | 24044 | South Edwards | 089 | 36 | 1937-01-01 | 1 | 1.2 | 1.2 | 1 | 1 |  | HY | WAT |  | 8.5
R1259 | Erie Blvd. Hydro - Oswegatchie | South Edwards 2 | E | 24044 | South Edwards | 089 | 36 | 1937-01-01 | 1 | 1.2 | 1.2 | 1 | 1 |  | HY | WAT |  | 7.2
R1260 | Erie Blvd. Hydro - Oswegatchie | South Edwards 3 | E | 24044 | South Edwards | 089 | 36 | 1921-01-01 | 0.7 | 0.8 | 0.8 | 0.7 | 0.7 |  | HY | WAT |  | 5.4
R1261 | Erie Blvd. Hydro - Oswegatchie | South Edwards 4 | E | 24044 | South Edwards | 089 | 36 | 1937-01-01 | 0.2 | 0.2 | 0.2 | 0.2 | 0.2 |  | HY | WAT |  | 1.9
R1262 | Erie Blvd. Hydro - Oswegatchie | Talcville 1 | E | 24044 | Edwards | 089 | 36 | 1986-12-01 | 0.5 | 0.4 | 0.4 | 0.5 | 0.5 |  | HY | WAT |  | 4.4
R1263 | Erie Blvd. Hydro - Oswegatchie | Talcville 2 | E | 24044 | Edwards | 089 | 36 | 1986-12-01 | 0.5 | 0.4 | 0.4 | 0.5 | 0.5 |  | HY | WAT |  | 0.5
R1264 | Erie Blvd. Hydro - Oswegatchie | Upper Newton Falls 2 | E | 24044 | Newton Falls | 089 | 36 | 2002-07-01 | 0.5 | 0.4 | 0.4 | 0.5 | 0.5 |  | HY | WAT |  | 3.4
R1265 | Erie Blvd. Hydro - Oswegatchie | Upper Newton Falls 3 | E | 24044 | Newton Falls | 089 | 36 | 2002-07-01 | 0.5 | 0.4 | 0.4 | 0.5 | 0.5 |  | HY | WAT |  | 3.2
R1266 | Erie Blvd. Hydro - Oswegatchie | Upper Newton Falls 4 | E | 24044 | Newton Falls | 089 | 36 | 2002-07-01 | 0.5 | 0.4 | 0.4 | 0.5 | 0.5 |  | HY | WAT |  | 1.5
R1267 | Erie Blvd. Hydro - Seneca Oswego | Baldwinsville 1 | C | 24041 | Baldwinsville | 067 | 36 | 1927-01-01 | 0.3 | 0.2 | 0.2 | 0.3 | 0.3 |  | HY | WAT |  | 1.5
R1268 | Erie Blvd. Hydro - Seneca Oswego | Baldwinsville 2 | C | 24041 | Baldwinsville | 067 | 36 | 1927-01-01 | 0.3 | 0.2 | 0.2 | 0.3 | 0.3 |  | HY | WAT |  | 1.1
R1269 | Erie Blvd. Hydro - Seneca Oswego | Fulton 1 | C | 24041 | Fulton | 075 | 36 | 1924-01-01 | 0.8 | 0.8 | 0.8 | 0.8 | 0.8 |  | HY | WAT |  | 5
R1270 | Erie Blvd. Hydro - Seneca Oswego | Fulton 2 | C | 24041 | Fulton | 075 | 36 | 1928-01-01 | 0.5 | 0.4 | 0.4 | 0.5 | 0.5 |  | HY | WAT |  | 3.1
R1271 | Erie Blvd. Hydro - Seneca Oswego | Granby 1 | C | 24041 | Granby | 075 | 36 | 1983-05-01 | 5 | 5.1 | 5.1 | 5 | 5 |  | HY | WAT |  | 27.8
R1272 | Erie Blvd. Hydro - Seneca Oswego | Granby 2 | C | 24041 | Granby | 075 | 36 | 1983-05-01 | 5 | 5.1 | 5.1 | 5 | 5 |  | HY | WAT |  | 21.9
R1273 | Erie Blvd. Hydro - Seneca Oswego | Minetto 2 | C | 24041 | Minetto | 075 | 36 | 1915-01-01 | 1.6 | 1.5 | 1.5 | 1.6 | 1.6 |  | HY | WAT |  | 9.3
R1274 | Erie Blvd. Hydro - Seneca Oswego | Minetto 3 | C | 24041 | Minetto | 075 | 36 | 1915-01-01 | 1.6 | 1.5 | 1.5 | 1.6 | 1.6 |  | HY | WAT |  | 8.6
R1275 | Erie Blvd. Hydro - Seneca Oswego | Minetto 4 | C | 24041 | Minetto | 075 | 36 | 1915-01-01 | 1.6 | 1.5 | 1.5 | 1.6 | 1.6 |  | HY | WAT |  | 7.6
R1276 | Erie Blvd. Hydro - Seneca Oswego | Minetto 5 | C | 24041 | Minetto | 075 | 36 | 1975-01-01 | 1.6 | 1.5 | 1.5 | 1.6 | 1.6 |  | HY | WAT |  | 7.2
R1277 | Erie Blvd. Hydro - Seneca Oswego | Minetto 6 | C | 24041 | Minetto | 075 | 36 | 1975-01-01 | 1.6 | 1.5 | 1.5 | 1.6 | 1.6 |  | HY | WAT |  | 5.5
R1278 | Erie Blvd. Hydro - Seneca Oswego | Oswego Falls E 1 | C | 24041 | Oswego | 075 | 36 | 1914-01-01 | 1.5 | 1.5 | 1.5 | 1.5 | 1.5 |  | HY | WAT |  | 10.2
R1279 | Erie Blvd. Hydro - Seneca Oswego | Oswego Falls E 2 | C | 24041 | Oswego | 075 | 36 | 1914-01-01 | 1.5 | 1.5 | 1.5 | 1.5 | 1.5 |  | HY | WAT |  | 11.3
R1280 | Erie Blvd. Hydro - Seneca Oswego | Oswego Falls E 3 | C | 24041 | Oswego | 075 | 36 | 1914-01-01 | 1.5 | 1.5 | 1.5 | 1.5 | 1.5 |  | HY | WAT |  | 11.6
R1281 | Erie Blvd. Hydro - Seneca Oswego | Oswego Falls W 4 | C | 24041 | Oswego | 075 | 36 | 1914-01-01 | 0.9 | 1 | 1 | 0.9 | 0.9 |  | HY | WAT |  | 3.6
R1282 | Erie Blvd. Hydro - Seneca Oswego | Oswego Falls W 5 | C | 24041 | Oswego | 075 | 36 | 1914-01-01 | 0.9 | 1 | 1 | 0.9 | 0.9 |  | HY | WAT |  | 3.6
R1283 | Erie Blvd. Hydro - Seneca Oswego | Oswego Falls W 6 | C | 24041 | Oswego | 075 | 36 | 2007-01-01 | 0.5 | 0.5 | 0.5 | 0.5 | 0.5 |  | HY | WAT |  | 1.9
R1284 | Erie Blvd. Hydro - Seneca Oswego | Oswego Falls W 7 | C | 24041 | Oswego | 075 | 36 | 2007-01-01 | 0.5 | 0.5 | 0.5 | 0.5 | 0.5 |  | HY | WAT |  | 1
R1285 | Erie Blvd. Hydro - Seneca Oswego | Varick 2 | C | 24041 | Oswego | 075 | 36 | 1926-01-01 | 2.2 | 1.9 | 1.9 | 2.2 | 2.2 |  | HY | WAT |  | 10.6
R1286 | Erie Blvd. Hydro - Seneca Oswego | Varick 3 | C | 24041 | Oswego | 075 | 36 | 1926-01-01 | 2.2 | 2.1 | 2.1 | 2.2 | 2.2 |  | HY | WAT |  | 7.5
R1287 | Erie Blvd. Hydro - Seneca Oswego | Varick 4 | C | 24041 | Oswego | 075 | 36 | 1926-01-01 | 2.2 | 1.9 | 1.9 | 2.2 | 2.2 |  | HY | WAT |  | 0
R1288 | Erie Blvd. Hydro - Seneca Oswego | Varick 5 | C | 24041 | Oswego | 075 | 36 | 1926-01-01 | 2.2 | 1.9 | 1.9 | 2.2 | 2.2 |  | HY | WAT |  | 10
R1289 | Erie Blvd. Hydro - South Salmon | Bennetts Bridge 1 | C | 24043 | Altmar | 075 | 36 | 1964-01-01 | 6.4 | 7 | 7 | 6.4 | 6.4 |  | HY | WAT |  | 8.7
R1290 | Erie Blvd. Hydro - South Salmon | Bennetts Bridge 2 | C | 24043 | Altmar | 075 | 36 | 1966-01-01 | 6.4 | 7 | 7 | 6.4 | 6.4 |  | HY | WAT |  | 14.4
R1291 | Erie Blvd. Hydro - South Salmon | Bennetts Bridge 3 | C | 24043 | Altmar | 075 | 36 | 1970-01-01 | 7 | 7.7 | 7.7 | 7 | 7 |  | HY | WAT |  | 36.7
R1292 | Erie Blvd. Hydro - South Salmon | Bennetts Bridge 4 | C | 24043 | Altmar | 075 | 36 | 1970-01-01 | 7 | 7.7 | 7.7 | 7 | 7 |  | HY | WAT |  | 44.8
R1293 | Erie Blvd. Hydro - South Salmon | Lighthouse Hill 1 | C | 24043 | Altmar | 075 | 36 | 1930-01-01 | 3.8 | 4.1 | 4.1 | 3.8 | 3.8 |  | HY | WAT |  | 10.3
R1294 | Erie Blvd. Hydro - South Salmon | Lighthouse Hill 2 | C | 24043 | Altmar | 075 | 36 | 1930-01-01 | 3.8 | 4.1 | 4.1 | 3.8 | 3.8 |  | HY | WAT |  | 15
R1295 | Erie Blvd. Hydro - Upper Hudson | E J West 1 | F | 24058 | Hadley | 091 | 36 | 1930-01-01 | 10 | 11.9 | 11.9 | 10 | 10 |  | HY | WAT |  | 49.6
R1296 | Erie Blvd. Hydro - Upper Hudson | E J West 2 | F | 24058 | Hadley | 091 | 36 | 1930-01-01 | 10 | 11.9 | 11.9 | 10 | 10 |  | HY | WAT |  | 51.7
R1297 | Erie Blvd. Hydro - Upper Hudson | Feeder Dam 1 | F | 24058 | S Glens Falls | 091 | 36 | 1924-01-01 | 1.2 | 0.9 | 0.9 | 1.2 | 1.2 |  | HY | WAT |  | 5.8
R1298 | Erie Blvd. Hydro - Upper Hudson | Feeder Dam 2 | F | 24058 | S Glens Falls | 091 | 36 | 1924-01-01 | 1.2 | 0.9 | 0.9 | 1.2 | 1.2 |  | HY | WAT |  | 3.9
R1299 | Erie Blvd. Hydro - Upper Hudson | Feeder Dam 3 | F | 24058 | S Glens Falls | 091 | 36 | 1924-01-01 | 1.2 | 0.9 | 0.9 | 1.2 | 1.2 |  | HY | WAT |  | 4.6
R1300 | Erie Blvd. Hydro - Upper Hudson | Feeder Dam 4 | F | 24058 | S Glens Falls | 091 | 36 | 1924-01-01 | 1.2 | 0.9 | 0.9 | 1.2 | 1.2 |  | HY | WAT |  | 4.5
R1301 | Erie Blvd. Hydro - Upper Hudson | Feeder Dam 5 | F | 24058 | S Glens Falls | 091 | 36 | 1924-01-01 | 1.2 | 0.9 | 0.9 | 1.2 | 1.2 |  | HY | WAT |  | 6
R1302 | Erie Blvd. Hydro - Upper Hudson | Sherman Island 1 | F | 24058 | Queensbury | 113 | 36 | 2009-03-01 | 8 | 0 | 0 | 0 | 0 |  | HY | WAT |  | 40.7
R1303 | Erie Blvd. Hydro - Upper Hudson | Sherman Island 2 | F | 24058 | Queensbury | 113 | 36 | 1923-01-01 | 7.2 | 8.1 | 8.1 | 7.2 | 7.2 |  | HY | WAT |  | 46.7
R1304 | Erie Blvd. Hydro - Upper Hudson | Sherman Island 3 | F | 24058 | Queensbury | 113 | 36 | 1923-01-01 | 8.7 | 9.7 | 9.7 | 8.7 | 8.7 |  | HY | WAT |  | 51.2
R1305 | Erie Blvd. Hydro - Upper Hudson | Sherman Island 4 | F | 24058 | Queensbury | 113 | 36 | 1923-01-01 | 7.2 | 8.1 | 8.1 | 7.2 | 7.2 |  | HY | WAT |  | 47
R1306 | Erie Blvd. Hydro - Upper Hudson | Sherman Island 5 | F | 24058 | Queensbury | 113 | 36 | 1923-01-01 | 7.2 | 8.1 | 8.1 | 7.2 | 7.2 |  | HY | WAT |  | 34
R1307 | Erie Blvd. Hydro - Upper Hudson | Sherman Island 6 | F | 24058 | Queensbury | 113 | 36 | 2009-02-02 | 1.3 | 0 | 0 | 0 | 0 |  | HY | WAT |  | 9.5
R1308 | Erie Blvd. Hydro - Upper Hudson | Spier Falls 1 | F | 24058 | Moreau | 091 | 36 | 1924-01-01 | 6.8 | 8.4 | 8.4 | 6.8 | 6.8 |  | HY | WAT |  | 64
R1309 | Erie Blvd. Hydro - Upper Hudson | Spier Falls 2 | F | 24058 | Moreau | 091 | 36 | 1930-01-01 | 37.6 | 46.9 | 46.9 | 37.6 | 37.6 |  | HY | WAT |  | 243.6
R1310 | Erie Blvd. Hydro - Upper Hudson | Stewarts Bridge 1 | F | 24058 | Hadley | 091 | 36 | 1952-01-01 | 30 | 35.8 | 35.8 | 30 | 30 |  | HY | WAT |  | 164.7
R1311 | Erie Blvd. Hydro - Upper Hudson | Stewarts Bridge 2 | F | 24058 | Hadley | 091 | 36 | 2013-06-01 | 2.5 | 0 | 0 | 0 | 0 |  | HY | WAT |  | 21.4
R1312 | Erie Blvd. Hydro - Upper Raquette | Blake | E | 24056 | Stark | 089 | 36 | 1957-01-01 | 14.4 | 15.6 | 15.6 | 14.4 | 14.4 |  | HY | WAT |  | 75
R1313 | Erie Blvd. Hydro - Upper Raquette | Five Falls | E | 24056 | Colton | 089 | 36 | 1955-01-01 | 22.5 | 24.4 | 24.4 | 22.5 | 22.5 |  | HY | WAT |  | 123.3
R1314 | Erie Blvd. Hydro - Upper Raquette | Rainbow Falls | E | 24056 | Colton | 089 | 36 | 1956-01-01 | 22.5 | 24.4 | 24.4 | 22.5 | 22.5 |  | HY | WAT |  | 126.1
R1315 | Erie Blvd. Hydro - Upper Raquette | South Colton | E | 24056 | South Colton | 089 | 36 | 1954-01-01 | 19.4 | 20.9 | 20.9 | 19.4 | 19.4 |  | HY | WAT |  | 104.5
R1316 | Erie Blvd. Hydro - Upper Raquette | Stark | E | 24056 | Stark | 089 | 36 | 1957-01-01 | 22.5 | 24.6 | 24.6 | 22.5 | 22.5 |  | HY | WAT |  | 123.5
R1317 | Erie Blvd. Hydro - West Canada | Prospect | E | 24049 | Prospect | 043 | 36 | 1959-01-01 | 17.3 | 21.7 | 21.7 | 17.3 | 17.3 |  | HY | WAT |  | 95
R1318 | Erie Blvd. Hydro - West Canada | Trenton Falls 5 | E | 24049 | Trenton | 065 | 36 | 1919-01-01 | 6.8 | 9.6 | 9.6 | 6.8 | 6.8 |  | HY | WAT |  | 62.7
R1319 | Erie Blvd. Hydro - West Canada | Trenton Falls 6 | E | 24049 | Trenton | 065 | 36 | 1919-01-01 | 6.4 | 9.1 | 9.1 | 6.4 | 6.4 |  | HY | WAT |  | 60.9
R1320 | Erie Blvd. Hydro - West Canada | Trenton Falls 7 | E | 24049 | Trenton | 065 | 36 | 1922-01-01 | 6.4 | 9.1 | 9.1 | 6.4 | 6.4 |  | HY | WAT |  | 49.1
R1321 | Erie Blvd. Hydropower LP | West Delaware Hydro | G | 323627 | Grahamsville | 105 | 36 | 1988-12-01 | 7.5 | 7.5 | 7.5 | 7.5 | 7.5 |  | HY | WAT |  | 21.1
R1322 | Erie Wind, LLC | Erie Wind | A | 323693 | Lackawanna | 029 | 36 | 2012-02-01 | 15 | 0 | 0 | 0 | 0 |  | WT | WND |  | 18.5
R1323 | Exelon Generation Company, LLC | Chaffee | A | 323603 | Chaffee | 029 | 36 | 2007-08-09 | 6.4 | 6.4 | 6.4 | 6.4 | 6.4 |  | IC | MTE |  | 41.2
R1324 | Exelon Generation Company, LLC | High Acres | C | 23767 | Fairport | 117 | 36 | 1991-06-01 | 9.6 | 9.6 | 9.6 | 9.6 | 9.6 |  | IC | MTE |  | 65.5
R1325 | Exelon Generation Company, LLC | James A. FitzPatrick | C | 23598 | Scriba | 075 | 36 | 1975-07-01 | 882 | 858.9 | 858.9 | 848.8 | 853.9 |  | NB | UR |  | 7361.3
R1326 | Exelon Generation Company, LLC | Madison County LF | E | 323628 | Wampsville | 053 | 36 | 2010-03-01 | 1.6 | 1.6 | 1.6 | 1.6 | 1.6 |  | IC | MTE |  | 5
R1327 | Exelon Generation Company, LLC | Mill Seat | B | 323607 | Riga | 055 | 36 | 2007-07-20 | 6.4 | 6.4 | 6.4 | 6.4 | 6.4 |  | IC | MTE |  | 52
R1328 | Exelon Generation Company, LLC | Monroe Livingston (RETIRED) | B | 24207 | Scottsville | 055 | 36 | 1988-11-01 | 2.4 | 2.4 | 2.4 | 0 | 0 |  | IC | MTE |  | 3.8 | (5) (R)
R1329 | Exelon Generation Company, LLC | Oneida-Herkimer LFGE | E | 323681 | Boonville | 065 | 36 | 2012-04-01 | 3.2 | 3.2 | 3.2 | 3.2 | 3.2 |  | IC | MTE |  | 26.2
R1330 | Exelon Generation Company, LLC | Synergy Biogas | B | 323694 | Wyoming | 121 | 36 | 2012-09-01 | 2 | 2 | 2 | 0 | 0 |  | IC | MTE |  | 0.4
R1331 | Flat Rock Windpower II, LLC | Maple Ridge Wind 2 | E | 323611 | Lowville | 049 | 36 | 2007-12-01 | 90.8 | 90.7 | 90.7 | 90.8 | 90.8 |  | WT | WND |  | 200.8
R1332 | Flat Rock Windpower, LLC | Maple Ridge Wind 1 | E | 323574 | Lowville | 049 | 36 | 2006-01-01 | 231 | 231 | 231 | 231 | 231 |  | WT | WND |  | 536.2
R1333 | Freeport Electric | Freeport 1-2 | K | 1660 | Freeport | 059 | 36 | 1949-08-01 | 2.9 | 2 | 2 | 0 | 0 |  | IC | FO2 |  | 0
R1334 | Freeport Electric | Freeport 1-3 | K | 1660 | Freeport | 059 | 36 | 1954-08-01 | 3.1 | 2.1 | 2.1 | 0 | 0 |  | IC | FO2 |  | 0
R1335 | Freeport Electric | Freeport 1-4 | K | 1660 | Freeport | 059 | 36 | 1964-10-01 | 5.1 | 4.4 | 4.4 | 0 | 0 |  | IC | FO2 |  | 0
R1336 | Freeport Electric | Freeport 2-3 | K | 1660 | Freeport | 059 | 36 | 1973-05-01 | 18.1 | 18.1 | 18.1 | 0 | 0 |  | GT | KER |  | 0.2
R1337 | Freeport Electric | Freeport CT 2 | K | 23818 | Freeport | 059 | 36 | 2004-03-01 | 60.5 | 50.3 | 50.3 | 46.1 | 50.8 | YES | GT | NG | KER | 13.2
R1338 | Galt Power Inc. | KCE NY 1 | F | 323755 | Stillwater | 091 | 36 | 2019-03-13 | 20 | 0 | 0 | 0 | 0 |  | ES | BAT |  | 0 | (6) (N)
R1339 | GenOn Energy Management, LLC | Bowline 1 | G | 23526 | West Haverstraw | 087 | 36 | 1972-09-01 | 621 | 577.7 | 577.7 | 579.8 | 593.4 | YES | ST | NG | FO6 | 139.8
R1340 | GenOn Energy Management, LLC | Bowline 2 | G | 23595 | West Haverstraw | 087 | 36 | 1974-05-01 | 621 | 567.4 | 567.4 | 569.1 | 570.1 | YES | ST | NG | FO6 | 147
R1341 | Hardscrabble Wind Power LLC | Hardscrabble Wind | E | 323673 | Fairfield | 043 | 36 | 2011-02-01 | 74 | 74 | 74 | 74 | 74 |  | WT | WND |  | 184.4
R1342 | Helix Ravenswood, LLC | Ravenswood 01 | J | 23729 | Queens | 081 | 36 | 1967-07-01 | 18.6 | 8.8 | 11.5 | 8.1 | 10.1 |  | GT | NG |  | 0.2
R1343 | Helix Ravenswood, LLC | Ravenswood 10 | J | 24258 | Queens | 081 | 36 | 1970-08-01 | 25 | 21.2 | 27 | 16.5 | 24.4 | YES | JE | KER | NG | 1.2
R1344 | Helix Ravenswood, LLC | Ravenswood 11 | J | 24259 | Queens | 081 | 36 | 1970-08-01 | 25 | 20.2 | 25.7 | 16.4 | 22.4 | YES | JE | KER | NG | 1.3
R1345 | Helix Ravenswood, LLC | Ravenswood CC 04 | J | 23820 | Queens | 081 | 36 | 2004-05-01 | 250 | 231.2 | 276.7 | 232.3 | 268.6 | YES | CC | NG | FO2 | 1534.5
R1346 | Helix Ravenswood, LLC | Ravenswood ST 01 | J | 23533 | Queens | 081 | 36 | 1963-02-01 | 400 | 365.1 | 365.1 | 370.8 | 372.8 | YES | ST | FO6 | NG | 245.5
R1347 | Helix Ravenswood, LLC | Ravenswood ST 02 | J | 23534 | Queens | 081 | 36 | 1963-05-01 | 400 | 391.6 | 391.6 | 377.5 | 375.3 | YES | ST | FO6 | NG | 399
R1348 | Helix Ravenswood, LLC | Ravenswood ST 03 | J | 23535 | Queens | 081 | 36 | 1965-06-01 | 1027 | 986.8 | 986.8 | 988.5 | 977.8 | YES | ST | FO6 | NG | 105.7
R1349 | Howard Wind LLC | Howard Wind | C | 323690 | Howard | 101 | 36 | 2011-12-01 | 55.4 | 57.4 | 57.4 | 55.4 | 55.4 |  | WT | WND |  | 129.1
R1350 | Indeck Energy Services of Silver Springs | Indeck-Silver Springs | C | 23768 | Silver Springs | 121 | 36 | 1991-04-01 | 56.6 | 51.5 | 66.1 | 49.8 | 63.1 | YES | CC | NG | FO2 | 43.1
R1351 | Indeck-Corinth LP | Indeck-Corinth | F | 23802 | Corinth | 091 | 36 | 1995-07-01 | 147 | 131.2 | 134 | 131.6 | 135.4 | YES | CC | NG | FO2 | 582.9
R1352 | Indeck-Olean LP | Indeck-Olean | A | 23982 | Olean | 009 | 36 | 1993-12-01 | 90.6 | 79.4 | 88.5 | 77.7 | 87.1 | YES | CC | NG | FO2 | 117.5
R1353 | Indeck-Oswego LP | Indeck-Oswego | C | 23783 | Oswego | 075 | 36 | 1990-05-01 | 57.4 | 51.6 | 66.7 | 49.8 | 59.3 | YES | CC | NG | FO2 | 24.8
R1354 | Indeck-Yerkes LP | Indeck-Yerkes | A | 23781 | Tonawanda | 029 | 36 | 1990-02-01 | 59.9 | 49.7 | 60.5 | 48.7 | 57.8 | YES | CC | NG | FO2 | 25.3
R1355 | Innovative Energy Systems, Inc. | Chautauqua LFGE | A | 323629 | Jamestown | 013 | 36 | 2010-02-12 | 9.6 | 0 | 0 | 0 | 0 |  | IC | MTE |  | 38.5
R1356 | Innovative Energy Systems, Inc. | Clinton LFGE | D | 323618 | Morrisonville | 019 | 36 | 2008-10-01 | 6.4 | 6.4 | 6.4 | 6.4 | 6.4 |  | IC | MTE |  | 31.2
R1357 | Innovative Energy Systems, Inc. | Colonie LFGTE | F | 323577 | Colonie | 001 | 36 | 2006-03-01 | 6.4 | 6.4 | 6.4 | 6.4 | 6.4 |  | IC | MTE |  | 25.3
R1358 | Innovative Energy Systems, Inc. | DANC LFGE | E | 323619 | Watertown | 045 | 36 | 2008-09-08 | 6.4 | 6.4 | 6.4 | 6.4 | 6.4 |  | IC | MTE |  | 35.6
R1359 | Innovative Energy Systems, Inc. | Fulton LFGE | F | 323630 | Johnstown | 035 | 36 | 2010-06-04 | 3.2 | 0 | 0 | 0 | 0 |  | IC | MTE |  | 12.9
R1360 | Innovative Energy Systems, Inc. | Hyland LFGE | B | 323620 | Angelica | 003 | 36 | 2008-09-08 | 4.8 | 4.8 | 4.8 | 4.8 | 4.8 |  | IC | MTE |  | 37
R1361 | Innovative Energy Systems, Inc. | Steuben County LF (RETIRED) | C | 323667 | Bath | 101 | 36 | 2012-08-01 | 3.2 | 3.2 | 3.2 | 0 | 0 |  | IC | MTE |  | 0 | (7) (R)
R1362 | Jamestown Board of Public Utilities | Jamestown 5 | A | 1658 | Jamestown | 013 | 36 | 1951-08-01 | 28.7 | 23 | 23 | 0 | 0 |  | ST | NG |  | 7.5
R1363 | Jamestown Board of Public Utilities | Jamestown 6 | A | 1658 | Jamestown | 013 | 36 | 1968-08-01 | 25 | 22.4 | 22.4 | 0 | 0 |  | ST | NG |  | 25.4
R1364 | Jamestown Board of Public Utilities | Jamestown 7 | A | 1659 | Jamestown | 013 | 36 | 2002-01-01 | 47.3 | 40 | 40 | 39.3 | 45.9 |  | GT | NG |  | 129.7
R1365 | Jericho Rise Wind Farm LLC | Jericho Rise Wind Farm | D | 323719 | Chateaugay | 033 | 36 | 2016-12-01 | 77.7 | 77.7 | 77.7 | 77.7 | 77.7 |  | WT | WND |  | 227.5
R1366 | LI Energy Storage System, LLC | East Hampton Battery Storage | K | 5066 | East Hampton | 103 | 36 | 2018-08-01 | 5 | 5 | 5 | 0 | 0 |  | ES | BAT
R1367 | LI Energy Storage System, LLC | Montauk Battery Storage | K | 5068 | Montauk | 103 | 36 | 2018-10-01 | 5 | 5 | 5 | 0 | 0 |  | ES | BAT
R1368 | Long Island Power Authority | Babylon (RR) | K | 323704 | Babylon | 103 | 36 | 1989-04-01 | 17 | 15.5 | 15.5 | 14.5 | 14.3 |  | ST | REF |  | 115.3
R1369 | Long Island Power Authority | Barrett 03 | K | 23706 | Island Park | 059 | 36 | 1970-06-01 | 18 | 17.9 | 23.4 | 17.7 | 20.2 | YES | GT | NG | FO2 | 2.8
R1370 | Long Island Power Authority | Barrett 04 | K | 23707 | Island Park | 059 | 36 | 1970-07-01 | 18 | 17.7 | 23.1 | 16.8 | 20.5 | YES | GT | NG | FO2 | 4.7
R1371 | Long Island Power Authority | Barrett 05 | K | 23708 | Island Park | 059 | 36 | 1970-07-01 | 18 | 17.8 | 23.3 | 17.6 | 20.1 | YES | GT | NG | FO2 | 2.6
R1372 | Long Island Power Authority | Barrett 06 | K | 23709 | Island Park | 059 | 36 | 1970-07-01 | 18 | 17.8 | 23.3 | 16.4 | 19.9 | YES | GT | NG | FO2 | 2.5
R1373 | Long Island Power Authority | Barrett 08 | K | 23711 | Island Park | 059 | 36 | 1970-07-01 | 18 | 17.3 | 22.6 | 15.1 | 15.2 | YES | GT | NG | FO2 | 1.9
R1374 | Long Island Power Authority | Barrett 09 | K | 23700 | Island Park | 059 | 36 | 1971-06-01 | 41.8 | 43.4 | 55.2 | 41.2 | 49.2 | YES | JE | NG | FO2 | 13
R1375 | Long Island Power Authority | Barrett 10 | K | 23701 | Island Park | 059 | 36 | 1971-06-01 | 41.8 | 42.7 | 54.3 | 40.6 | 50 | YES | JE | NG | FO2 | 11.3
R1376 | Long Island Power Authority | Barrett 11 | K | 23702 | Island Park | 059 | 36 | 1971-06-01 | 41.8 | 43.3 | 55.1 | 40.1 | 50.5 | YES | JE | NG | FO2 | 23.9
R1377 | Long Island Power Authority | Barrett 12 | K | 23703 | Island Park | 059 | 36 | 1971-06-01 | 41.8 | 44 | 56 | 40.9 | 48.7 | YES | JE | NG | FO2 | 17.5
R1378 | Long Island Power Authority | Barrett GT 01 | K | 23704 | Island Park | 059 | 36 | 1970-06-01 | 18 | 18.1 | 23.6 | 17.4 | 20.5 | YES | GT | NG | FO2 | 3.9
R1379 | Long Island Power Authority | Barrett GT 02 | K | 23705 | Island Park | 059 | 36 | 1970-06-01 | 18 | 17.4 | 22.7 | 17.6 | 20.4 | YES | GT | NG | FO2 | 2.5
R1380 | Long Island Power Authority | Barrett ST 01 | K | 23545 | Island Park | 059 | 36 | 1956-11-01 | 188 | 200.2 | 200.2 | 194.2 | 199.5 | YES | ST | NG | FO6 | 861.8
R1381 | Long Island Power Authority | Barrett ST 02 | K | 23546 | Island Park | 059 | 36 | 1963-10-01 | 188 | 197.5 | 197.5 | 178 | 190.5 | YES | ST | NG | FO6 | 475.4
R1382 | Long Island Power Authority | Bethpage 3 | K | 323564 | Hicksville | 059 | 36 | 2005-05-01 | 96 | 79.9 | 91.4 | 76.7 | 79.1 |  | CC | NG |  | 111.1
R1383 | Long Island Power Authority | Caithness_CC_1 | K | 323624 | Brookhaven | 103 | 36 | 2009-08-01 | 375 | 315.6 | 389.8 | 324.3 | 365.7 | YES | CC | NG | FO2 | 2186.1
R1384 | Long Island Power Authority | East Hampton 2 | K | 23722 | E Hampton | 103 | 36 | 1962-12-01 | 2 | 2 | 2 | 2 | 2 |  | IC | FO2 |  | 0.7
R1385 | Long Island Power Authority | East Hampton 3 | K | 23722 | E Hampton | 103 | 36 | 1962-12-01 | 2 | 2 | 2 | 2 | 2 |  | IC | FO2 |  | 0.9
R1386 | Long Island Power Authority | East Hampton 4 | K | 23722 | E Hampton | 103 | 36 | 1962-12-01 | 2 | 2 | 2 | 2 | 2 |  | IC | FO2 |  | 0.9
R1387 | Long Island Power Authority | East Hampton GT 01 | K | 23717 | E Hampton | 103 | 36 | 1970-12-01 | 21.3 | 19.2 | 24.4 | 18.5 | 23.7 |  | JE | FO2 |  | 12
R1388 | Long Island Power Authority | Far Rockaway GT1 | K | 24212 | Far Rockaway | 081 | 36 | 2002-07-01 | 60.5 | 53.5 | 73.1 | 52.8 | 57.9 |  | JE | NG |  | 118.9
R1389 | Long Island Power Authority | Far Rockaway GT2 | K | 23815 | Jamaica Bay | 081 | 36 | 2003-07-02 | 60.5 | 55.4 | 75.7 | 53.9 | 55.7 | YES | JE | NG | FO2 | 8.5
R1390 | Long Island Power Authority | Glenwood GT 01 | K | 23712 | Glenwood | 059 | 36 | 1967-04-01 | 16 | 14.6 | 19.1 | 11.4 | 14.5 |  | GT | FO2 |  | 0.1
R1391 | Long Island Power Authority | Glenwood GT 02 | K | 23688 | Glenwood | 059 | 36 | 1972-06-01 | 55 | 52.7 | 68.8 | 51.1 | 66.3 |  | GT | FO2 |  | 0.3
R1392 | Long Island Power Authority | Glenwood GT 03 | K | 23689 | Glenwood | 059 | 36 | 1972-06-01 | 55 | 54.7 | 71.5 | 54.5 | 67.6 |  | GT | FO2 |  | 0.2
R1393 | Long Island Power Authority | Glenwood GT 04 | K | 24219 | Glenwood | 059 | 36 | 2002-06-01 | 53 | 42.3 | 50 | 42.6 | 47 | YES | GT | NG | FO2 | 39.1
R1394 | Long Island Power Authority | Glenwood GT 05 | K | 24220 | Glenwood | 059 | 36 | 2002-06-01 | 53 | 42 | 49.6 | 42.5 | 47 | YES | GT | NG | FO2 | 40.9
R1395 | Long Island Power Authority | Greenport GT1 | K | 23814 | Greenport | 103 | 36 | 2003-07-02 | 54 | 51.9 | 52.4 | 53.5 | 57.2 |  | JE | FO2 |  | 30.5
R1396 | Long Island Power Authority | Hempstead (RR) | K | 23647 | Hempstead | 059 | 36 | 1989-10-01 | 78.6 | 73.7 | 73.7 | 74.4 | 74.3 |  | ST | REF |  | 542.4
R1397 | Long Island Power Authority | Holtsville 01 | K | 23690 | Holtsville | 103 | 36 | 1974-07-01 | 56.7 | 56.7 | 72.1 | 55.5 | 65.3 |  | JE | FO2 |  | 1.3
R1398 | Long Island Power Authority | Holtsville 02 | K | 23691 | Holtsville | 103 | 36 | 1974-07-01 | 56.7 | 55.3 | 70.3 | 54 | 62.7 |  | JE | FO2 |  | 0.6
R1399 | Long Island Power Authority | Holtsville 03 | K | 23692 | Holtsville | 103 | 36 | 1974-07-01 | 56.7 | 52.1 | 66.3 | 51.4 | 64.3 |  | JE | FO2 |  | 1.7
R1400 | Long Island Power Authority | Holtsville 04 | K | 23693 | Holtsville | 103 | 36 | 1974-07-01 | 56.7 | 52.7 | 67 | 54.3 | 65.1 |  | JE | FO2 |  | 2
R1401 | Long Island Power Authority | Holtsville 05 | K | 23694 | Holtsville | 103 | 36 | 1974-07-01 | 56.7 | 55.3 | 70.3 | 53.5 | 60 |  | JE | FO2 |  | 1.3
R1402 | Long Island Power Authority | Holtsville 06 | K | 23695 | Holtsville | 103 | 36 | 1975-07-01 | 56.7 | 53 | 67.4 | 54 | 65.5 |  | JE | FO2 |  | 2.2
R1403 | Long Island Power Authority | Holtsville 07 | K | 23696 | Holtsville | 103 | 36 | 1975-07-01 | 56.7 | 55.1 | 70.1 | 50.2 | 61.9 |  | JE | FO2 |  | 2.9
R1404 | Long Island Power Authority | Holtsville 08 | K | 23697 | Holtsville | 103 | 36 | 1975-07-01 | 56.7 | 57.4 | 73 | 53.8 | 66.3 |  | JE | FO2 |  | 3.5
R1405 | Long Island Power Authority | Holtsville 09 | K | 23698 | Holtsville | 103 | 36 | 1975-07-01 | 56.7 | 57.5 | 73.1 | 53.9 | 65.5 |  | JE | FO2 |  | 2.1
R1406 | Long Island Power Authority | Holtsville 10 | K | 23699 | Holtsville | 103 | 36 | 1975-07-01 | 56.7 | 55.1 | 70.1 | 49.2 | 62.8 |  | JE | FO2 |  | 2
R1407 | Long Island Power Authority | Huntington (RR) | K | 323705 | Huntington | 103 | 36 | 1991-12-01 | 28 | 24.7 | 24.7 | 24.2 | 24.1 |  | ST | REF |  | 184.5
R1408 | Long Island Power Authority | Islip (RR) | K | 323679 | Ronkonkoma | 103 | 36 | 1990-03-01 | 12.5 | 11.2 | 11.2 | 8.3 | 8 |  | ST | REF |  | 50.4
R1409 | Long Island Power Authority | Long Island Solar Farm | K | 323691 | Upton | 103 | 36 | 2011-11-01 | 31.5 | 31.5 | 31.5 | 31.5 | 31.5 |  | PV | SUN |  | 52.1
R1410 | Long Island Power Authority | Northport 1 | K | 23551 | Northport | 103 | 36 | 1967-07-01 | 387 | 395 | 395 | 397.7 | 396.2 | YES | ST | NG | FO6 | 334.2
R1411 | Long Island Power Authority | Northport 2 | K | 23552 | Northport | 103 | 36 | 1968-06-01 | 387 | 396 | 396 | 398 | 399 | YES | ST | NG | FO6 | 521.1
R1412 | Long Island Power Authority | Northport 3 | K | 23553 | Northport | 103 | 36 | 1972-07-01 | 387 | 399.2 | 399.2 | 398.5 | 394.2 | YES | ST | NG | FO6 | 542.3
R1413 | Long Island Power Authority | Northport 4 | K | 23650 | Northport | 103 | 36 | 1977-12-01 | 387 | 399.2 | 399.2 | 398 | 396.5 | YES | ST | NG | FO6 | 631.6
R1414 | Long Island Power Authority | Northport GT | K | 23718 | Northport | 103 | 36 | 1967-03-01 | 16 | 13.8 | 18 | 11.7 | 15.1 |  | GT | FO2 |  | 0
R1415 | Long Island Power Authority | Oceanside (LF) | K | 5008 | Oceanside | 059 | 36 | 1991-02-01 | 2.1 | 1.1 | 1.1 | 0 | 0 |  | IC | MTE |  | 0
R1416 | Long Island Power Authority | Oyster Bay (LF) | K | 5009 | Bethpage | 059 | 36 | 1986-07-01 | 1.3 | 0 | 0 | 0 | 0 |  | IC | MTE |  | 0
R1417 | Long Island Power Authority | Pilgrim GT1 | K | 24216 | Brentwood | 103 | 36 | 2002-08-01 | 50 | 45.6 | 45.6 | 41.9 | 44.8 |  | GT | NG |  | 32.2
R1418 | Long Island Power Authority | Pilgrim GT2 | K | 24217 | Brentwood | 103 | 36 | 2002-08-01 | 50 | 46.2 | 46.2 | 42.2 | 45.5 |  | GT | NG |  | 28.4
R1419 | Long Island Power Authority | Pinelawn Power 1 | K | 323563 | Babylon | 103 | 36 | 2005-06-01 | 82 | 78 | 78 | 75.5 | 77.2 | YES | CC | NG | KER | 68.8
R1420 | Long Island Power Authority | Port Jefferson 3 | K | 23555 | Port Jefferson | 103 | 36 | 1958-11-01 | 188 | 194.5 | 194.5 | 192 | 189.2 | YES | ST | FO6 | NG | 109.1
R1421 | Long Island Power Authority | Port Jefferson 4 | K | 23616 | Port Jefferson | 103 | 36 | 1960-11-01 | 188 | 198.7 | 198.7 | 193 | 194.7 | YES | ST | FO6 | NG | 164.8
R1422 | Long Island Power Authority | Port Jefferson GT 01 | K | 23713 | Port Jefferson | 103 | 36 | 1966-12-01 | 16 | 14.1 | 18.4 | 12.9 | 16.6 |  | GT | FO2 |  | 0.1
R1423 | Long Island Power Authority | Port Jefferson GT 02 | K | 24210 | Port Jefferson | 103 | 36 | 2002-07-01 | 53 | 44 | 52 | 42.5 | 46.7 | YES | GT | NG | FO2 | 22.5
R1424 | Long Island Power Authority | Port Jefferson GT 03 | K | 24211 | Port Jefferson | 103 | 36 | 2002-07-01 | 53 | 43.1 | 50.9 | 40.1 | 47.1 | YES | GT | NG | FO2 | 21.5
R1425 | Long Island Power Authority | S Hampton 1 | K | 23720 | South Hampton | 103 | 36 | 1963-03-01 | 11.5 | 10.3 | 13.5 | 8.8 | 11.7 |  | GT | FO2 |  | 2.1
R1426 | Long Island Power Authority | Shoreham 1 | K | 23715 | Shoreham | 103 | 36 | 1971-07-01 | 52.9 | 48.9 | 63.9 | 49.1 | 67.3 |  | GT | FO2 |  | 0.7
R1427 | Long Island Power Authority | Shoreham 2 | K | 23716 | Shoreham | 103 | 36 | 1984-04-01 | 18.6 | 18.5 | 23.5 | 15.7 | 21.8 |  | JE | FO2 |  | 0.3
R1428 | Long Island Power Authority | Shoreham GT3 | K | 24213 | Shoreham | 103 | 36 | 2002-08-01 | 50 | 45.4 | 45.4 | 42.9 | 47.2 |  | GT | FO2 |  | 2.4
R1429 | Long Island Power Authority | Shoreham GT4 | K | 24214 | Shoreham | 103 | 36 | 2002-08-01 | 50 | 43.9 | 43.9 | 42 | 47.4 |  | GT | FO2 |  | 2.3
R1430 | Long Island Power Authority | Smithtown (LF) | K | 5010 | Smithtown | 103 | 36 | 1985-12-01 | 1.1 | 0 | 0 | 0 | 0 |  | IC | MTE |  | 0
R1431 | Long Island Power Authority | South Oaks Hosp | K | 5011 | Amityville | 103 | 36 | 1990-06-01 | 1 | 0 | 0 | 0 | 0 |  | IC | NG |  | 0
R1432 | Long Island Power Authority | Southold 1 | K | 23719 | Southold | 103 | 36 | 1964-08-01 | 14 | 12.3 | 16.1 | 9.8 | 13.4 |  | GT | FO2 |  | 1.7
R1433 | Long Island Power Authority | Wading River 1 | K | 23522 | Shoreham | 103 | 36 | 1989-08-01 | 79.5 | 81.2 | 106.1 | 78.2 | 99 |  | GT | FO2 |  | 3.8
R1434 | Long Island Power Authority | Wading River 2 | K | 23547 | Shoreham | 103 | 36 | 1989-08-01 | 79.5 | 81.3 | 106.2 | 78.2 | 98.6 |  | GT | FO2 |  | 3
R1435 | Long Island Power Authority | Wading River 3 | K | 23601 | Shoreham | 103 | 36 | 1989-08-01 | 79.5 | 81.3 | 106.2 | 78.1 | 99.3 |  | GT | FO2 |  | 4
R1436 | Long Island Power Authority | West Babylon 4 | K | 23714 | West Babylon | 103 | 36 | 1971-08-01 | 52.4 | 49 | 64 | 50.2 | 65.4 |  | GT | FO2 |  | 3
R1437 | Long Island Power Authority | Yaphank (LF) | K | 5012 | Yaphank | 103 | 36 | 1983-09-01 | 1.6 | 1.5 | 1.5 | 0 | 0 |  | IC | MTE |  | 0
R1438 | Madison Windpower, LLC | Madison Wind Power | E | 24146 | Madison | 053 | 36 | 2000-09-01 | 11.6 | 11.5 | 11.5 | 11.6 | 11.6 |  | WT | WND |  | 18.8
R1439 | Marble River LLC | Marble River Wind | D | 323696 | Ellenburg | 019 | 36 | 2012-07-01 | 215.2 | 215.2 | 215.2 | 215.2 | 215.2 |  | WT | WND |  | 519.8
R1440 | Marsh Hill Energy LLC | Marsh Hill Wind Farm | C | 323713 | Jasper | 101 | 36 | 2014-12-01 | 16.2 | 0 | 0 | 0 | 0 |  | WT | WND |  | 50.4
R1441 | Model City Energy LLC | Model City Energy | A | 24167 | Lewiston | 063 | 36 | 2001-06-01 | 5.6 | 5.6 | 5.6 | 5.6 | 5.6 |  | IC | MTE |  | 39.1
R1442 | Modern Innovative Energy, LLC | Modern LF | A | 323580 | Lewiston | 063 | 36 | 2006-02-01 | 6.4 | 6.4 | 6.4 | 6.4 | 6.4 |  | IC | MTE |  | 29.9
R1443 | New Athens Generating Company, LLC | Athens 1 | F | 23668 | Athens | 039 | 36 | 2004-05-01 | 407.2 | 316.6 | 399.9 | 319.6 | 392.2 | YES | CC | NG | FO2 | 1149.8
R1444 | New Athens Generating Company, LLC | Athens 2 | F | 23670 | Athens | 039 | 36 | 2004-05-01 | 407.2 | 315.6 | 398.6 | 330.2 | 395.3 | YES | CC | NG | FO2 | 574.9
R1445 | New Athens Generating Company, LLC | Athens 3 | F | 23677 | Athens | 039 | 36 | 2004-05-01 | 407.2 | 312.8 | 395.1 | 327.6 | 392.7 | YES | CC | NG | FO2 | 1192.4
R1446 | New York Power Authority | Ashokan 1 | G | 23654 | Ashokan | 111 | 36 | 1982-11-01 | 2.3 | 1.8 | 1.8 | 2.3 | 2.3 |  | HY | WAT |  | 6.5
R1447 | New York Power Authority | Ashokan 2 | G | 23654 | Ashokan | 111 | 36 | 1982-11-01 | 2.3 | 1.8 | 1.8 | 2.3 | 2.3 |  | HY | WAT |  | 3.8
R1448 | New York Power Authority | Astoria CC 1 | J | 323568 | Queens | 081 | 36 | 2006-01-01 | 288 | 246.2 | 270.2 | 235.4 | 270.2 | YES | CC | NG | FO2 | 2458.9 | (G)
R1449 | New York Power Authority | Astoria CC 2 | J | 323569 | Queens | 081 | 36 | 2006-01-01 | 288 | 246.2 | 270.2 | 235.4 | 270.2 | YES | CC | NG | FO2
R1450 | New York Power Authority | Gilboa 1 | F | 23756 | Gilboa NY | 095 | 36 | 1973-07-01 | 290 | 290.7 | 290.7 | 292.2 | 291 |  | PS | WAT |  | 13.4
R1451 | New York Power Authority | Gilboa 2 | F | 23757 | Gilboa NY | 095 | 36 | 1973-07-01 | 290 | 291.2 | 291.2 | 291.6 | 292.3 |  | PS | WAT |  | 80.4
R1452 | New York Power Authority | Gilboa 3 | F | 23758 | Gilboa NY | 095 | 36 | 1973-07-01 | 290 | 291.7 | 291.7 | 291.4 | 290.8 |  | PS | WAT |  | 81.3
R1453 | New York Power Authority | Gilboa 4 | F | 23759 | Gilboa NY | 095 | 36 | 1973-07-01 | 290 | 291.5 | 291.5 | 291.9 | 291 |  | PS | WAT |  | 59
R1454 | New York Power Authority | Brentwood | K | 24164 | Brentwood | 103 | 36 | 2001-08-01 | 47 | 47.1 | 47.1 | 46 | 46 |  | GT | NG |  | 53.7
R1455 | New York Power Authority | Crescent 1 | F | 24018 | Crescent | 001 | 36 | 1991-07-01 | 2.8 | 3.2 | 3.2 | 2.8 | 2.8 |  | HY | WAT |  | 17.8
R1456 | New York Power Authority | Crescent 2 | F | 24018 | Crescent | 001 | 36 | 1991-07-01 | 2.8 | 3.2 | 3.2 | 2.8 | 2.8 |  | HY | WAT |  | 18
R1457 | New York Power Authority | Crescent 3 | F | 24018 | Crescent | 001 | 36 | 1991-07-01 | 3 | 3.2 | 3.2 | 3 | 3 |  | HY | WAT |  | 18.5
R1458 | New York Power Authority | Crescent 4 | F | 24018 | Crescent | 001 | 36 | 1991-07-01 | 3 | 3.2 | 3.2 | 3 | 3 |  | HY | WAT |  | 18.5
R1459 | New York Power Authority | Flynn | K | 23794 | Holtsville | 103 | 36 | 1994-05-01 | 170 | 135.5 | 168.4 | 137.3 | 162.7 | YES | CC | NG | FO2 | 389.5
R1460 | New York Power Authority | Gowanus 5 | J | 24156 | Brooklyn | 047 | 36 | 2001-08-01 | 47 | 45.4 | 45.4 | 40 | 40 |  | GT | NG |  | 42.9
R1461 | New York Power Authority | Gowanus 6 | J | 24157 | Brooklyn | 047 | 36 | 2001-08-01 | 47 | 46.1 | 46.1 | 39.9 | 39.9 |  | GT | NG |  | 33.8
R1462 | New York Power Authority | Grahamsville | G | 23607 | Grahamsville | 105 | 36 | 1956-12-01 | 18 | 16.3 | 16.3 | 18 | 18 |  | HY | WAT |  | 80.9
R1463 | New York Power Authority | Greenport IC 4 | K | 1652 | Greenport | 103 | 36 | 1957-06-06 | 1.2 | 1.7 | 1.7 | 0 | 0 |  | IC | FO2 |  | 0
R1464 | New York Power Authority | Greenport IC 5 | K | 1652 | Greenport | 103 | 36 | 1965-07-08 | 1.8 | 1.7 | 1.7 | 0 | 0 |  | IC | FO2 |  | 0
R1465 | New York Power Authority | Greenport IC 6 | K | 1652 | Greenport | 103 | 36 | 1971-09-17 | 3.8 | 2.7 | 2.7 | 0 | 0 |  | IC | FO2 |  | 0
R1466 | New York Power Authority | Harlem River 1 | J | 24160 | Bronx | 005 | 36 | 2001-08-01 | 47 | 46 | 46 | 39.9 | 39.9 |  | GT | NG |  | 17.4
R1467 | New York Power Authority | Harlem River 2 | J | 24161 | Bronx | 005 | 36 | 2001-08-01 | 47 | 45.2 | 45.2 | 40 | 40 |  | GT | NG |  | 11.4
R1468 | New York Power Authority | Hellgate 1 | J | 24158 | Bronx | 005 | 36 | 2001-08-01 | 47 | 45 | 45 | 39.9 | 39.9 |  | GT | NG |  | 17.2
R1469 | New York Power Authority | Hellgate 2 | J | 24159 | Bronx | 005 | 36 | 2001-08-01 | 47 | 45 | 45 | 40 | 40 |  | GT | NG |  | 11.4
R1470 | New York Power Authority | Jarvis 1 | E | 23743 | Hinckley | 065 | 36 | 1991-07-01 | 4.5 | 4.5 | 4.5 | 4.5 | 4.5 |  | HY | WAT |  | 19.7
R1471 | New York Power Authority | Jarvis 2 | E | 23743 | Hinckley | 065 | 36 | 1991-07-01 | 4.5 | 4.5 | 4.5 | 4.5 | 4.5 |  | HY | WAT |  | 21.2
R1472 | New York Power Authority | Kent | J | 24152 | Brooklyn | 047 | 36 | 2001-08-01 | 47 | 46.9 | 46.9 | 45.7 | 46 |  | GT | NG |  | 31.8
R1473 | New York Power Authority | Lewiston PS (Fleet) | A | 23760 | Niagara Falls | 063 | 36 | 1961-01-01 | 240 | 240 | 240 | 240 | 240 |  | PS | WAT |  | 348.9
R1474 | New York Power Authority | Moses Niagara (Fleet) | A | 23760 | Niagara Falls | 063 | 36 | 1961-01-01 | 2860 | 2460 | 2460 | 2435 | 2435 |  | HY | WAT |  | 16400.8
R1475 | New York Power Authority | Neversink | G | 23608 | Grahamsville | 105 | 36 | 1953-12-01 | 25 | 22 | 22 | 25 | 25 |  | HY | WAT |  | 17.6
R1476 | New York Power Authority | Pouch | J | 24155 | Staten Island | 085 | 36 | 2001-08-01 | 47 | 47.1 | 47.1 | 45.3 | 46 |  | GT | NG |  | 49.9
R1477 | New York Power Authority | St Lawrence - FDR (Fleet) | D | 23600 | Massena | 089 | 36 | 1958-07-01 | 1088 | 856 | 856 | 856 | 810 |  | HY | WAT |  | 7709.3
R1478 | New York Power Authority | Vernon Blvd 2 | J | 24162 | Queens | 081 | 36 | 2001-08-01 | 47 | 46.2 | 46.2 | 40 | 40 |  | GT | NG |  | 21.8
R1479 | New York Power Authority | Vernon Blvd 3 | J | 24163 | Queens | 081 | 36 | 2001-08-01 | 47 | 43.8 | 43.8 | 39.6 | 39.9 |  | GT | NG |  | 13.8
R1480 | New York Power Authority | Vischer Ferry 1 | F | 24020 | Vischer Ferry | 091 | 36 | 1991-07-01 | 2.8 | 3.2 | 3.2 | 2.8 | 2.9 |  | HY | WAT |  | 15.3
R1481 | New York Power Authority | Vischer Ferry 2 | F | 24020 | Vischer Ferry | 091 | 36 | 1991-07-01 | 2.8 | 3.2 | 3.2 | 2.8 | 2.9 |  | HY | WAT |  | 16.4
R1482 | New York Power Authority | Vischer Ferry 3 | F | 24020 | Vischer Ferry | 091 | 36 | 1991-07-01 | 3 | 3.2 | 3.2 | 3 | 2.9 |  | HY | WAT |  | 17.8
R1483 | New York Power Authority | Vischer Ferry 4 | F | 24020 | Vischer Ferry | 091 | 36 | 1991-07-01 | 3 | 3.2 | 3.2 | 3 | 2.9 |  | HY | WAT |  | 16.1
R1484 | New York State Elec. & Gas Corp. | AA Dairy | C | 5013 | Ithaca | 109 | 36 | 1998-06-01 | 0.1 | 0 | 0 | 0 | 0 |  | IC | MTE |  | 0
R1485 | New York State Elec. & Gas Corp. | Alice Falls 1 | D | 23915 | Ausable | 019 | 36 | 1991-11-01 | 1.5 | 1.6 | 1.6 | 0 | 0 |  | HY | WAT |  | 0
R1486 | New York State Elec. & Gas Corp. | Alice Falls 2 | D | 23915 | Ausable | 019 | 36 | 1991-11-01 | 0.6 | 0.6 | 0.6 | 0 | 0 |  | HY | WAT |  | 0
R1487 | New York State Elec. & Gas Corp. | Allegheny 8 | C | 23528 | Kittanning PA | 005 | 42 | 1990-10-01 | 16 | 14.7 | 14.7 | 16 | 16 |  | HY | WAT |  | 101.3
R1488 | New York State Elec. & Gas Corp. | Allegheny 9 | C | 23528 | Kittanning PA | 005 | 42 | 1990-10-01 | 22 | 20.2 | 20.2 | 22 | 22 |  | HY | WAT |  | 123
R1489 | New York State Elec. & Gas Corp. | Auburn - Mill St. | C | 5014 | Auburn | 011 | 36 | 1981-10-01 | 0.4 | 0 | 0 | 0 | 0 |  | HY | WAT |  | 0
R1490 | New York State Elec. & Gas Corp. | Auburn - No. Div.St | C | 5015 | Auburn | 011 | 36 | 1992-12-01 | 0.8 | 0 | 0 | 0 | 0 |  | HY | WAT |  | 0
R1491 | New York State Elec. & Gas Corp. | Auburn - State St. (RETIRED) | C | 24147 | Auburn | 011 | 36 | 1995-01-01 | 7.4 | 5.8 | 8.2 | 0 | 0 |  | GT | NG |  | 0 | (8) (R)
R1492 | New York State Elec. & Gas Corp. | Broome LFGE | C | 323600 | Binghamton | 007 | 36 | 2007-09-01 | 2.4 | 2.1 | 2.1 | 2.1 | 2.1 |  | IC | MTE |  | 2.5
R1493 | New York State Elec. & Gas Corp. | Cadyville 1 | D | 23628 | Schuyler Falls | 019 | 36 | 1921-08-01 | 1.2 | 1 | 1 | 1.2 | 1.2 |  | HY | WAT |  | 0
R1494 | New York State Elec. & Gas Corp. | Cadyville 2 | D | 23628 | Schuyler Falls | 019 | 36 | 1921-08-01 | 1.2 | 1 | 1 | 1.2 | 1.2 |  | HY | WAT |  | 5.8
R1495 | New York State Elec. & Gas Corp. | Cadyville 3 | D | 23628 | Schuyler Falls | 019 | 36 | 1986-09-01 | 3.1 | 2.7 | 2.7 | 3.1 | 3.1 |  | HY | WAT |  | 16.5
R1496 | New York State Elec. & Gas Corp. | Chasm Falls Hydro | D | 5016 | Chateaugay | 033 | 36 | 1982-03-01 | 1.6 | 0 | 0 | 0 | 0 |  | HY | WAT |  | 0
R1497 | New York State Elec. & Gas Corp. | Croton Falls Hydro | I | 5017 | North Salem | 119 | 36 | 1987-01-01 | 0.2 | 0 | 0 | 0 | 0 |  | HY | WAT |  | 0
R1498 | New York State Elec. & Gas Corp. | Harris Lake | D | 5018 | Newcomb | 031 | 36 | 1967-08-01 | 1.7 | 0 | 0 | 0 | 0 |  | IC | FO2 |  | 0
R1499 | New York State Elec. & Gas Corp. | High Falls 1 | D | 23628 | Saranac | 019 | 36 | 1948-08-01 | 4 | 4.3 | 4.3 | 4 | 4 |  | HY | WAT |  | 42.9
R1500 | New York State Elec. & Gas Corp. | High Falls 2 | D | 23628 | Saranac | 019 | 36 | 1949-08-01 | 4 | 4.3 | 4.3 | 4 | 4 |  | HY | WAT |  | 0
R1501 | New York State Elec. & Gas Corp. | High Falls 3 | D | 23628 | Saranac | 019 | 36 | 1956-08-01 | 7 | 8.2 | 8.2 | 7 | 7 |  | HY | WAT |  | 0
R1502 | New York State Elec. & Gas Corp. | Kent Falls 1 | D | 23628 | Schuyler Falls | 019 | 36 | 1928-08-01 | 3.6 | 3 | 3 | 3.6 | 3.6 |  | HY | WAT |  | 4.4
R1503 | New York State Elec. & Gas Corp. | Kent Falls 2 | D | 23628 | Schuyler Falls | 019 | 36 | 1928-08-01 | 3.6 | 3 | 3 | 3.6 | 3.6 |  | HY | WAT |  | 0
R1504 | New York State Elec. & Gas Corp. | Kent Falls 3 | D | 23628 | Schuyler Falls | 019 | 36 | 1985-07-01 | 6.4 | 6 | 6 | 6.4 | 6.4 |  | HY | WAT |  | 13.5
R1505 | New York State Elec. & Gas Corp. | Lower Saranac 1 | D | 23913 | Schuyler Falls | 019 | 36 | 1990-10-01 | 3.2 | 3.5 | 3.5 | 0 | 0 |  | HY | WAT |  | 0
R1506 | New York State Elec. & Gas Corp. | Lower Saranac 2 | D | 23913 | Schuyler Falls | 019 | 36 | 1990-10-01 | 3.2 | 3.5 | 3.5 | 0 | 0 |  | HY | WAT |  | 0
R1507 | New York State Elec. & Gas Corp. | Lower Saranac 3 | D | 23913 | Schuyler Falls | 019 | 36 | 1990-10-01 | 0.3 | 2.9 | 2.9 | 0 | 0 |  | HY | WAT |  | 0
R1508 | New York State Elec. & Gas Corp. | Mechanicville 1 | F | 23645 | Stillwater | 091 | 36 | 1983-09-01 | 9.2 | 10 | 10 | 9.2 | 9.2 |  | HY | WAT |  | 37.5
R1509 | New York State Elec. & Gas Corp. | Mechanicville 2 | F | 23645 | Stillwater | 091 | 36 | 1983-09-01 | 9.3 | 10 | 10 | 9.3 | 9.3 |  | HY | WAT |  | 2.7
R1510 | New York State Elec. & Gas Corp. | Mill C 1 | D | 23628 | Plattsburgh | 019 | 36 | 1944-08-01 | 1 | 0.9 | 0.9 | 1 | 1 |  | HY | WAT |  | 0
R1511 | New York State Elec. & Gas Corp. | Mill C 2 | D | 23628 | Plattsburgh | 019 | 36 | 1943-08-01 | 1.2 | 1.2 | 1.2 | 1.2 | 1.2 |  | HY | WAT |  | 4.4
R1512 | New York State Elec. & Gas Corp. | Mill C 3 | D | 23628 | Plattsburgh | 019 | 36 | 1984-11-01 | 3.8 | 3.7 | 3.7 | 3.8 | 3.8 |  | HY | WAT |  | 22.4
R1513 | New York State Elec. & Gas Corp. | Montville Falls | C | 5019 | Moravia | 011 | 36 | 1992-08-01 | 0.2 | 0 | 0 | 0 | 0 |  | HY | WAT |  | 0
R1514 | New York State Elec. & Gas Corp. | Rainbow Falls 1 | D | 23628 | Ausable | 019 | 36 | 1926-08-01 | 1.3 | 1.5 | 1.5 | 1.3 | 1.3 |  | HY | WAT |  | 0.7
R1515 | New York State Elec. & Gas Corp. | Rainbow Falls 2 | D | 23628 | Ausable | 019 | 36 | 1927-08-01 | 1.3 | 1.5 | 1.5 | 1.3 | 1.3 |  | HY | WAT |  | 0.1
R1516 | New York State Elec. & Gas Corp. | Waterloo 2 | C | 5020 | Waterloo | 099 | 36 | 1998-06-01 | 0.5 | 0 | 0 | 0 | 0 |  | HY | WAT |  | 0
R1517 | New York State Elec. & Gas Corp. | Waterloo 3 | C | 5021 | Waterloo | 099 | 36 | 1998-06-01 | 0.5 | 0 | 0 | 0 | 0 |  | HY | WAT |  | 0
R1518 | New York State Elec. & Gas Corp. | Waterloo 4 | C | 5022 | Waterloo | 099 | 36 | 1998-06-01 | 0.5 | 0 | 0 | 0 | 0 |  | HY | WAT |  | 0
R1519 | Niagara Mohawk Power Corp. | Boralex - Hudson Falls | F | 24011 | Hudson Falls | 115 | 36 | 1995-10-01 | 44 | 43.7 | 43.7 | 0 | 0 |  | HY | WAT |  | 257.3
R1520 | Niagara Mohawk Power Corp. | Boralex - South Glens Falls | F | 24028 | Moreau | 091 | 36 | 1994-12-01 | 13.8 | 14.8 | 14.8 | 0 | 0 |  | HY | WAT |  | 97.7
R1521 | Niagara Mohawk Power Corp. | CHI-LaChute | F | 1654 | Ticonderoga | 031 | 36 | 1987-12-01 | 9 | 8.9 | 8.9 | 0 | 0 |  | HY | WAT |  | 43.3
R1522 | Niagara Mohawk Power Corp. | Fortis - Dolgeville | E | 23807 | Dolgeville | 043 | 36 | 1985-07-01 | 5 | 6.3 | 6.3 | 0 | 0 |  | HY | WAT |  | 0
R1523 | Niagara Mohawk Power Corp. | Fortis Energy - Philadelphia | E | 1656 | Philadelphia | 045 | 36 | 1986-08-01 | 3.6 | 3.2 | 3.2 | 0 | 0 |  | HY | WAT |  | 14.8
R1524 | Niagara Mohawk Power Corp. | Fortis Energy - Moose River | E | 24016 | Lyonsdale | 049 | 36 | 1987-09-01 | 12.6 | 12 | 12 | 0 | 0 |  | HY | WAT |  | 60.4
R1525 | Niagara Mohawk Power Corp. | General Mills Inc | A | 23808 | Buffalo | 029 | 36 | 1988-12-01 | 3.8 | 3.8 | 3.8 | 0 | 0 |  | GT | NG |  | 0
R1526 | Niagara Mohawk Power Corp. | International Paper - Curtis | F | 1655 | Corinth | 091 | 36 | 1986-01-01 | 9.8 | 30.8 | 30.8 | 0 | 0 |  | HY | WAT |  | 409.1 | (G)
R1527 | Niagara Mohawk Power Corp. | International Paper - Palmer | F | 1655 | Corinth | 091 | 36 | 1986-01-01 | 49.2 | 30.8 | 30.8 | 0 | 0 |  | HY | WAT
R1528 | Niagara Mohawk Power Corp. | Little Falls Hydro | E | 24013 | Little Falls | 043 | 36 | 1987-01-01 | 13 | 12.6 | 12.6 | 0 | 0 |  | HY | WAT |  | 68.1
R1529 | Niagara Mohawk Power Corp. | Onondaga County | C | 23987 | North Syracuse | 067 | 36 | 1994-12-01 | 39.5 | 32.6 | 32.6 | 0 | 0 |  | ST | REF |  | 223
R1530 | Niagara Mohawk Power Corp. | Pyrites Assoc. | E | 24023 | Canton | 089 | 36 | 1985-12-01 | 8.2 | 7.5 | 7.5 | 0 | 0 |  | HY | WAT |  | 30
R1531 | Niagara Mohawk Power Corp. | Adams Hydro | E | 23633 | Adams | 045 | 36 | 1987-11-01 | 0.2 | 0 | 0 | 0 | 0 |  | HY | WAT |  | 0
R1532 | Niagara Mohawk Power Corp. | Algon.-Herkimer | E | 23633 | Herkimer | 043 | 36 | 1987-12-01 | 1.6 | 0 | 0 | 0 | 0 |  | HY | WAT |  | 0
R1533 | Niagara Mohawk Power Corp. | Algon.-Otter Creek | E | 23633 | Greig | 049 | 36 | 1986-11-01 | 0.5 | 0 | 0 | 0 | 0 |  | HY | WAT |  | 0
R1534 | Niagara Mohawk Power Corp. | Allied Frozen Storage | A | 23774 | Cheektowaga | 029 | 36 | 2008-05-01 | 0.1 | 0 | 0 | 0 | 0 |  | IC | NG |  | 0
R1535 | Niagara Mohawk Power Corp. | Azure Mountain | D | 24055 | St. Regis Falls | 033 | 36 | 1993-08-01 | 0.6 | 0 | 0 | 0 | 0 |  | HY | WAT |  | 2.7
R1536 | Niagara Mohawk Power Corp. | Beaver Falls #1 | E | 23633 | Beaver Falls | 049 | 36 | 1986-01-01 | 1.5 | 0 | 0 | 0 | 0 |  | HY | WAT |  | 5.8
R1537 | Niagara Mohawk Power Corp. | Beaver Falls #2 | E | 23633 | Beaver Falls | 049 | 36 | 1986-01-01 | 1 | 0 | 0 | 0 | 0 |  | HY | WAT |  | 10.1
R1538 | Niagara Mohawk Power Corp. | Bellows Towers | D | 24055 | Malone | 033 | 36 | 1987-06-01 | 0.2 | 0 | 0 | 0 | 0 |  | HY | WAT |  | 0
R1539 | Niagara Mohawk Power Corp. | Black River Hyd#1 - Rock Isl. | E | 23633 | Port Leyden | 049 | 36 | 1984-07-01 | 1.9 | 0 | 0 | 0 | 0 |  | HY | WAT |  | 3.6
R1540 | Niagara Mohawk Power Corp. | Black River Hyd#2 - Denley | E | 23633 | Port Leyden | 049 | 36 | 1985-12-01 | 1.6 | 0 | 0 | 0 | 0 |  | HY | WAT |  | 1.3
R1541 | Niagara Mohawk Power Corp. | Black River Hyd#3 - Pt. Leyden | E | 23633 | Port Leyden | 049 | 36 | 1984-07-01 | 2.2 | 0 | 0 | 0 | 0 |  | HY | WAT |  | 15
R1542 | Niagara Mohawk Power Corp. | Boralex - Middle Falls | F | 23643 | Easton | 115 | 36 | 1989-12-01 | 2.2 | 0 | 0 | 0 | 0 |  | HY | WAT |  | 13.2
R1543 | Niagara Mohawk Power Corp. | Burrstone Engy Center, LLC LU | E | 23633 | Utica | 065 | 36 | 2009-11-01 | 1.1 | 0 | 0 | 0 | 0 |  | IC | NG |  | 0.2
R1544 | Niagara Mohawk Power Corp. | Burrstone Engy Center, LLC U | E | 23633 | Utica | 065 | 36 | 2009-11-01 | 2.2 | 0 | 0 | 0 | 0 |  | IC | NG |  | 0
R1545 | Niagara Mohawk Power Corp. | Burt Dam Hydro | A | 23774 | Burt | 063 | 36 | 1987-12-01 | 0.6 | 0 | 0 | 0 | 0 |  | HY | WAT |  | 0
R1546 | Niagara Mohawk Power Corp. | C.H.I. (Dexter) Hydro | E | 23633 | Dexter | 045 | 36 | 1988-01-01 | 4.2 | 0 | 0 | 0 | 0 |  | HY | WAT |  | 14.8
R1547 | Niagara Mohawk Power Corp. | C.H.I. (Diamond Is) | E | 23633 | Watertown | 045 | 36 | 1986-01-01 | 1.2 | 0 | 0 | 0 | 0 |  | HY | WAT |  | 4.5
R1548 | Niagara Mohawk Power Corp. | C.H.I. (Fowler) | E | 23633 | Fowler | 049 | 36 | 1986-01-01 | 0.6 | 0 | 0 | 0 | 0 |  | HY | WAT |  | 4.3
R1549 | Niagara Mohawk Power Corp. | C.H.I. (Hailsboro #3) | E | 23633 | Hailsboro | 089 | 36 | 1986-01-01 | 0.8 | 0 | 0 | 0 | 0 |  | HY | WAT |  | 4.4
R1550 | Niagara Mohawk Power Corp. | C.H.I. (Hailsboro #4) | E | 23633 | Hailsboro | 089 | 36 | 1986-01-01 | 1.4 | 0 | 0 | 0 | 0 |  | HY | WAT |  | 11.8
R1551 | Niagara Mohawk Power Corp. | C.H.I. (Hailsboro #6) | E | 23633 | Hailsboro | 089 | 36 | 1986-01-01 | 0.8 | 0 | 0 | 0 | 0 |  | HY | WAT |  | 4.3
R1552 | Niagara Mohawk Power Corp. | C.H.I. (Theresa) | E | 23633 | Theresa | 089 | 36 | 1986-01-01 | 1.3 | 0 | 0 | 0 | 0 |  | HY | WAT |  | 6.2
R1553 | Niagara Mohawk Power Corp. | Cal Ban Power | A | 23774 | Allegany | 003 | 36 | 1995-06-01 | 0.1 | 0 | 0 | 0 | 0 |  | IC | NG |  | 0
R1554 | Niagara Mohawk Power Corp. | Cellu-Tissue Corp - Natural Dam | E | 23633 | Gouverneur | 089 | 36 | 1986-01-01 | 1 | 0 | 0 | 0 | 0 |  | HY | WAT |  | 0
R1555 | Niagara Mohawk Power Corp. | Champlain Spinner | F | 23643 | Whitehall | 031 | 36 | 1992-07-01 | 0.4 | 0 | 0 | 0 | 0 |  | HY | WAT |  | 0.6
R1556 | Niagara Mohawk Power Corp. | Chittenden Falls | F | 23643 | Stuyvesant | 021 | 36 | 1995-12-01 | 0.6 | 0 | 0 | 0 | 0 |  | HY | WAT |  | 0
R1557 | Niagara Mohawk Power Corp. | Christine Falls Hydro | F | 23643 | Wells | 041 | 36 | 1987-12-01 | 0.9 | 0 | 0 | 0 | 0 |  | HY | WAT |  | 0
R1558 | Niagara Mohawk Power Corp. | City of Oswego (High Dam) | C | 23634 | Oswego | 075 | 36 | 1994-02-01 | 11.9 | 0 | 0 | 0 | 0 |  | HY | WAT |  | 43.6
R1559 | Niagara Mohawk Power Corp. | City of Utica - Sand Road | E | 23633 | Utica | 065 | 36 | 1993-05-01 | 0.2 | 0 | 0 | 0 | 0 |  | HY | WAT |  | 1.6
R1560 | Niagara Mohawk Power Corp. | City of Utica -Trenton Falls | E | 23633 | Utica | 065 | 36 | 1993-02-01 | 0.2 | 0 | 0 | 0 | 0 |  | HY | WAT |  | 0.7
R1561 | Niagara Mohawk Power Corp. | City of Watertown | E | 23633 | Watertown | 045 | 36 | 1986-01-01 | 8.1 | 0 | 0 | 0 | 0 |  | HY | WAT |  | 13.5
R1562 | Niagara Mohawk Power Corp. | City of Watervliet Hydro | F | 23643 | Guilderland | 001 | 36 | 1986-01-01 | 1.5 | 0 | 0 | 0 | 0 |  | HY | WAT |  | 2.5
R1563 | Niagara Mohawk Power Corp. | Cons. HY-Victory | F | 23643 | Victory Falls | 091 | 36 | 1986-12-01 | 1.7 | 0 | 0 | 0 | 0 |  | HY | WAT |  | 0.5
R1564 | Niagara Mohawk Power Corp. | Copenhagen Assoc. | E | 23633 | Copenhagen | 049 | 36 | 1986-01-01 | 3.3 | 0 | 0 | 0 | 0 |  | HY | WAT |  | 4
R1565 | Niagara Mohawk Power Corp. | Cottrell Paper | F | 23643 | Rock City Falls | 091 | 36 | 1987-01-01 | 0.3 | 0 | 0 | 0 | 0 |  | HY | WAT |  | 0
R1566 | Niagara Mohawk Power Corp. | Cranberry Lake | E | 23633 | Cranberry Lake | 049 | 36 | 1987-12-01 | 0.5 | 0 | 0 | 0 | 0 |  | HY | WAT |  | 1.7
R1567 | Niagara Mohawk Power Corp. | Edison Hydro Electric | F | 23643 | Stottville | 021 | 36 | 2009-11-01 | 0.3 | 0 | 0 | 0 | 0 |  | HY | WAT |  | 0.6
R1568 | Niagara Mohawk Power Corp. | Empire Hydro Partners | E | 23633 | Port Leyden | 049 | 36 | 1984-11-01 | 1 | 0 | 0 | 0 | 0 |  | HY | WAT |  | 5.4
R1569 | Niagara Mohawk Power Corp. | Finch Paper LLC - Glens Falls | F | 23643 | Glens Falls | 113 | 36 | 2009-11-01 | 11.8 | 0 | 0 | 0 | 0 |  | HY | WAT |  | 0.3
R1570 | Niagara Mohawk Power Corp. | Finch Pruyn | F | 23643 | Glens Falls | 113 | 36 | 1989-12-01 | 29 | 0 | 0 | 0 | 0 |  | HY | WAT |  | 0
R1571 | Niagara Mohawk Power Corp. | Forestport Hydro | E | 23633 | Forestport | 065 | 36 | 1987-12-01 | 3.4 | 0 | 0 | 0 | 0 |  | HY | WAT |  | 4.8
R1572 | Niagara Mohawk Power Corp. | Fort Miller Assoc (Hudson River) | F | 23643 | Schuylerville | 091 | 36 | 1985-10-01 | 5 | 0 | 0 | 0 | 0 |  | HY | WAT |  | 16.9
R1573 | Niagara Mohawk Power Corp. | Fortis Energy - Diana | E | 23633 | Diana | 049 | 36 | 1985-07-01 | 1.8 | 0 | 0 | 0 | 0 |  | HY | WAT |  | 7.9
R1574 | Niagara Mohawk Power Corp. | Franklin Hydro | D | 24055 | Franklin Falls | 033 | 36 | 1995-03-01 | 0.3 | 0 | 0 | 0 | 0 |  | HY | WAT |  | 0
R1575 | Niagara Mohawk Power Corp. | Gloversville Johnstown WWT | F | 23643 | Gloversville | 035 | 36 | 2010-01-01 | 0.7 | 0 | 0 | 0 | 0 |  | IC | MTE |  | 1.3
R1576 | Niagara Mohawk Power Corp. | Green Island Power Authority | F | 23643 | Green Island | 001 | 36 | 1971-01-01 | 6 | 0 | 0 | 0 | 0 |  | HY | WAT |  | 39.9
R1577 | Niagara Mohawk Power Corp. | Hewittville Hydro | E | 23633 | Potsdam | 089 | 36 | 1984-07-01 | 3 | 0 | 0 | 0 | 0 |  | HY | WAT |  | 15.4
R1578 | Niagara Mohawk Power Corp. | Hollings&Vose-Center | F | 23643 | Easton | 115 | 36 | 1986-01-01 | 0.4 | 0 | 0 | 0 | 0 |  | HY | WAT |  | 0.7
R1579 | Niagara Mohawk Power Corp. | Hollings&Vose-Lower | F | 23643 | Easton | 115 | 36 | 1986-01-01 | 0.4 | 0 | 0 | 0 | 0 |  | HY | WAT |  | 0
R1580 | Niagara Mohawk Power Corp. | Hollings&Vose-Upper | F | 23643 | Easton | 115 | 36 | 1986-01-01 | 0.4 | 0 | 0 | 0 | 0 |  | HY | WAT |  | 0
R1581 | Niagara Mohawk Power Corp. | Hollow Dam Power | E | 23633 | Saint Lawrence | 089 | 36 | 1987-12-01 | 1 | 0 | 0 | 0 | 0 |  | HY | WAT |  | 1.6
R1582 | Niagara Mohawk Power Corp. | Hoosick Falls | F | 23643 | Hoosick Falls | 083 | 36 | 1988-08-01 | 0.6 | 0 | 0 | 0 | 0 |  | HY | WAT |  | 0
R1583 | Niagara Mohawk Power Corp. | Hydrocarbon-Algny | A | 23774 | Allegany | 003 | 36 | 1992-12-01 | 0.2 | 0 | 0 | 0 | 0 |  | IC | NG |  | 0
R1584 | Niagara Mohawk Power Corp. | Indian Falls HY | E | 23633 | Theresa | 045 | 36 | 1986-01-01 | 0.3 | 0 | 0 | 0 | 0 |  | HY | WAT |  | 0
R1585 | Niagara Mohawk Power Corp. | Kayuta Lake | E | 23633 | Kayuta | 065 | 36 | 1988-05-01 | 0.4 | 0 | 0 | 0 | 0 |  | HY | WAT |  | 1.3
R1586 | Niagara Mohawk Power Corp. | Kings Falls | E | 23633 | Copenhagen | 049 | 36 | 1988-05-01 | 1.6 | 0 | 0 | 0 | 0 |  | HY | WAT |  | 0
R1587 | Niagara Mohawk Power Corp. | Laidlaw Energy | A | 23774 | Ellicottville | 009 | 36 | 1991-07-01 | 3.4 | 0 | 0 | 0 | 0 |  | GT | NG |  | 0
R1588 | Niagara Mohawk Power Corp. | Laidlaw Energy | A | 23774 | Ellicottville | 009 | 36 | 1991-07-01 | 2.4 | 0 | 0 | 0 | 0 |  | ST | NG |  | 0
R1589 | Niagara Mohawk Power Corp. | Long Falls Hydro | E | 23633 | Carthage | 045 | 36 | 1991-06-01 | 3.3 | 0 | 0 | 0 | 0 |  | HY | WAT |  | 1.1
R1590 | Niagara Mohawk Power Corp. | Lyonsdale Assoc. (Burrows) | E | 23633 | Lyons Falls | 049 | 36 | 1984-07-01 | 3 | 0 | 0 | 0 | 0 |  | HY | WAT |  | 10.6
R1591 | Niagara Mohawk Power Corp. | Mechanicville | F | 23643 | Halfmoon | 091 | 36 | 2005-03-01 | 3.8 | 0 | 0 | 0 | 0 |  | HY | WAT |  | 24.2
R1592 | Niagara Mohawk Power Corp. | Mount Ida Hydro | F | 23643 | Troy | 083 | 36 | 1986-01-01 | 3 | 0 | 0 | 0 | 0 |  | HY | WAT |  | 9.3
R1593 | Niagara Mohawk Power Corp. | Mountainaire Massage Spa | F | 23643 | Wevertown | 113 | 36 | 2009-11-01 |  | 0 | 0 | 0 | 0 |  | HY | WAT |  | 0
R1594 | Niagara Mohawk Power Corp. | Newport Hydro Assoc. | E | 23633 | Newport | 043 | 36 | 1987-12-01 | 1.7 | 0 | 0 | 0 | 0 |  | HY | WAT |  | 6.7
R1595 | Niagara Mohawk Power Corp. | Northbrook Carthage | E | 23633 | Carthage | 045 | 36 | 1986-01-01 | 4.4 | 0 | 0 | 0 | 0 |  | HY | WAT |  | 24.5
R1596 | Niagara Mohawk Power Corp. | Nottingham High School | C | 23634 | Syracuse | 067 | 36 | 1988-06-01 | 0.2 | 0 | 0 | 0 | 0 |  | CG | NG |  | 0
R1597 | Niagara Mohawk Power Corp. | Oakvale Construction | D | 24055 | Wilmington | 031 | 36 | 2009-11-01 | 0.4 | 0 | 0 | 0 | 0 |  | HY | WAT |  | 2.2
R1598 | Niagara Mohawk Power Corp. | Ogdensburg Hydro | E | 23633 | Ogdensburg | 089 | 36 | 1987-12-01 | 3.5 | 0 | 0 | 0 | 0 |  | HY | WAT |  | 9.1
R1599 | Niagara Mohawk Power Corp. | Onondaga Energy Partners | C | 23634 | Onondaga | 067 | 36 | 1987-12-01 | 1.4 | 0 | 0 | 0 | 0 |  | IC | MTE |  | 0
R1600 | Niagara Mohawk Power Corp. | Oswego County | C | 23634 | Oswego | 075 | 36 | 1986-03-01 | 3.6 | 0 | 0 | 0 | 0 |  | ST | REF |  | 4.1
R1601 | Niagara Mohawk Power Corp. | Oswego Hydro Partners LP (Phoenix) | C | 23634 | Phoenix | 075 | 36 | 1990-12-01 | 3.4 | 0 | 0 | 0 | 0 |  | HY | WAT |  | 11.8
R1602 | Niagara Mohawk Power Corp. | Riverrat Glass & Electric | F | 23643 | Wadhams | 031 | 36 | 1986-01-01 | 0.6 | 0 | 0 | 0 | 0 |  | HY | WAT |  | 0
R1603 | Niagara Mohawk Power Corp. | Sandy Hollow Hydro Assoc. | E | 23633 | Philadelphia | 045 | 36 | 1986-09-01 | 0.6 | 0 | 0 | 0 | 0 |  | HY | WAT |  | 0.8
R1604 | Niagara Mohawk Power Corp. | Seneca Limited | C | 23634 | Syracuse | 067 | 36 | 1985-12-01 | 0.2 | 0 | 0 | 0 | 0 |  | HY | WAT |  | 0
R1605 | Niagara Mohawk Power Corp. | St. Elizabeth Medical Center | E | 23633 | Utica | 065 | 36 | 2012-02-01 | 0.6 | 0 | 0 | 0 | 0 |  | IC | NG |  | 0.1
R1606 | Niagara Mohawk Power Corp. | Stevens&Thompson Paper Co. | F | 23643 | Middle Falls | 115 | 36 | 1987-12-01 | 10.5 | 0 | 0 | 0 | 0 |  | HY | WAT |  | 28.9
R1607 | Niagara Mohawk Power Corp. | Stillwater Assoc. | E | 23633 | Webb | 043 | 36 | 1987-01-01 | 1.8 | 0 | 0 | 0 | 0 |  | HY | WAT |  | 5.8
R1608 | Niagara Mohawk Power Corp. | Stillwater Hydro Partners LP | F | 23643 | Stillwater | 091 | 36 | 1993-04-01 | 3.4 | 0 | 0 | 0 | 0 |  | HY | WAT |  | 13.9
R1609 | Niagara Mohawk Power Corp. | Stuyvesant Falls Hydro | F | 23643 | Stuyvesant | 021 | 36 | 2013-02-01 | 7 | 0 | 0 | 0 | 0 |  | HY | WAT |  | 13.1
R1610 | Niagara Mohawk Power Corp. | Sustainable Bioelectric LLC | A | 23774 | Wheatfield | 063 | 36 | 2014-03-01 | 0.6 | 0 | 0 | 0 | 0 |  | IC | MTE |  | 1.9
R1611 | Niagara Mohawk Power Corp. | Synergics - Middle Greenwich | F | 23643 | Greenwich | 115 | 36 | 1987-12-01 | 0.2 | 0 | 0 | 0 | 0 |  | HY | WAT |  | 0
R1612 | Niagara Mohawk Power Corp. | Synergics - Union Falls | D | 24055 | Union Falls | 019 | 36 | 1987-12-01 | 3 | 0 | 0 | 0 | 0 |  | HY | WAT |  | 9.8
R1613 | Niagara Mohawk Power Corp. | Synergics - Upper Greenwich | F | 23643 | Greenwich | 115 | 36 | 1987-12-01 | 0.4 | 0 | 0 | 0 | 0 |  | HY | WAT |  | 0
R1614 | Niagara Mohawk Power Corp. | Tannery Island | E | 23633 | Carthage | 045 | 36 | 1986-01-01 | 1.5 | 0 | 0 | 0 | 0 |  | HY | WAT |  | 6.2
R1615 | Niagara Mohawk Power Corp. | Town of Wells (Lake Algonquin) | F | 23643 | Wells | 041 | 36 | 1987-12-01 | 0.5 | 0 | 0 | 0 | 0 |  | HY | WAT |  | 1.3
R1616 | Niagara Mohawk Power Corp. | Tri-City JATC | F | 23643 | Latham | 001 | 36 | 2009-11-01 | 0 | 0 | 0 | 0 | 0 |  | IC | NG |  | 0
R1617 | Niagara Mohawk Power Corp. | Unionville Hydro | E | 23633 | Potsdam | 089 | 36 | 1984-07-01 | 3 | 0 | 0 | 0 | 0 |  | HY | WAT |  | 14.5
R1618 | Niagara Mohawk Power Corp. | United States Gypsum | B | 23774 | Batavia | 037 | 36 | 2009-11-01 | 5.8 | 0 | 0 | 0 | 0 |  | CG | NG |  | 1.2
R1619 | Niagara Mohawk Power Corp. | Valatie Falls | F | 23643 | Valatie | 021 | 36 | 1992-12-01 | 0.1 | 0 | 0 | 0 | 0 |  | HY | WAT |  | 0
R1620 | Niagara Mohawk Power Corp. | Valley Falls Assoc. | F | 23643 | Valley Falls | 083 | 36 | 1985-08-01 | 2.5 | 0 | 0 | 0 | 0 |  | HY | WAT |  | 5.4
R1621 | Niagara Mohawk Power Corp. | Village of Gouverneur | E | 23633 | Gouverneur | 089 | 36 | 1986-01-01 | 0.1 | 0 | 0 | 0 | 0 |  | HY | WAT |  | 0
R1622 | Niagara Mohawk Power Corp. | Village of Potsdam | E | 23633 | Potsdam | 089 | 36 | 1986-01-01 | 0.8 | 0 | 0 | 0 | 0 |  | HY | WAT |  | 0
R1623 | Niagara Mohawk Power Corp. | Village of Potsdam 2 | E | 23633 | Potsdam | 089 | 36 | 2014-04-01 | 0.5 | 0 | 0 | 0 | 0 |  | HY | WAT |  | 0
R1624 | Niagara Mohawk Power Corp. | Village of Saranac Lake | D | 24055 | Saranac Lake | 033 | 36 | 1996-12-01 | 0.2 | 0 | 0 | 0 | 0 |  | HY | WAT |  | 0.4
R1625 | Niagara Mohawk Power Corp. | Wave Hydro LLC | C | 23634 | Baldwinsville | 067 | 36 | 2010-02-07 | 0.8 | 0 | 0 | 0 | 0 |  | HY | WAT |  | 0
R1626 | Niagara Wind Power, LLC | Steel Wind | A | 323596 | Lackawanna | 029 | 36 | 2007-01-23 | 20 | 0 | 0 | 0 | 0 |  | WT | WND |  | 27.1
R1627 | Nine Mile Point Nuclear Station, LLC | Nine Mile Point 1 | C | 23575 | Scriba | 075 | 36 | 1969-11-01 | 641.8 | 630.5 | 630.5 | 621.4 | 619.3 |  | NB | UR |  | 4573.2
R1628 | Nine Mile Point Nuclear Station, LLC | Nine Mile Point 2 | C | 23744 | Scriba | 075 | 36 | 1988-08-01 | 1399 | 1310 | 1310 | 1292.2 | 1301.6 |  | NB | UR |  | 11165.1
R1629 | Noble Altona Windpark, LLC | Altona Wind Power | D | 323606 | Altona | 019 | 36 | 2008-09-23 | 97.5 | 97.5 | 97.5 | 97.5 | 97.5 |  | WT | WND |  | 171.5
R1630 | Noble Bliss Windpark, LLC | Bliss Wind Power | A | 323608 | Bliss | 121 | 36 | 2008-03-20 | 100.5 | 100.5 | 100.5 | 100.5 | 100.5 |  | WT | WND |  | 206.4
R1631 | Noble Chateaugay Windpark, LLC | Chateaugay Wind Power | D | 323614 | Chateaugay | 033 | 36 | 2008-10-07 | 106.5 | 106.5 | 106.5 | 106.5 | 106.5 |  | WT | WND |  | 197.1
R1632 | Noble Clinton Windpark 1, LLC | Clinton Wind Power | D | 323605 | Clinton | 019 | 36 | 2008-04-09 | 100.5 | 100.5 | 100.5 | 100.5 | 100.5 |  | WT | WND |  | 170.3
R1633 | Noble Ellenburg Windpark, LLC | Ellenburg Wind Power | D | 323604 | Ellenburg | 019 | 36 | 2008-03-31 | 81 | 81 | 81 | 81 | 81 |  | WT | WND |  | 158.1
R1634 | Noble Wethersfield Windpark, LLC | Wethersfield Wind Power | C | 323626 | Wethersfield | 121 | 36 | 2008-12-11 | 126 | 126 | 126 | 126 | 126 |  | WT | WND |  | 266.6
R1635 | Northbrook Lyons Falls, LLC | Hampshire Paper | E | 323593 | Gouverneur | 089 | 36 | 1987-03-01 | 3.4 | 3.5 | 3.5 | 3.4 | 3.4 |  | HY | WAT |  | 17.7
R1636 | Northbrook Lyons Falls, LLC | Lyons Falls Hydro (BTM:NG) | E | 23570 | Lyons Falls | 049 | 36 | 1986-01-01 | 8 | 7.3 | 7.3 | 4.8 | 4.9 |  | HY | WAT |  | 31.2 | (11) (E)
R1637 | NRG Power Marketing LLC | Arthur Kill GT 1 | J | 23520 | Staten Island | 085 | 36 | 1970-06-01 | 20 | 16.5 | 21.6 | 12 | 15 |  | GT | NG |  | 0.4
R1638 | NRG Power Marketing LLC | Arthur Kill ST 2 | J | 23512 | Staten Island | 085 | 36 | 1959-08-01 | 376.2 | 357.7 | 357.7 | 338.2 | 343.5 |  | ST | NG |  | 705.2
R1639 | NRG Power Marketing LLC | Arthur Kill ST 3 | J | 23513 | Staten Island | 085 | 36 | 1969-06-01 | 535.5 | 518 | 518 | 522.1 | 526.8 |  | ST | NG |  | 197.7
R1640 | NRG Power Marketing LLC | Astoria GT 2-1 | J | 24094 | Queens | 081 | 36 | 1970-06-01 | 46.5 | 41.2 | 50.7 | 35.6 | 46 | YES | JE | KER | NG | 1.1
R1641 | NRG Power Marketing LLC | Astoria GT 2-2 | J | 24095 | Queens | 081 | 36 | 1970-06-01 | 46.5 | 42.4 | 52.2 | 34.2 | 45.8 | YES | JE | KER | NG | 1.4
R1642 | NRG Power Marketing LLC | Astoria GT 2-3 | J | 24096 | Queens | 081 | 36 | 1970-06-01 | 46.5 | 41.2 | 50.7 | 36.9 | 47 | YES | JE | KER | NG | 2.3
R1643 | NRG Power Marketing LLC | Astoria GT 2-4 | J | 24097 | Queens | 081 | 36 | 1970-06-01 | 46.5 | 41 | 50.5 | 35.1 | 46.6 | YES | JE | KER | NG | 1.6
R1644 | NRG Power Marketing LLC | Astoria GT 3-1 | J | 24098 | Queens | 081 | 36 | 1970-06-01 | 46.5 | 41.2 | 50.7 | 34.6 | 44.5 | YES | JE | KER | NG | 0.5
R1645 | NRG Power Marketing LLC | Astoria GT 3-2 | J | 24099 | Queens | 081 | 36 | 1970-06-01 | 46.5 | 43.5 | 53.5 | 35.2 | 45.5 | YES | JE | KER | NG | 1.2
R1646 | NRG Power Marketing LLC | Astoria GT 3-3 | J | 24100 | Queens | 081 | 36 | 1970-06-01 | 46.5 | 43 | 52.9 | 34.9 | 45.2 | YES | JE | KER | NG | 0.6
R1647 | NRG Power Marketing LLC | Astoria GT 3-4 | J | 24101 | Queens | 081 | 36 | 1970-06-01 | 46.5 | 43 | 52.9 | 36.1 | 46.6 | YES | JE | KER | NG | 2.5
R1648 | NRG Power Marketing LLC | Astoria GT 4-1 | J | 24102 | Queens | 081 | 36 | 1970-07-01 | 46.5 | 42.6 | 52.4 | 31.9 | 44.8 | YES | JE | KER | NG | 1.8
R1649 | NRG Power Marketing LLC | Astoria GT 4-2 | J | 24103 | Queens | 081 | 36 | 1970-07-01 | 46.5 | 41.4 | 51 | 33.5 | 42.8 | YES | JE | KER | NG | 1.6
R1650 | NRG Power Marketing LLC | Astoria GT 4-3 | J | 24104 | Queens | 081 | 36 | 1970-07-01 | 46.5 | 41.1 | 50.6 | 34.1 | 44.6 | YES | JE | KER | NG | 1.4
R1651 | NRG Power Marketing LLC | Astoria GT 4-4 | J | 24105 | Queens | 081 | 36 | 1970-07-01 | 46.5 | 42.8 | 52.7 | 33.3 | 44 | YES | JE | KER | NG | 1.1
R1652 | NRG Power Marketing LLC | Oswego 5 | C | 23606 | Oswego | 075 | 36 | 1976-02-01 | 901.8 | 850.3 | 850.3 | 818.7 | 776 |  | ST | FO6 |  | 4.2
R1653 | NRG Power Marketing LLC | Oswego 6 | C | 23613 | Oswego | 075 | 36 | 1980-07-01 | 901.8 | 835.2 | 835.2 | 823.2 | 830.5 | YES | ST | FO6 | NG | 12.6
R1654 | NRG Power Marketing LLC | Oswego IC 1 | C | 5052 | Oswego | 075 | 36 | 1967-08-01 | 0.7 | 0 | 0 | 0 | 0 |  | IC | FO2 |  | 0
R1655 | NRG Power Marketing LLC | Oswego IC 2 | C | 5053 | Oswego | 075 | 36 | 1976-02-01 | 0.8 | 0 | 0 | 0 | 0 |  | IC | FO2 |  | 0
R1656 | NRG Power Marketing LLC | Oswego IC 3 | C | 5054 | Oswego | 075 | 36 | 1980-07-01 | 0.8 | 0 | 0 | 0 | 0 |  | IC | FO2 |  | 0
R1657 | Orange and Rockland Utilities | Buttermilk Falls | G | 5055 | Highland Falls | 071 | 36 | 1986-12-01 | 0.1 | 0 | 0 | 0 | 0 |  | HY | WAT |  | 0
R1658 | Orange and Rockland Utilities | Intl. Crossroads | G | 5056 | Mahwah NJ | 003 | 34 | 1987-12-01 | 3 | 0 | 0 | 0 | 0 | YES | IC | NG | FO2 | 0
R1659 | Orange and Rockland Utilities | Landfill G.Part19 | G | 5057 | Goshen | 071 | 36 | 1988-12-01 | 2.5 | 0 | 0 | 0 | 0 |  | IC | MTE |  | 0
R1660 | Orange and Rockland Utilities | Middletown LFG | G | 5058 | Goshen | 071 | 36 | 1988-12-01 | 3 | 0 | 0 | 0 | 0 |  | IC | MTE |  | 0
R1661 | PSEG Energy Resource & Trade, LLC | Bethlehem Energy Center | F | 323570 | Bethlehem | 001 | 36 | 2005-07-01 | 893.1 | 835 | 924.8 | 816.9 | 890.1 | YES | CC | NG | FO2 | 4544.5
R1662 | R.E. Ginna Nuclear Power Plant, LLC | R. E. Ginna | B | 23603 | Ontario | 117 | 36 | 1970-07-01 | 614 | 582 | 582 | 580.6 | 581 |  | NP | UR |  | 4993.7
R1663 | ReEnergy Black River LLC | Fort Drum | E | 23780 | Watertown | 045 | 36 | 2013-05-30 | 55.5 | 55.6 | 55.6 | 0 | 0 |  | ST | WD |  | 154.6
R1664 | Rochester Gas and Electric Corp. | Mills Mills | B | 5059 | Fillmore | 003 | 36 | 1906-07-01 | 0.2 | 0 | 0 | 0 | 0 |  | HY | WAT |  | 0
R1665 | Rochester Gas and Electric Corp. | Mt Morris | B | 5060 | Mt Morris | 051 | 36 | 1916-07-01 | 0.3 | 0 | 0 | 0 | 0 |  | HY | WAT |  | 0
R1666 | Rochester Gas and Electric Corp. | Station 2 1 | B | 23604 | Rochester | 055 | 36 | 1913-07-01 | 8.5 | 6.5 | 6.5 | 8.5 | 8.5 |  | HY | WAT |  | 18.1
R1667 | Rochester Gas and Electric Corp. | Station 26 1 | B | 23604 | Rochester | 055 | 36 | 1952-08-01 | 3 | 3 | 3 | 3 | 3 |  | HY | WAT |  | 8
R1668 | Rochester Gas and Electric Corp. | Station 5 1 | B | 23604 | Rochester | 055 | 36 | 1918-07-01 | 14 | 11.8 | 11.8 | 14 | 14 |  | HY | WAT |  | 0.4
R1669 | Rochester Gas and Electric Corp. | Station 5 2 | B | 23604 | Rochester | 055 | 36 | 1918-07-01 | 13.6 | 11.8 | 11.8 | 13.6 | 13.6 |  | HY | WAT |  | 0
R1670 | Rochester Gas and Electric Corp. | Station 5 3 | B | 23604 | Rochester | 055 | 36 | 1918-07-01 | 18 | 16.5 | 16.5 | 18 | 18 |  | HY | WAT |  | 0
R1671 | Rockville Centre, Village of | Charles P Keller 07 | K | 1661 | Rockville Centre | 059 | 36 | 1942-09-01 | 2 | 2 | 2 | 0 | 0 |  | IC | FO2 |  | 0
R1672 | Rockville Centre, Village of | Charles P Keller 09 | K | 1661 | Rockville Centre | 059 | 36 | 1954-09-01 | 3.5 | 3.3 | 3.3 | 3.5 | 3.5 | YES | IC | FO2 | NG | 0
R1673 | Rockville Centre, Village of | Charles P Keller 10 | K | 1661 | Rockville Centre | 059 | 36 | 1954-09-01 | 3.5 | 3.2 | 3.2 | 3.5 | 3.5 | YES | IC | FO2 | NG | 0
R1674 | Rockville Centre, Village of | Charles P Keller 11 | K | 1661 | Rockville Centre | 059 | 36 | 1962-09-01 | 5.2 | 5.2 | 5.2 | 5.2 | 5.2 | YES | IC | FO2 | NG | 0
R1675 | Rockville Centre, Village of | Charles P Keller 12 | K | 1661 | Rockville Centre | 059 | 36 | 1967-09-01 | 5.5 | 5.5 | 5.5 | 5.5 | 5.5 | YES | IC | FO2 | NG | 0
R1676 | Rockville Centre, Village of | Charles P Keller 13 | K | 1661 | Rockville Centre | 059 | 36 | 1974-09-01 | 5.5 | 5.6 | 5.6 | 5.5 | 5.5 | YES | IC | FO2 | NG | 0
R1677 | Rockville Centre, Village of | Charles P Keller 14 | K | 1661 | Rockville Centre | 059 | 36 | 1994-09-01 | 6.2 | 6.3 | 6.3 | 6.2 | 6.2 | YES | IC | FO2 | NG | 0.8
R1678 | Seneca Energy II, LLC | Ontario LFGE | C | 23819 | Canandaigua | 069 | 36 | 2003-12-01 | 11.2 | 7.6 | 7.6 | 11.2 | 11.2 |  | IC | MTE |  | 79.1
R1679 | Seneca Energy II, LLC | Seneca Energy 1 | C | 23797 | Seneca Falls | 099 | 36 | 1996-03-01 | 8.8 | 8.8 | 8.8 | 8.8 | 8.8 |  | IC | MTE |  | 103.4 | (G)
R1680 | Seneca Energy II, LLC | Seneca Energy 2 | C | 23797 | Seneca Falls | 099 | 36 | 1997-08-01 | 8.8 | 8.8 | 8.8 | 8.8 | 8.8 |  | IC | MTE
R1681 | Seneca Falls Power Corp. | Seneca Falls 1 | C | 23627 | Seneca Falls | 099 | 36 | 1998-06-01 | 1.8 | 1.6 | 1.6 | 0 | 0 |  | HY | WAT |  | 0
R1682 | Seneca Falls Power Corp. | Seneca Falls 2 | C | 23627 | Seneca Falls | 099 | 36 | 1998-06-01 | 1.8 | 1.6 | 1.6 | 0 | 0 |  | HY | WAT |  | 0
R1683 | Seneca Falls Power Corp. | Seneca Falls 4 | C | 23627 | Seneca Falls | 099 | 36 | 1998-06-01 | 2 | 1.8 | 1.8 | 0 | 0 |  | HY | WAT |  | 0
R1684 | Seneca Power Partners, L.P. | Allegany | B | 23514 | Hume | 003 | 36 | 1995-03-01 | 67 | 62.9 | 82.2 | 61.4 | 62.7 |  | CC | NG |  | 16.4
R1685 | Seneca Power Partners, L.P. | Batavia | B | 24024 | Batavia | 037 | 36 | 1992-06-01 | 67.3 | 57.1 | 71.7 | 48.2 | 59.4 |  | CC | NG |  | 9.2
R1686 | Seneca Power Partners, L.P. | Carthage Energy | E | 23857 | Carthage | 045 | 36 | 1991-08-01 | 62.9 | 59 | 70.6 | 56.6 | 64.1 | YES | CC | NG | FO2 | 3.2
R1687 | Seneca Power Partners, L.P. | Hillburn GT | G | 23639 | Hillburn | 087 | 36 | 1971-04-01 | 46.5 | 37.9 | 51.8 | 35.6 | 46.6 | YES | JE | NG | KER | 0.3
R1688 | Seneca Power Partners, L.P. | Shoemaker GT | G | 23640 | Middletown | 071 | 36 | 1971-05-01 | 41.9 | 33.1 | 45.2 | 32.9 | 41.5 | YES | JE | NG | KER | 1.1
R1689 | Seneca Power Partners, L.P. | Sterling | E | 23777 | Sherrill | 065 | 36 | 1991-06-01 | 65.3 | 57.4 | 72.1 | 50 | 62.3 |  | CC | NG |  | 7.7
R1690 | Sheldon Energy LLC | High Sheldon Wind Farm | C | 323625 | Sheldon | 121 | 36 | 2009-02-01 | 118.1 | 112.5 | 112.5 | 118.1 | 118.1 |  | WT | WND |  | 256.3
R1691 | Shoreham Solar Commons LLC | Shoreham Solar | K | 323752 | East Shoreham | 103 | 36 | 2018-07-01 | 25 | 24.9 | 24.9 | 0 | 0 |  | PV | SUN |  | 0
R1692 | Somerset Operating Company, LLC | Somerset | A | 23543 | Somerset | 063 | 36 | 1984-08-01 | 655.1 | 686.5 | 686.5 | 676.4 | 684.4 |  | ST | BIT |  | 345.3
R1693 | Stephentown Spindle LLC | Beacon LESR | F | 323632 | Stephentown | 083 | 36 | 2010-11-29 | 20 | 0 | 0 | 0 | 0 |  | ES | FW |  | 0
R1694 | Stony Creek Energy LLC | Orangeville Wind Farm | C | 323706 | Orangeville | 121 | 36 | 2013-12-01 | 93.9 | 94.4 | 94.4 | 93.9 | 93.9 |  | WT | WND |  | 275.6
R1695 | Tenaska Power Services Co. | Freeport CT 1 | K | 23764 | Freeport | 059 | 36 | 2004-06-01 | 60 | 48.3 | 51.3 | 47.1 | 48.8 | YES | GT | NG | FO2 | 39.9
R1696 | TransAlta Energy Marketing (U.S.) Inc. | Saranac Energy | D | 23793 | Plattsburgh | 019 | 36 | 1994-06-01 | 285.6 | 253.7 | 298.4 | 250.4 | 278.6 |  | CC | NG |  | 77.3
R1697 | Triton Power Company | Chateaugay High Falls | D | 323578 | Chateaugay | 033 | 36 | 1987-12-01 | 1.7 | 1.7 | 1.7 | 0 | 0 |  | HY | WAT |  | 4.8
R1698 | Western New York Wind Corp. | Western NY Wind Power | B | 24143 | Wethersfield | 121 | 36 | 2000-10-01 | 6.6 | 0 | 0 | 0 | 0 |  | WT | WND |  | 3
R1699 | Wheelabrator Hudson Falls, LLC | Wheelabrator Hudson Falls | F | 23798 | Hudson Falls | 115 | 36 | 1991-10-01 | 14.4 | 12.7 | 12.7 | 10.7 | 10.8 |  | ST | REF |  | 79
R1700 | Wheelabrator Westchester, LP | Wheelabrator Westchester | H | 23653 | Peekskill | 119 | 36 | 1984-04-01 | 59.7 | 53.5 | 53.5 | 52 | 53.4 |  | ST | REF |  | 382
[9 empty] | 45645.3 | 41735.7 | 44806 | 40190.6 | 42601.2 |  |  |  |  | 134536.3
Note: All values in columns j, k, l, m, and n are rounded to the nearest 0.1 MW. All values in column s are rounded to the nearest 0.1 GWh.

## Table III-2 Notes
NOTES FOR TABLE III - 2 (Existing Generating Facilities)
Note | Owner / Operator | Station Unit | Zone | PTID | Description
1 | Cayuga Operating Company LLC | Cayuga 1 | C | 23584 | Unit entered a Mothball Outage on 11/1/2019
2 | Consolidated Edison Co. of NY, Inc. | Hudson Ave 3 (IIFO) | J | 23810 | Unit became ICAP Ineligble on 11/01/2019
3 | Consolidated Edison Co. of NY, Inc. | Hudson Ave 4 (RETIRED) | J | 23540 | Unit Retired on 09/10/2019
4 | Cricket Valley Energy Center, LLC | CRICKET___VALLEY | G | Various | New generators
5 | Exelon Generation Company, LLC | Monroe Livingston | B | 24207 | Unit Retired on 09/01/2019
6 | Galt Power Inc. | KCE NY 1 | F | 323755 | Units produced power
7 | Innovative Energy Systems, Inc. | Steuben County LF | C | 323667 | Unit Retired on 09/01/2019
8 | New York State Elec. & Gas Corp. | Auburn - State St. | C | 24147 | Unit Retired on 10/01/2019
9 | Calpine Energy Services LP | Stony Brook | K | 24151 | Behind-the-Meter
10 | Emera Energy U.S. Sub. No. 1, Inc. | Greenidge 4 | C | 23583 | Behind-the-Meter
11 | Northbrook Lyons Falls, LLC | Lyons Falls Hydro | E | 23570 | Behind-the-Meter
A | Various | Generating Units | A-K | Various | Summer/Winter CRIS caps reflect capacity level of the unit that is deemed deliverable. See Definitions of Labels for the Load & Capacity Schedules (Section V) for description.
B | Various | Generating Units | A-K | Various | Summer Capability reflects DMNC values that are applicable to the Summer 2019 ICAP Market. Winter Capability reflects DMNC values that were applicable to the Winter 2018-2019 ICAP Market. DMNC stands for Dependable Maximum Net Generating Capability.
C | Various | Generating Units | A-K | Various | Net Energy from resources not directly participating in NYISO markets is obtained directly from the local TO.
D | Various | Generating Units | A-K | Various | Typically, Name Plate refers to a historical rating and may not reflect the most current value.
E | Various | Behind-the-Meter: Net Generation Resource | A-K | Various | Units that are Behind the Meter Net Generation Resources. Summer and Winter Net-ICAP replaces Summer Capability and Winter Capability values
G | Various | Generating Station | A-K | Various | Generation is reported as Station Total.
I | Various | ICAP Ineligible Generator | A-K | Various | This unit is in an ICAP Ineligible Forced Outage (IIFO) as defined in the MST.
M | Various | Mothballed Generator | A-K | Various | This unit is mothballed or is in a Mothball Outage per MST Section 5.18.
N | Various | New Generator | A-K | Various | Unit(s) added since the publication of the 2019 Load and Capacity Data Report.
R | Various | Retired Generator | A-K | Various | This unit is retired or Retired as defined in the MST.
U | Various | Generating Units | A-K | Various | The fuel type selection is not meant to provide any information on current fuel inventories, nor does it indicate which of the fuels might be considered as primary.