## Instructions
Project: |  | NYISO Demand Curve Reset 2020
Date: |  | 2020-05-01
Worksheet: |  | Instructions
NYISO Net EAS Revenues Model: Results Tables
Instructions
Using the Results Tables
The results tables allow users to view several breakdowns of data from their model runs in a user-friendly fashion. There are three tables:
Yearly_Revs: displays the average annual revenues ($/kW-yr), operating hours, and start counts over the three-year period.
Oil_v_Gas_Operation: displays total energy revenues ($/kW-yr) and operating hours by fuel type for each year.
DAM_v_RTD_CoOpt:displays total operating hours and energy revenues ($/kW-yr) for each year by day-ahead commitment (energy/reserve/none) and real-time dispatch decision (energy/reserve/buyout/limited/none).
Each table is set up to display the results for one unit in one case at a time. Users can select different cases and units from their model outputs to view.
Viewing Data:
Each of the three results tables has the following toggle box:
Case: users should type into this field the case ID that correspondents to the case they would like to examine. (See the Individual_Case_Specs sheet found in your Run Specifications.xlsx input workbook and your Diagnostic Tables output workbook to check these.) Case IDs must be unique for each case, or the tables may not pull in the correct data.
Unit: users should select in this field the unit that they would like to examine. (Unit codes used in the Individual_Case_Specs sheet found in your Run Specifications.xlsx workbook and your Diagnostic Tables output workbook are included in parentheses.)
The results tables for that sheet will update automatically to reflect the case and unit you specify. Note that the tables will not provide correct data if you specify a unit that is not in the case selected, or if you input a case that is not in the data in the backup sheets (see Updating Data below).
Updating Data: to view data from a new run …
1. Delete all data in the three backup sheets: "3Yr_Avg_$kWYr", "DAMvRTD_$kWYr", "FuelType_EngOnly_$kWYr"
2. Paste into these worksheets the contents of the corresponding sheets in your run's Diagnostic Tables workbook

## Yearly_Revs
User Toggles
|  | Case | dualfuel_SCR | <-- Users should insert a case ID
|  | Unit | GE HA.02 25ppm (j25) | <-- Users should select a unit to view
Unit | j25
Sheet | 3Yr_Avg_$kWYr | NYISO Demand Curve Reset 2020
Gas_Only_Toggle | No | Final Net EAS Revenues Yearly Summary
SCR_Toggle | Yes | GE HA.02 25ppm
Dual Fuel with SCR
|  | Load Zone |  | Annual Average Net EAS Revenues ($/kW-year) | Annual Average Run Hours | Annual Average Unit Starts | Annual Average Hours per Start
|  |  |  | Avg.Profit.per.kWyr | Avg.Hour.Count | Avg.Start.Count
Zone | C | C | Central | 9.3506 | 95 | 19 | 5
Zone | F | F | Capital | 16.4453 | 190 | 19 | 10
Zone | G1 | G | Hudson Valley (Dutchess) | 14.4706 | 182 | 19.6667 | 9.2542
Zone | G2 | G | Hudson Valley (Rockland) | 14.452 | 182 | 19.6667 | 9.2542
Zone | J | J | New York City | 15.8311 | 204.3333 | 25.6667 | 7.961
Zone | K | K | Long Island | 25.9203 | 346.6667 | 54 | 6.4198
Notes:
[1] Current modeling period is September 2016-August 2019.
[2] Assumes a $2.04/kW-year VSS revenues adder for all CT units and a $5.53/kW-year VSS & ancillary services revenues adder for all CC units, based on settlement data provided by NYISO.
[3] Run-time limits were applied based on New Source Performance Standards. All units with SCRs were limited to 3066 hours of runtime in each modeled year (September 1, 2016 to August 31, 2017; September 1, 2017 to August 31, 2018; September 1, 2018 to August 31, 2019). All units without SCRs were limited to 200,000 lbs of NOx emissions in each modeled year.
[4] Gas-only units are modeled only for zones C, F, and G. Units without SCRs are modeled only for zones C, F, and the Dutchess portion of zone G.
Note: reference prices are calculated using fuel and emissions price data from S&P Global Market Intelligence that is not publicly releasable. The figures in this workbook reflect results calculated using placeholder data. See the Price and Cost Input Data.xlsx workbook for information on how to update.

## Oil_v_Gas Operation
User Toggles
|  | Case | dualfuel_SCR | <-- Users should insert a case ID
|  | Unit | GE HA.02 25ppm (j25) | <-- Users should select a unit to view
Unit | j25
Sheet | FuelType_EngOnly_$kWYr | NYISO Demand Curve Reset 2020
Gas_Only_Toggle | No | Gas vs. Oil Operations: Hours & Energy Revenues
SCR_Toggle | Yes | GE HA.02 25ppm
Dual Fuel with SCR
|  |  |  | 1 | 1 | 1 | 1 | 1 | 1
|  |  |  | Gas | Oil |  | Gas | Oil
September, 2016 - August, 2017
|  |  |  | Run-Time Hours |  |  | Net Energy Revenues ($/kW-year)
|  | Load Zone |  | Gas | Oil | Total | Gas | Oil | Total
|  |  |  | Energy.Hours | Energy.Hours | Energy.Hours | Energy.Profit.per.kWyr | Energy.Profit.per.kWyr | Energy.Profit.per.kWyr
Zone | C | C | Central | 24 | 0 | 24 | 1.6321 | 0 | 1.6321
Zone | F | F | Capital | 36 | 0 | 36 | 2.7867 | 0 | 2.7867
Zone | G1 | G | Hudson Valley (Dutchess) | 31 | 0 | 31 | 2.2587 | 0 | 2.2587
Zone | G2 | G | Hudson Valley (Rockland) | 31 | 0 | 31 | 2.256 | 0 | 2.256
Zone | J | J | New York City | 68 | 0 | 68 | 3.6287 | 0 | 3.6287
Zone | K | K | Long Island | 168 | 0 | 168 | 9.1899 | 0 | 9.1899
|  |  |  | 2 | 2 | 2 | 2 | 2 | 2
September, 2017 - August, 2018
|  |  |  | Run-Time Hours |  |  | Net Energy Revenues ($/kW-year)
|  | Load Zone |  | Gas | Oil | Total | Gas | Oil | Total
Zone | C | C | Central | 223 | 0 | 223 | 13.028 | 0 | 13.028
Zone | F | F | Capital | 463 | 0 | 463 | 28.3052 | 0 | 28.3052
Zone | G1 | G | Hudson Valley (Dutchess) | 443 | 0 | 443 | 23.4761 | 0 | 23.4761
Zone | G2 | G | Hudson Valley (Rockland) | 443 | 0 | 443 | 23.4319 | 0 | 23.4319
Zone | J | J | New York City | 449 | 0 | 449 | 26.9516 | 0 | 26.9516
Zone | K | K | Long Island | 638 | 0 | 638 | 38.4075 | 0 | 38.4075
|  |  |  | 3 | 3 | 3 | 3 | 3 | 3
September, 2018 - August, 2019
|  |  |  | Run-Time Hours |  |  | Net Energy Revenues ($/kW-year)
|  | Load Zone |  | Gas | Oil | Total | Gas | Oil | Total
Zone | C | C | Central | 38 | 0 | 38 | 2.897 | 0 | 2.897
Zone | F | F | Capital | 71 | 0 | 71 | 4.5447 | 0 | 4.5447
Zone | G1 | G | Hudson Valley (Dutchess) | 72 | 0 | 72 | 4.3959 | 0 | 4.3959
Zone | G2 | G | Hudson Valley (Rockland) | 72 | 0 | 72 | 4.39 | 0 | 4.39
Zone | J | J | New York City | 96 | 0 | 96 | 6.2631 | 0 | 6.2631
Zone | K | K | Long Island | 234 | 0 | 234 | 16.654 | 0 | 16.654
Notes:
[1] Current modeling period is September 2016-August 2019.
[2] Run-time limits were applied based on New Source Performance Standards. All units with SCRs were limited to 3066 hours of runtime in each modeled year (September 1, 2016 to August 31, 2017; September 1, 2017 to August 31, 2018; September 1, 2018 to August 31, 2019). All units without SCRs were limited to 200,000 lbs of NOx emissions in each modeled year.
[3] Gas-only units are modeled only for zones C, F, and G. Units without SCRs are modeled only for zones C, F, and the Dutchess portion of zone G.
[4] Results do not assume a $2.04/kW-year VSS revenues adder for all CT units and a $5.53/kW-year VSS & ancillary services revenues adder for all CC units.
Note: reference prices are calculated using fuel and emissions price data from S&P Global Market Intelligence that is not publicly releasable. The figures in this workbook reflect results calculated using placeholder data. See the Price and Cost Input Data.xlsx workbook for information on how to update.

## DAM_v_RTD_CoOptimization
User Toggles
|  | Case | dualfuel_SCR | <-- Users should insert a case ID
|  | Unit | GE HA.02 25ppm (j25) | <-- Users should select a unit to view
Unit | j25 | NYISO Demand Curve Reset 2020
Sheet | DAMvRTD_$kWYr | Day-Ahead Commitments vs. Real-Time Dispatch: Hours & Revenues
Gas_Only_Toggle | No | GE HA.02 25ppm
SCR_Toggle | Yes | Dual Fuel without SCR
|  |  |  | Energy | Energy | Energy | Energy | Reserve | Reserve | Reserve | Reserve | None | None | None | None
|  |  |  | Energy.Hours | Reserve.Hours | Buyout.Hours | Limited.Hours | Energy.Hours | Reserve.Hours | Buyout.Hours | Limited.Hours | Energy.Hours | Reserve.Hours | None.Hours | Limited.Hours
|  |  |  | 1 | 1 | 1 | 1 | 1 | 1 | 1 | 1 | 1 | 1 | 1 | 1
Run Hours September, 2016 - August, 2017
|  | Day-Ahead Commitment |  | Energy |  |  |  | Reserve |  |  |  | None |  |  |  | Total
|  | Real-Time Dispatch |  | Energy | Reserve | Buyout | Limited | Energy | Reserve | Buyout | Limited | Energy | Reserve | None | Limited
Zone | C | C | Central | - | - | - | - | 17 | 24 | 390 | - | 7 | 19 | 8303 | - | -
Zone | F | F | Capital | - | - | 59 | - | 4 | 30 | 258 | - | 32 | 27 | 8350 | - | -
Zone | G1 | G | Hudson Valley (Dutchess) | - | - | 11 | - | 12 | 26 | 346 | - | 19 | 29 | 8317 | - | -
Zone | G2 | G | Hudson Valley (Rockland) | - | - | 11 | - | 12 | 26 | 345 | - | 19 | 29 | 8318 | - | -
Zone | J | J | NYC | 23 | 0 | 0 | 0 | 4 | 5 | 6 | 0 | 41 | 14 | 8667 | 0 | 8760
Zone | K | K | Long Island | 100 | 0 | 23 | 0 | 0 | 0 | 0 | 0 | 68 | 8 | 8561 | 0 | 8760
|  |  |  | 2 | 2 | 2 | 2 | 2 | 2 | 2 | 2 | 2 | 2 | 2 | 2
Run Hours September, 2017 - August, 2018
|  | Day-Ahead Commitment |  | Energy |  |  |  | Reserve |  |  |  | None |  |  |  | Total
|  | Real-Time Dispatch |  | Energy | Reserve | Buyout | Limited | Energy | Reserve | Buyout | Limited | Energy | Reserve | None | Limited
Zone | C | C | Central | 157 | 0 | 35 | 0 | 11 | 30 | 88 | 0 | 55 | 30 | 8354 | 0 | 8760
Zone | F | F | Capital | 412 | 0 | 0 | 0 | 3 | 40 | 140 | 0 | 48 | 37 | 8080 | 0 | 8760
Zone | G1 | G | Hudson Valley (Dutchess) | 393 | 0 | 6 | 0 | 9 | 41 | 173 | 0 | 41 | 36 | 8061 | 0 | 8760
Zone | G2 | G | Hudson Valley (Rockland) | 393 | 0 | 6 | 0 | 9 | 41 | 172 | 0 | 41 | 36 | 8062 | 0 | 8760
Zone | J | J | NYC | 396 | 0 | 0 | 0 | 10 | 8 | 19 | 0 | 43 | 33 | 8251 | 0 | 8760
Zone | K | K | Long Island | 529 | 22 | 48 | 0 | 0 | 0 | 1 | 0 | 109 | 14 | 8037 | 0 | 8760
|  |  |  | 3 | 3 | 3 | 3 | 3 | 3 | 3 | 3 | 3 | 3 | 3 | 3
Run Hours September, 2018 - August, 2019
|  | Day-Ahead Commitment |  | Energy |  |  |  | Reserve |  |  |  | None |  |  |  | Total
|  | Real-Time Dispatch |  | Energy | Reserve | Buyout | Limited | Energy | Reserve | Buyout | Limited | Energy | Reserve | None | Limited
Zone | C | C | Central | 12 | 0 | 19 | 0 | 0 | 2 | 12 | 0 | 26 | 42 | 8647 | 0 | 8760
Zone | F | F | Capital | 39 | 0 | 45 | 0 | 0 | 27 | 75 | 0 | 32 | 61 | 8481 | 0 | 8760
Zone | G1 | G | Hudson Valley (Dutchess) | 39 | 0 | 28 | 0 | 0 | 28 | 75 | 0 | 33 | 64 | 8493 | 0 | 8760
Zone | G2 | G | Hudson Valley (Rockland) | 39 | 0 | 28 | 0 | 0 | 28 | 75 | 0 | 33 | 64 | 8493 | 0 | 8760
Zone | J | J | NYC | 49 | 0 | 41 | 0 | 0 | 3 | 7 | 0 | 47 | 54 | 8559 | 0 | 8760
Zone | K | K | Long Island | 140 | 0 | 56 | 0 | 0 | 0 | 0 | 0 | 94 | 29 | 8441 | 0 | 8760
|  |  |  | Energy.Profit.per.kWYr | Reserve.Profit.per.kWYr | Buyout.Profit.per.kWYr | Limited.Profit.per.kWYr | Energy.Profit.per.kWYr | Reserve.Profit.per.kWYr | Buyout.Profit.per.kWYr | Limited.Profit.per.kWYr | Energy.Profit.per.kWYr | Reserve.Profit.per.kWYr | Buyout.Profit.per.kWYr | Limited.Profit.per.kWYr
Net EAS Revenues September, 2016 - August, 2017
|  | Day-Ahead Commitment |  | Energy |  |  |  | Reserve |  |  |  | None |  |  |  | Total | Total with Adders (VSS, AS)
|  | Real-Time Dispatch |  | Energy | Reserve | Buyout | Limited | Energy | Reserve | Buyout | Limited | Energy | Reserve | None | Limited
Zone | C | C | Central | - | - | - | - | 0.56592 | 0.071786 | 0.41687 | - | 1.0662 | 0.2481 | - | - | - | -
Zone | F | F | Capital | - | - | 1.0812 | - | 0.028732 | 0.1753 | 0.64737 | - | 2.7579 | 0.43524 | - | - | - | -
Zone | G1 | G | Hudson Valley (Dutchess) | - | - | 0.11756 | - | 0.27069 | 0.15907 | 0.76183 | - | 1.988 | 0.59417 | - | - | - | -
Zone | G2 | G | Hudson Valley (Rockland) | - | - | 0.11745 | - | 0.26973 | 0.15906 | 0.76044 | - | 1.9862 | 0.59409 | - | - | - | -
Zone | J | J | NYC | 0.33018 | 0 | 0 | 0 | 0.26927 | 0.01842 | 0.016999 | 0 | 3.0293 | 0.27648 | - | 0 | 3.9406 | 5.9806
Zone | K | K | Long Island | 3.064 | 0 | 1.6108 | 0 | 0 | 0 | 0 | 0 | 6.1259 | 0.18051 | - | 0 | 10.9812 | 13.0212
Net EAS Revenues September, 2017 - August, 2018
|  | Day-Ahead Commitment |  | Energy |  |  |  | Reserve |  |  |  | None |  |  |  | Total | Total with Adders (VSS, AS)
|  | Real-Time Dispatch |  | Energy | Reserve | Buyout | Limited | Energy | Reserve | Buyout | Limited | Energy | Reserve | None | Limited
Zone | C | C | Central | 9.7168 | 0 | 1.3561 | 0 | 1.1297 | 0.10603 | 0.13194 | 0 | 2.1815 | 0.54495 | - | 0 | 15.167 | 17.207
Zone | F | F | Capital | 25.8005 | 0 | 0 | 0 | 0.003626 | 0.31627 | 0.48115 | 0 | 2.5011 | 0.59231 | - | 0 | 29.6949 | 31.7349
Zone | G1 | G | Hudson Valley (Dutchess) | 21.146 | 0 | 0.1942 | 0 | 0.27414 | 0.34579 | 0.57386 | 0 | 2.0559 | 0.60421 | - | 0 | 25.1941 | 27.2341
Zone | G2 | G | Hudson Valley (Rockland) | 21.1063 | 0 | 0.19414 | 0 | 0.27329 | 0.34579 | 0.57316 | 0 | 2.0523 | 0.60412 | - | 0 | 25.1491 | 27.1891
Zone | J | J | NYC | 23.9415 | 0 | 0 | 0 | 0.46583 | 0.0876 | 0.12178 | 0 | 2.5443 | 0.70551 | - | 0 | 27.8665 | 29.9065
Zone | K | K | Long Island | 29.555 | 0.4735 | 1.831 | 0 | 0 | 0 | 0.007357 | 0 | 8.8525 | 0.37637 | - | 0 | 41.0957 | 43.1357
Net EAS Revenues September, 2018 - August, 2019
|  | Day-Ahead Commitment |  | Energy |  |  |  | Reserve |  |  |  | None |  |  |  | Total | Total with Adders (VSS, AS)
|  | Real-Time Dispatch |  | Energy | Reserve | Buyout | Limited | Energy | Reserve | Buyout | Limited | Energy | Reserve | None | Limited
Zone | C | C | Central | 0.20347 | 0 | 0.84238 | 0 | 0 | 5.7722e-05 | 0.017347 | 0 | 2.6935 | 0.63931 | - | 0 | 4.3961 | 6.4361
Zone | F | F | Capital | 0.77198 | 0 | 2.067 | 0 | 0 | 0.14535 | 0.17469 | 0 | 3.7727 | 1.4635 | - | 0 | 8.3952 | 10.4352
Zone | G1 | G | Hudson Valley (Dutchess) | 0.76783 | 0 | 1.0761 | 0 | 0 | 0.14759 | 0.17839 | 0 | 3.6281 | 2.4084 | - | 0 | 8.2064 | 10.2464
Zone | G2 | G | Hudson Valley (Rockland) | 0.7638 | 0 | 1.0759 | 0 | 0 | 0.14754 | 0.17834 | 0 | 3.6262 | 2.4082 | - | 0 | 8.1999 | 10.2399
Zone | J | J | NYC | 0.7735 | 0 | 1.7998 | 0 | 0 | 0.010255 | 0.029456 | 0 | 5.4896 | 1.4634 | - | 0 | 9.5661 | 11.6061
Zone | K | K | Long Island | 3.9829 | 0 | 1.901 | 0 | 0 | 0 | 0 | 0 | 12.6711 | 1.0088 | - | 0 | 19.5639 | 21.6039
Notes:
[1] Current modeling period is September 2016-August 2019.
[2] Assumes a $2.04/kW-year VSS revenues adder for all CT units and a $5.53/kW-year VSS & ancillary services revenues adder for all CC units, based on settlement data provided by NYISO.
[3] Run-time limits were applied based on New Source Performance Standards. All units with SCRs were limited to 3066 hours of runtime in each modeled year (September 1, 2016 to August 31, 2017; September 1, 2017 to August 31, 2018; September 1, 2018 to August 31, 2019). All units without SCRs were limited to 200,000 lbs of NOx emissions in each modeled year.
[4] For each hour, a unit is committed via day-ahead then dispatched in real time.
[5] "Limited" hours are hours in which a unit would schedule to dispatch energy but does not to avoid exceeding environmental runtime limitatoins for the model year. Units in these hours may earn reserve revenues if it is profitable to do so.
[6] CC units reserve provision is not modeled, and CC units are not affected by environmental runtime limits.
[7] Gas-only units are modeled only for zones C, F, and G. Units without SCRs are modeled only for zones C, F, and the Dutchess portion of zone G.
Note: reference prices are calculated using fuel and emissions price data from S&P Global Market Intelligence that is not publicly releasable. The figures in this workbook reflect results calculated using placeholder data. See the Price and Cost Input Data.xlsx workbook for information on how to update.

## 3Yr_Avg_$kWYr
Case | Unit | Area | Zone | Capacity_Zone | Avg.Profit.per.kWyr | Avg.Hour.Count | Avg.Start.Count | Start_Date | SCR_Toggle | Gas_Only_Toggle | Price_Cost_Inputs | Technical_Inputs
dualfuel_SCR | j25 | C | CENTRL | ROS | 7.3106 | 95 | 19 | 2016-09-01 | Yes | No | [Default] | [Default]
dualfuel_SCR | j25 | F | CAPITL | ROS | 14.4053 | 190 | 19 | 2016-09-01 | Yes | No | [Default] | [Default]
dualfuel_SCR | j25 | G1 | HUD VL | HV | 12.4306 | 182 | 19.6667 | 2016-09-01 | Yes | No | [Default] | [Default]
dualfuel_SCR | j25 | G2 | HUD VL | HV | 12.412 | 182 | 19.6667 | 2016-09-01 | Yes | No | [Default] | [Default]
dualfuel_SCR | j25 | J | N.Y.C. | NYC | 13.7911 | 204.3333 | 25.6667 | 2016-09-01 | Yes | No | [Default] | [Default]
dualfuel_SCR | j25 | K | LONGIL | LI | 23.8803 | 346.6667 | 54 | 2016-09-01 | Yes | No | [Default] | [Default]
dualfuel_SCR | f | C | CENTRL | ROS | 6.6401 | 81.3333 | 17.6667 | 2016-09-01 | Yes | No | [Default] | [Default]
dualfuel_SCR | f | F | CAPITL | ROS | 12.1273 | 178 | 18.6667 | 2016-09-01 | Yes | No | [Default] | [Default]
dualfuel_SCR | f | G1 | HUD VL | HV | 10.3214 | 167.6667 | 20.3333 | 2016-09-01 | Yes | No | [Default] | [Default]
dualfuel_SCR | f | G2 | HUD VL | HV | 10.3207 | 167.6667 | 20.3333 | 2016-09-01 | Yes | No | [Default] | [Default]
dualfuel_SCR | f | J | N.Y.C. | NYC | 11.9662 | 176 | 23 | 2016-09-01 | Yes | No | [Default] | [Default]
dualfuel_SCR | f | K | LONGIL | LI | 20.7179 | 306.3333 | 48.6667 | 2016-09-01 | Yes | No | [Default] | [Default]
dualfuel_SCR | aero | C | CENTRL | ROS | 7.1901 | 109.3333 | 41.6667 | 2016-09-01 | Yes | No | [Default] | [Default]
dualfuel_SCR | aero | F | CAPITL | ROS | 12.4517 | 196.3333 | 41.6667 | 2016-09-01 | Yes | No | [Default] | [Default]
dualfuel_SCR | aero | G1 | HUD VL | HV | 10.9087 | 179 | 45.3333 | 2016-09-01 | Yes | No | [Default] | [Default]
dualfuel_SCR | aero | G2 | HUD VL | HV | 10.8927 | 178.6667 | 45 | 2016-09-01 | Yes | No | [Default] | [Default]
dualfuel_SCR | aero | J | N.Y.C. | NYC | 12.0418 | 191 | 47 | 2016-09-01 | Yes | No | [Default] | [Default]
dualfuel_SCR | aero | K | LONGIL | LI | 21.5366 | 312 | 76.6667 | 2016-09-01 | Yes | No | [Default] | [Default]
dualfuel_noSCR | j15 | C | CENTRL | ROS | 7.308 | 94.3333 | 18.3333 | 2016-09-01 | No | No | [Default] | [Default]
dualfuel_noSCR | j15 | F | CAPITL | ROS | 14.6599 | 191.6667 | 18.3333 | 2016-09-01 | No | No | [Default] | [Default]
dualfuel_noSCR | j15 | G1 | HUD VL | HV | 12.3984 | 181.3333 | 19 | 2016-09-01 | No | No | [Default] | [Default]
dualfuel_noSCR | f | C | CENTRL | ROS | 6.6636 | 82 | 17.6667 | 2016-09-01 | No | No | [Default] | [Default]
dualfuel_noSCR | f | F | CAPITL | ROS | 12.2917 | 180.3333 | 19.3333 | 2016-09-01 | No | No | [Default] | [Default]
dualfuel_noSCR | f | G1 | HUD VL | HV | 10.4202 | 167.6667 | 20.3333 | 2016-09-01 | No | No | [Default] | [Default]
gasonly_SCR | j25 | C | CENTRL | ROS | 7.3106 | 95 | 19 | 2016-09-01 | Yes | Yes | [Default] | [Default]
gasonly_SCR | j25 | F | CAPITL | ROS | 14.4053 | 190 | 19 | 2016-09-01 | Yes | Yes | [Default] | [Default]
gasonly_SCR | j25 | G1 | HUD VL | HV | 12.4306 | 182 | 19.6667 | 2016-09-01 | Yes | Yes | [Default] | [Default]
gasonly_SCR | j25 | G2 | HUD VL | HV | 12.412 | 182 | 19.6667 | 2016-09-01 | Yes | Yes | [Default] | [Default]
gasonly_SCR | f | C | CENTRL | ROS | 6.6401 | 81.3333 | 17.6667 | 2016-09-01 | Yes | Yes | [Default] | [Default]
gasonly_SCR | f | F | CAPITL | ROS | 12.1273 | 178 | 18.6667 | 2016-09-01 | Yes | Yes | [Default] | [Default]
gasonly_SCR | f | G1 | HUD VL | HV | 10.3214 | 167.6667 | 20.3333 | 2016-09-01 | Yes | Yes | [Default] | [Default]
gasonly_SCR | f | G2 | HUD VL | HV | 10.3207 | 167.6667 | 20.3333 | 2016-09-01 | Yes | Yes | [Default] | [Default]
gasonly_SCR | aero | C | CENTRL | ROS | 7.1901 | 109.3333 | 41.6667 | 2016-09-01 | Yes | Yes | [Default] | [Default]
gasonly_SCR | aero | F | CAPITL | ROS | 12.4517 | 196.3333 | 41.6667 | 2016-09-01 | Yes | Yes | [Default] | [Default]
gasonly_SCR | aero | G1 | HUD VL | HV | 10.9087 | 179 | 45.3333 | 2016-09-01 | Yes | Yes | [Default] | [Default]
gasonly_SCR | aero | G2 | HUD VL | HV | 10.8927 | 178.6667 | 45 | 2016-09-01 | Yes | Yes | [Default] | [Default]
gasonly_noSCR | j15 | C | CENTRL | ROS | 7.308 | 94.3333 | 18.3333 | 2016-09-01 | No | Yes | [Default] | [Default]
gasonly_noSCR | j15 | F | CAPITL | ROS | 14.6599 | 191.6667 | 18.3333 | 2016-09-01 | No | Yes | [Default] | [Default]
gasonly_noSCR | j15 | G1 | HUD VL | HV | 12.3984 | 181.3333 | 19 | 2016-09-01 | No | Yes | [Default] | [Default]
gasonly_noSCR | f | C | CENTRL | ROS | 6.6636 | 82 | 17.6667 | 2016-09-01 | No | Yes | [Default] | [Default]
gasonly_noSCR | f | F | CAPITL | ROS | 12.2917 | 180.3333 | 19.3333 | 2016-09-01 | No | Yes | [Default] | [Default]
gasonly_noSCR | f | G1 | HUD VL | HV | 10.4202 | 167.6667 | 20.3333 | 2016-09-01 | No | Yes | [Default] | [Default]
dualfuel_CC_SCR | ccj | C | CENTRL | ROS | 10.52 | 167 | 15.3333 | 2016-09-01 | Yes | No | [Default] | [Default]
dualfuel_CC_SCR | ccj | F | CAPITL | ROS | 21.4243 | 315.3333 | 16.6667 | 2016-09-01 | Yes | No | [Default] | [Default]
dualfuel_CC_SCR | ccj | G1 | HUD VL | HV | 18.0885 | 295 | 19.3333 | 2016-09-01 | Yes | No | [Default] | [Default]
dualfuel_CC_SCR | ccj | G2 | HUD VL | HV | 18.0885 | 295 | 19.3333 | 2016-09-01 | Yes | No | [Default] | [Default]
dualfuel_CC_SCR | ccj | J | N.Y.C. | NYC | 20.9272 | 320.6667 | 24 | 2016-09-01 | Yes | No | [Default] | [Default]
dualfuel_CC_SCR | ccj | K | LONGIL | LI | 36.3223 | 591.3333 | 51 | 2016-09-01 | Yes | No | [Default] | [Default]
gasonly_CC_SCR | ccj | C | CENTRL | ROS | 10.52 | 167 | 15.3333 | 2016-09-01 | Yes | Yes | [Default] | [Default]
gasonly_CC_SCR | ccj | F | CAPITL | ROS | 21.4243 | 315.3333 | 16.6667 | 2016-09-01 | Yes | Yes | [Default] | [Default]
gasonly_CC_SCR | ccj | G1 | HUD VL | HV | 18.0885 | 295 | 19.3333 | 2016-09-01 | Yes | Yes | [Default] | [Default]
gasonly_CC_SCR | ccj | G2 | HUD VL | HV | 18.0885 | 295 | 19.3333 | 2016-09-01 | Yes | Yes | [Default] | [Default]

## DAMvRTD_$kWYr
Case | Unit | Area | Zone | Capacity_Zone | Model.Year | DAM.Commit | Energy.Profit.per.kWyr | Energy.Hours | Reserve.Profit.per.kWyr | Reserve.Hours | Buyout.Profit.per.kWyr | Buyout.Hours | Limited.Profit.per.kWyr | Limited.Hours | None.Profit.per.kWyr | None.Hours | Start_Date | SCR_Toggle | Gas_Only_Toggle | Price_Cost_Inputs | Technical_Inputs
dualfuel_SCR | j25 | C | CENTRL | ROS | 1 | None | 1.0662 | 7 | 0.2481 | 19 | 0 | 0 | 0 | 0 | 0 | 8303 | 2016-09-01 | Yes | No | [Default] | [Default]
dualfuel_SCR | j25 | C | CENTRL | ROS | 1 | Reserve | 0.56592 | 17 | 0.071786 | 24 | 0.41687 | 390 | 0 | 0 | 0 | 0 | 2016-09-01 | Yes | No | [Default] | [Default]
dualfuel_SCR | j25 | C | CENTRL | ROS | 2 | Energy | 9.7168 | 157 | 0 | 0 | 1.3561 | 35 | 0 | 0 | 0 | 0 | 2016-09-01 | Yes | No | [Default] | [Default]
dualfuel_SCR | j25 | C | CENTRL | ROS | 2 | None | 2.1815 | 55 | 0.54495 | 30 | 0 | 0 | 0 | 0 | 0 | 8354 | 2016-09-01 | Yes | No | [Default] | [Default]
dualfuel_SCR | j25 | C | CENTRL | ROS | 2 | Reserve | 1.1297 | 11 | 0.10603 | 30 | 0.13194 | 88 | 0 | 0 | 0 | 0 | 2016-09-01 | Yes | No | [Default] | [Default]
dualfuel_SCR | j25 | C | CENTRL | ROS | 3 | Energy | 0.20347 | 12 | 0 | 0 | 0.84238 | 19 | 0 | 0 | 0 | 0 | 2016-09-01 | Yes | No | [Default] | [Default]
dualfuel_SCR | j25 | C | CENTRL | ROS | 3 | None | 2.6935 | 26 | 0.63931 | 42 | 0 | 0 | 0 | 0 | 0 | 8647 | 2016-09-01 | Yes | No | [Default] | [Default]
dualfuel_SCR | j25 | C | CENTRL | ROS | 3 | Reserve | 0 | 0 | 5.7722e-05 | 2 | 0.017347 | 12 | 0 | 0 | 0 | 0 | 2016-09-01 | Yes | No | [Default] | [Default]
dualfuel_SCR | j25 | F | CAPITL | ROS | 1 | Energy | 0 | 0 | 0 | 0 | 1.0812 | 59 | 0 | 0 | 0 | 0 | 2016-09-01 | Yes | No | [Default] | [Default]
dualfuel_SCR | j25 | F | CAPITL | ROS | 1 | None | 2.7579 | 32 | 0.43524 | 27 | 0 | 0 | 0 | 0 | 0 | 8350 | 2016-09-01 | Yes | No | [Default] | [Default]
dualfuel_SCR | j25 | F | CAPITL | ROS | 1 | Reserve | 0.028732 | 4 | 0.1753 | 30 | 0.64737 | 258 | 0 | 0 | 0 | 0 | 2016-09-01 | Yes | No | [Default] | [Default]
dualfuel_SCR | j25 | F | CAPITL | ROS | 2 | Energy | 25.8005 | 412 | 0 | 0 | 0 | 0 | 0 | 0 | 0 | 0 | 2016-09-01 | Yes | No | [Default] | [Default]
dualfuel_SCR | j25 | F | CAPITL | ROS | 2 | None | 2.5011 | 48 | 0.59231 | 37 | 0 | 0 | 0 | 0 | 0 | 8080 | 2016-09-01 | Yes | No | [Default] | [Default]
dualfuel_SCR | j25 | F | CAPITL | ROS | 2 | Reserve | 0.003626 | 3 | 0.31627 | 40 | 0.48115 | 140 | 0 | 0 | 0 | 0 | 2016-09-01 | Yes | No | [Default] | [Default]
dualfuel_SCR | j25 | F | CAPITL | ROS | 3 | Energy | 0.77198 | 39 | 0 | 0 | 2.067 | 45 | 0 | 0 | 0 | 0 | 2016-09-01 | Yes | No | [Default] | [Default]
dualfuel_SCR | j25 | F | CAPITL | ROS | 3 | None | 3.7727 | 32 | 1.4635 | 61 | 0 | 0 | 0 | 0 | 0 | 8481 | 2016-09-01 | Yes | No | [Default] | [Default]
dualfuel_SCR | j25 | F | CAPITL | ROS | 3 | Reserve | 0 | 0 | 0.14535 | 27 | 0.17469 | 75 | 0 | 0 | 0 | 0 | 2016-09-01 | Yes | No | [Default] | [Default]
dualfuel_SCR | j25 | G1 | HUD VL | HV | 1 | Energy | 0 | 0 | 0 | 0 | 0.11756 | 11 | 0 | 0 | 0 | 0 | 2016-09-01 | Yes | No | [Default] | [Default]
dualfuel_SCR | j25 | G1 | HUD VL | HV | 1 | None | 1.988 | 19 | 0.59417 | 29 | 0 | 0 | 0 | 0 | 0 | 8317 | 2016-09-01 | Yes | No | [Default] | [Default]
dualfuel_SCR | j25 | G1 | HUD VL | HV | 1 | Reserve | 0.27069 | 12 | 0.15907 | 26 | 0.76183 | 346 | 0 | 0 | 0 | 0 | 2016-09-01 | Yes | No | [Default] | [Default]
dualfuel_SCR | j25 | G1 | HUD VL | HV | 2 | Energy | 21.146 | 393 | 0 | 0 | 0.1942 | 6 | 0 | 0 | 0 | 0 | 2016-09-01 | Yes | No | [Default] | [Default]
dualfuel_SCR | j25 | G1 | HUD VL | HV | 2 | None | 2.0559 | 41 | 0.60421 | 36 | 0 | 0 | 0 | 0 | 0 | 8061 | 2016-09-01 | Yes | No | [Default] | [Default]
dualfuel_SCR | j25 | G1 | HUD VL | HV | 2 | Reserve | 0.27414 | 9 | 0.34579 | 41 | 0.57386 | 173 | 0 | 0 | 0 | 0 | 2016-09-01 | Yes | No | [Default] | [Default]
dualfuel_SCR | j25 | G1 | HUD VL | HV | 3 | Energy | 0.76783 | 39 | 0 | 0 | 1.0761 | 28 | 0 | 0 | 0 | 0 | 2016-09-01 | Yes | No | [Default] | [Default]
dualfuel_SCR | j25 | G1 | HUD VL | HV | 3 | None | 3.6281 | 33 | 2.4084 | 64 | 0 | 0 | 0 | 0 | 0 | 8493 | 2016-09-01 | Yes | No | [Default] | [Default]
dualfuel_SCR | j25 | G1 | HUD VL | HV | 3 | Reserve | 0 | 0 | 0.14759 | 28 | 0.17839 | 75 | 0 | 0 | 0 | 0 | 2016-09-01 | Yes | No | [Default] | [Default]
dualfuel_SCR | j25 | G2 | HUD VL | HV | 1 | Energy | 0 | 0 | 0 | 0 | 0.11745 | 11 | 0 | 0 | 0 | 0 | 2016-09-01 | Yes | No | [Default] | [Default]
dualfuel_SCR | j25 | G2 | HUD VL | HV | 1 | None | 1.9862 | 19 | 0.59409 | 29 | 0 | 0 | 0 | 0 | 0 | 8318 | 2016-09-01 | Yes | No | [Default] | [Default]
dualfuel_SCR | j25 | G2 | HUD VL | HV | 1 | Reserve | 0.26973 | 12 | 0.15906 | 26 | 0.76044 | 345 | 0 | 0 | 0 | 0 | 2016-09-01 | Yes | No | [Default] | [Default]
dualfuel_SCR | j25 | G2 | HUD VL | HV | 2 | Energy | 21.1063 | 393 | 0 | 0 | 0.19414 | 6 | 0 | 0 | 0 | 0 | 2016-09-01 | Yes | No | [Default] | [Default]
dualfuel_SCR | j25 | G2 | HUD VL | HV | 2 | None | 2.0523 | 41 | 0.60412 | 36 | 0 | 0 | 0 | 0 | 0 | 8062 | 2016-09-01 | Yes | No | [Default] | [Default]
dualfuel_SCR | j25 | G2 | HUD VL | HV | 2 | Reserve | 0.27329 | 9 | 0.34579 | 41 | 0.57316 | 172 | 0 | 0 | 0 | 0 | 2016-09-01 | Yes | No | [Default] | [Default]
dualfuel_SCR | j25 | G2 | HUD VL | HV | 3 | Energy | 0.7638 | 39 | 0 | 0 | 1.0759 | 28 | 0 | 0 | 0 | 0 | 2016-09-01 | Yes | No | [Default] | [Default]
dualfuel_SCR | j25 | G2 | HUD VL | HV | 3 | None | 3.6262 | 33 | 2.4082 | 64 | 0 | 0 | 0 | 0 | 0 | 8493 | 2016-09-01 | Yes | No | [Default] | [Default]
dualfuel_SCR | j25 | G2 | HUD VL | HV | 3 | Reserve | 0 | 0 | 0.14754 | 28 | 0.17834 | 75 | 0 | 0 | 0 | 0 | 2016-09-01 | Yes | No | [Default] | [Default]
dualfuel_SCR | j25 | J | N.Y.C. | NYC | 1 | Energy | 0.33018 | 23 | 0 | 0 | 0 | 0 | 0 | 0 | 0 | 0 | 2016-09-01 | Yes | No | [Default] | [Default]
dualfuel_SCR | j25 | J | N.Y.C. | NYC | 1 | None | 3.0293 | 41 | 0.27648 | 14 | 0 | 0 | 0 | 0 | 0 | 8667 | 2016-09-01 | Yes | No | [Default] | [Default]
dualfuel_SCR | j25 | J | N.Y.C. | NYC | 1 | Reserve | 0.26927 | 4 | 0.01842 | 5 | 0.016999 | 6 | 0 | 0 | 0 | 0 | 2016-09-01 | Yes | No | [Default] | [Default]
dualfuel_SCR | j25 | J | N.Y.C. | NYC | 2 | Energy | 23.9415 | 396 | 0 | 0 | 0 | 0 | 0 | 0 | 0 | 0 | 2016-09-01 | Yes | No | [Default] | [Default]
dualfuel_SCR | j25 | J | N.Y.C. | NYC | 2 | None | 2.5443 | 43 | 0.70551 | 33 | 0 | 0 | 0 | 0 | 0 | 8251 | 2016-09-01 | Yes | No | [Default] | [Default]
dualfuel_SCR | j25 | J | N.Y.C. | NYC | 2 | Reserve | 0.46583 | 10 | 0.0876 | 8 | 0.12178 | 19 | 0 | 0 | 0 | 0 | 2016-09-01 | Yes | No | [Default] | [Default]
dualfuel_SCR | j25 | J | N.Y.C. | NYC | 3 | Energy | 0.7735 | 49 | 0 | 0 | 1.7998 | 41 | 0 | 0 | 0 | 0 | 2016-09-01 | Yes | No | [Default] | [Default]
dualfuel_SCR | j25 | J | N.Y.C. | NYC | 3 | None | 5.4896 | 47 | 1.4634 | 54 | 0 | 0 | 0 | 0 | 0 | 8559 | 2016-09-01 | Yes | No | [Default] | [Default]
dualfuel_SCR | j25 | J | N.Y.C. | NYC | 3 | Reserve | 0 | 0 | 0.010255 | 3 | 0.029456 | 7 | 0 | 0 | 0 | 0 | 2016-09-01 | Yes | No | [Default] | [Default]
dualfuel_SCR | j25 | K | LONGIL | LI | 1 | Energy | 3.064 | 100 | 0 | 0 | 1.6108 | 23 | 0 | 0 | 0 | 0 | 2016-09-01 | Yes | No | [Default] | [Default]
dualfuel_SCR | j25 | K | LONGIL | LI | 1 | None | 6.1259 | 68 | 0.18051 | 8 | 0 | 0 | 0 | 0 | 0 | 8561 | 2016-09-01 | Yes | No | [Default] | [Default]
dualfuel_SCR | j25 | K | LONGIL | LI | 2 | Energy | 29.555 | 529 | 0.4735 | 22 | 1.831 | 48 | 0 | 0 | 0 | 0 | 2016-09-01 | Yes | No | [Default] | [Default]
dualfuel_SCR | j25 | K | LONGIL | LI | 2 | None | 8.8525 | 109 | 0.37637 | 14 | 0 | 0 | 0 | 0 | 0 | 8037 | 2016-09-01 | Yes | No | [Default] | [Default]
dualfuel_SCR | j25 | K | LONGIL | LI | 2 | Reserve | 0 | 0 | 0 | 0 | 0.007357 | 1 | 0 | 0 | 0 | 0 | 2016-09-01 | Yes | No | [Default] | [Default]
dualfuel_SCR | j25 | K | LONGIL | LI | 3 | Energy | 3.9829 | 140 | 0 | 0 | 1.901 | 56 | 0 | 0 | 0 | 0 | 2016-09-01 | Yes | No | [Default] | [Default]
dualfuel_SCR | j25 | K | LONGIL | LI | 3 | None | 12.6711 | 94 | 1.0088 | 29 | 0 | 0 | 0 | 0 | 0 | 8441 | 2016-09-01 | Yes | No | [Default] | [Default]
dualfuel_SCR | f | C | CENTRL | ROS | 1 | None | 1.2864 | 11 | 0.27655 | 24 | 0 | 0 | 0 | 0 | 0 | 8553 | 2016-09-01 | Yes | No | [Default] | [Default]
dualfuel_SCR | f | C | CENTRL | ROS | 1 | Reserve | 0.16129 | 6 | 0.073046 | 12 | 0.24754 | 154 | 0 | 0 | 0 | 0 | 2016-09-01 | Yes | No | [Default] | [Default]
dualfuel_SCR | f | C | CENTRL | ROS | 2 | Energy | 8.4208 | 133 | 0 | 0 | 1.2517 | 33 | 0 | 0 | 0 | 0 | 2016-09-01 | Yes | No | [Default] | [Default]
dualfuel_SCR | f | C | CENTRL | ROS | 2 | None | 2.4555 | 60 | 0.65009 | 39 | 0 | 0 | 0 | 0 | 0 | 8426 | 2016-09-01 | Yes | No | [Default] | [Default]
dualfuel_SCR | f | C | CENTRL | ROS | 2 | Reserve | 0.6201 | 8 | 0.09496 | 12 | 0.13555 | 49 | 0 | 0 | 0 | 0 | 2016-09-01 | Yes | No | [Default] | [Default]
dualfuel_SCR | f | C | CENTRL | ROS | 3 | Energy | 0.064607 | 4 | 0 | 0 | 0.94212 | 24 | 0 | 0 | 0 | 0 | 2016-09-01 | Yes | No | [Default] | [Default]
dualfuel_SCR | f | C | CENTRL | ROS | 3 | None | 2.7842 | 22 | 0.44988 | 33 | 0 | 0 | 0 | 0 | 0 | 8674 | 2016-09-01 | Yes | No | [Default] | [Default]
dualfuel_SCR | f | C | CENTRL | ROS | 3 | Reserve | 0 | 0 | 0 | 0 | 0.0058095 | 3 | 0 | 0 | 0 | 0 | 2016-09-01 | Yes | No | [Default] | [Default]
dualfuel_SCR | f | F | CAPITL | ROS | 1 | Energy | 0 | 0 | 0 | 0 | 0.87463 | 43 | 0 | 0 | 0 | 0 | 2016-09-01 | Yes | No | [Default] | [Default]
dualfuel_SCR | f | F | CAPITL | ROS | 1 | None | 2.5667 | 28 | 0.1623 | 22 | 0 | 0 | 0 | 0 | 0 | 8607 | 2016-09-01 | Yes | No | [Default] | [Default]
dualfuel_SCR | f | F | CAPITL | ROS | 1 | Reserve | 0.06191 | 2 | 0.068361 | 12 | 0.15346 | 46 | 0 | 0 | 0 | 0 | 2016-09-01 | Yes | No | [Default] | [Default]
dualfuel_SCR | f | F | CAPITL | ROS | 2 | Energy | 23.1182 | 392 | 0 | 0 | 0.17289 | 6 | 0 | 0 | 0 | 0 | 2016-09-01 | Yes | No | [Default] | [Default]
dualfuel_SCR | f | F | CAPITL | ROS | 2 | None | 2.1412 | 47 | 0.48954 | 36 | 0 | 0 | 0 | 0 | 0 | 8254 | 2016-09-01 | Yes | No | [Default] | [Default]
dualfuel_SCR | f | F | CAPITL | ROS | 2 | Reserve | 0.0080089 | 1 | 0.088473 | 9 | 0.071758 | 15 | 0 | 0 | 0 | 0 | 2016-09-01 | Yes | No | [Default] | [Default]
dualfuel_SCR | f | F | CAPITL | ROS | 3 | Energy | 0.48613 | 28 | 0 | 0 | 1.3681 | 29 | 0 | 0 | 0 | 0 | 2016-09-01 | Yes | No | [Default] | [Default]
dualfuel_SCR | f | F | CAPITL | ROS | 3 | None | 4.1852 | 36 | 0.35974 | 30 | 0 | 0 | 0 | 0 | 0 | 8635 | 2016-09-01 | Yes | No | [Default] | [Default]
dualfuel_SCR | f | F | CAPITL | ROS | 3 | Reserve | 0 | 0 | 0 | 0 | 0.0053626 | 2 | 0 | 0 | 0 | 0 | 2016-09-01 | Yes | No | [Default] | [Default]
dualfuel_SCR | f | G1 | HUD VL | HV | 1 | Energy | 0 | 0 | 0 | 0 | 0.098737 | 10 | 0 | 0 | 0 | 0 | 2016-09-01 | Yes | No | [Default] | [Default]
dualfuel_SCR | f | G1 | HUD VL | HV | 1 | None | 2.3445 | 23 | 0.11828 | 18 | 0 | 0 | 0 | 0 | 0 | 8617 | 2016-09-01 | Yes | No | [Default] | [Default]
dualfuel_SCR | f | G1 | HUD VL | HV | 1 | Reserve | 0.15966 | 5 | 0.072554 | 12 | 0.18701 | 75 | 0 | 0 | 0 | 0 | 2016-09-01 | Yes | No | [Default] | [Default]
dualfuel_SCR | f | G1 | HUD VL | HV | 2 | Energy | 18.4797 | 359 | 0 | 0 | 0.45385 | 12 | 0 | 0 | 0 | 0 | 2016-09-01 | Yes | No | [Default] | [Default]
dualfuel_SCR | f | G1 | HUD VL | HV | 2 | None | 2.8321 | 54 | 0.50646 | 36 | 0 | 0 | 0 | 0 | 0 | 8264 | 2016-09-01 | Yes | No | [Default] | [Default]
dualfuel_SCR | f | G1 | HUD VL | HV | 2 | Reserve | 0.06837 | 1 | 0.10893 | 12 | 0.098318 | 22 | 0 | 0 | 0 | 0 | 2016-09-01 | Yes | No | [Default] | [Default]
dualfuel_SCR | f | G1 | HUD VL | HV | 3 | Energy | 0.51715 | 29 | 0 | 0 | 0.93263 | 28 | 0 | 0 | 0 | 0 | 2016-09-01 | Yes | No | [Default] | [Default]
dualfuel_SCR | f | G1 | HUD VL | HV | 3 | None | 3.5691 | 32 | 0.41146 | 31 | 0 | 0 | 0 | 0 | 0 | 8638 | 2016-09-01 | Yes | No | [Default] | [Default]
dualfuel_SCR | f | G1 | HUD VL | HV | 3 | Reserve | 0 | 0 | 0 | 0 | 0.0055356 | 2 | 0 | 0 | 0 | 0 | 2016-09-01 | Yes | No | [Default] | [Default]
dualfuel_SCR | f | G2 | HUD VL | HV | 1 | Energy | 0 | 0 | 0 | 0 | 0.098736 | 10 | 0 | 0 | 0 | 0 | 2016-09-01 | Yes | No | [Default] | [Default]
dualfuel_SCR | f | G2 | HUD VL | HV | 1 | None | 2.3441 | 23 | 0.11828 | 18 | 0 | 0 | 0 | 0 | 0 | 8617 | 2016-09-01 | Yes | No | [Default] | [Default]
dualfuel_SCR | f | G2 | HUD VL | HV | 1 | Reserve | 0.15958 | 5 | 0.072554 | 12 | 0.18701 | 75 | 0 | 0 | 0 | 0 | 2016-09-01 | Yes | No | [Default] | [Default]
dualfuel_SCR | f | G2 | HUD VL | HV | 2 | Energy | 18.4791 | 359 | 0 | 0 | 0.45385 | 12 | 0 | 0 | 0 | 0 | 2016-09-01 | Yes | No | [Default] | [Default]
dualfuel_SCR | f | G2 | HUD VL | HV | 2 | None | 2.8316 | 54 | 0.50646 | 36 | 0 | 0 | 0 | 0 | 0 | 8264 | 2016-09-01 | Yes | No | [Default] | [Default]
dualfuel_SCR | f | G2 | HUD VL | HV | 2 | Reserve | 0.068342 | 1 | 0.10893 | 12 | 0.098318 | 22 | 0 | 0 | 0 | 0 | 2016-09-01 | Yes | No | [Default] | [Default]
dualfuel_SCR | f | G2 | HUD VL | HV | 3 | Energy | 0.51704 | 29 | 0 | 0 | 0.93263 | 28 | 0 | 0 | 0 | 0 | 2016-09-01 | Yes | No | [Default] | [Default]
dualfuel_SCR | f | G2 | HUD VL | HV | 3 | None | 3.5687 | 32 | 0.41146 | 31 | 0 | 0 | 0 | 0 | 0 | 8638 | 2016-09-01 | Yes | No | [Default] | [Default]
dualfuel_SCR | f | G2 | HUD VL | HV | 3 | Reserve | 0 | 0 | 0 | 0 | 0.0055356 | 2 | 0 | 0 | 0 | 0 | 2016-09-01 | Yes | No | [Default] | [Default]
dualfuel_SCR | f | J | N.Y.C. | NYC | 1 | Energy | 0.051689 | 12 | 0 | 0 | 0.13945 | 7 | 0 | 0 | 0 | 0 | 2016-09-01 | Yes | No | [Default] | [Default]
dualfuel_SCR | f | J | N.Y.C. | NYC | 1 | None | 2.8051 | 42 | 0.0060905 | 2 | 0 | 0 | 0 | 0 | 0 | 8695 | 2016-09-01 | Yes | No | [Default] | [Default]
dualfuel_SCR | f | J | N.Y.C. | NYC | 1 | Reserve | 0 | 0 | 0.00062997 | 1 | 0.00065855 | 1 | 0 | 0 | 0 | 0 | 2016-09-01 | Yes | No | [Default] | [Default]
dualfuel_SCR | f | J | N.Y.C. | NYC | 2 | Energy | 21.1265 | 361 | 0 | 0 | 0.40033 | 16 | 0 | 0 | 0 | 0 | 2016-09-01 | Yes | No | [Default] | [Default]
dualfuel_SCR | f | J | N.Y.C. | NYC | 2 | None | 3.6237 | 42 | 0.30833 | 25 | 0 | 0 | 0 | 0 | 0 | 8312 | 2016-09-01 | Yes | No | [Default] | [Default]
dualfuel_SCR | f | J | N.Y.C. | NYC | 2 | Reserve | 0 | 0 | 0 | 0 | 0.015207 | 4 | 0 | 0 | 0 | 0 | 2016-09-01 | Yes | No | [Default] | [Default]
dualfuel_SCR | f | J | N.Y.C. | NYC | 3 | Energy | 0.49798 | 36 | 0 | 0 | 1.5813 | 35 | 0 | 0 | 0 | 0 | 2016-09-01 | Yes | No | [Default] | [Default]
dualfuel_SCR | f | J | N.Y.C. | NYC | 3 | None | 5.0549 | 35 | 0.27734 | 21 | 0 | 0 | 0 | 0 | 0 | 8632 | 2016-09-01 | Yes | No | [Default] | [Default]
dualfuel_SCR | f | J | N.Y.C. | NYC | 3 | Reserve | 0 | 0 | 0 | 0 | 0.0092567 | 1 | 0 | 0 | 0 | 0 | 2016-09-01 | Yes | No | [Default] | [Default]
dualfuel_SCR | f | K | LONGIL | LI | 1 | Energy | 2.2763 | 75 | 0 | 0 | 1.4062 | 21 | 0 | 0 | 0 | 0 | 2016-09-01 | Yes | No | [Default] | [Default]
dualfuel_SCR | f | K | LONGIL | LI | 1 | None | 5.4589 | 64 | 0 | 0 | 0 | 0 | 0 | 0 | 0 | 8600 | 2016-09-01 | Yes | No | [Default] | [Default]
dualfuel_SCR | f | K | LONGIL | LI | 2 | Energy | 26.2265 | 472 | 0.12783 | 6 | 1.3724 | 32 | 0 | 0 | 0 | 0 | 2016-09-01 | Yes | No | [Default] | [Default]
dualfuel_SCR | f | K | LONGIL | LI | 2 | None | 8.4863 | 105 | 0.1363 | 10 | 0 | 0 | 0 | 0 | 0 | 8135 | 2016-09-01 | Yes | No | [Default] | [Default]
dualfuel_SCR | f | K | LONGIL | LI | 3 | Energy | 3.0878 | 120 | 0 | 0 | 1.46 | 42 | 0 | 0 | 0 | 0 | 2016-09-01 | Yes | No | [Default] | [Default]
dualfuel_SCR | f | K | LONGIL | LI | 3 | None | 12.0732 | 83 | 0.041897 | 1 | 0 | 0 | 0 | 0 | 0 | 8514 | 2016-09-01 | Yes | No | [Default] | [Default]
dualfuel_SCR | aero | C | CENTRL | ROS | 1 | None | 1.3011 | 19 | 0.28209 | 25 | 0 | 0 | 0 | 0 | 0 | 8389 | 2016-09-01 | Yes | No | [Default] | [Default]
dualfuel_SCR | aero | C | CENTRL | ROS | 1 | Reserve | 0.82078 | 15 | 0.073746 | 14 | 0.36225 | 298 | 0 | 0 | 0 | 0 | 2016-09-01 | Yes | No | [Default] | [Default]
dualfuel_SCR | aero | C | CENTRL | ROS | 2 | Energy | 8.1178 | 142 | 0 | 0 | 0.91625 | 19 | 0 | 0 | 0 | 0 | 2016-09-01 | Yes | No | [Default] | [Default]
dualfuel_SCR | aero | C | CENTRL | ROS | 2 | None | 2.5719 | 78 | 0.54003 | 40 | 0 | 0 | 0 | 0 | 0 | 8379 | 2016-09-01 | Yes | No | [Default] | [Default]
dualfuel_SCR | aero | C | CENTRL | ROS | 2 | Reserve | 1.3976 | 17 | 0.09492 | 12 | 0.1474 | 73 | 0 | 0 | 0 | 0 | 2016-09-01 | Yes | No | [Default] | [Default]
dualfuel_SCR | aero | C | CENTRL | ROS | 3 | Energy | 0.22739 | 13 | 0 | 0 | 0.72318 | 12 | 0 | 0 | 0 | 0 | 2016-09-01 | Yes | No | [Default] | [Default]
dualfuel_SCR | aero | C | CENTRL | ROS | 3 | None | 3.3837 | 44 | 0.59528 | 41 | 0 | 0 | 0 | 0 | 0 | 8638 | 2016-09-01 | Yes | No | [Default] | [Default]
dualfuel_SCR | aero | C | CENTRL | ROS | 3 | Reserve | 0 | 0 | 0 | 0 | 0.014679 | 12 | 0 | 0 | 0 | 0 | 2016-09-01 | Yes | No | [Default] | [Default]
dualfuel_SCR | aero | F | CAPITL | ROS | 1 | Energy | 0.09555 | 7 | 0 | 0 | 0.54832 | 22 | 0 | 0 | 0 | 0 | 2016-09-01 | Yes | No | [Default] | [Default]
dualfuel_SCR | aero | F | CAPITL | ROS | 1 | None | 3.2089 | 53 | 0.614 | 28 | 0 | 0 | 0 | 0 | 0 | 8410 | 2016-09-01 | Yes | No | [Default] | [Default]
dualfuel_SCR | aero | F | CAPITL | ROS | 1 | Reserve | 0.16991 | 5 | 0.1497 | 27 | 0.60223 | 208 | 0 | 0 | 0 | 0 | 2016-09-01 | Yes | No | [Default] | [Default]
dualfuel_SCR | aero | F | CAPITL | ROS | 2 | Energy | 19.7102 | 384 | 0 | 0 | 0.23997 | 7 | 0 | 0 | 0 | 0 | 2016-09-01 | Yes | No | [Default] | [Default]
dualfuel_SCR | aero | F | CAPITL | ROS | 2 | None | 2.8572 | 64 | 0.56472 | 41 | 0 | 0 | 0 | 0 | 0 | 8109 | 2016-09-01 | Yes | No | [Default] | [Default]
dualfuel_SCR | aero | F | CAPITL | ROS | 2 | Reserve | 0.070537 | 4 | 0.28657 | 34 | 0.4566 | 117 | 0 | 0 | 0 | 0 | 2016-09-01 | Yes | No | [Default] | [Default]
dualfuel_SCR | aero | F | CAPITL | ROS | 3 | Energy | 0.37712 | 23 | 0 | 0 | 1.4891 | 32 | 0 | 0 | 0 | 0 | 2016-09-01 | Yes | No | [Default] | [Default]
dualfuel_SCR | aero | F | CAPITL | ROS | 3 | None | 4.2066 | 48 | 1.4085 | 62 | 0 | 0 | 0 | 0 | 0 | 8504 | 2016-09-01 | Yes | No | [Default] | [Default]
dualfuel_SCR | aero | F | CAPITL | ROS | 3 | Reserve | 0.015621 | 1 | 0.12997 | 24 | 0.15369 | 66 | 0 | 0 | 0 | 0 | 2016-09-01 | Yes | No | [Default] | [Default]
dualfuel_SCR | aero | G1 | HUD VL | HV | 1 | Energy | 0.0054105 | 2 | 0 | 0 | 0.097666 | 7 | 0 | 0 | 0 | 0 | 2016-09-01 | Yes | No | [Default] | [Default]
dualfuel_SCR | aero | G1 | HUD VL | HV | 1 | None | 2.7507 | 34 | 0.40404 | 24 | 0 | 0 | 0 | 0 | 0 | 8384 | 2016-09-01 | Yes | No | [Default] | [Default]
dualfuel_SCR | aero | G1 | HUD VL | HV | 1 | Reserve | 0.42272 | 11 | 0.1509 | 26 | 0.69458 | 272 | 0 | 0 | 0 | 0 | 2016-09-01 | Yes | No | [Default] | [Default]
dualfuel_SCR | aero | G1 | HUD VL | HV | 2 | Energy | 15.7634 | 327 | 0 | 0 | 0.26066 | 8 | 0 | 0 | 0 | 0 | 2016-09-01 | Yes | No | [Default] | [Default]
dualfuel_SCR | aero | G1 | HUD VL | HV | 2 | None | 3.2125 | 77 | 0.55831 | 37 | 0 | 0 | 0 | 0 | 0 | 8115 | 2016-09-01 | Yes | No | [Default] | [Default]
dualfuel_SCR | aero | G1 | HUD VL | HV | 2 | Reserve | 0.31207 | 9 | 0.31203 | 34 | 0.54552 | 153 | 0 | 0 | 0 | 0 | 2016-09-01 | Yes | No | [Default] | [Default]
dualfuel_SCR | aero | G1 | HUD VL | HV | 3 | Energy | 0.50172 | 29 | 0 | 0 | 0.5941 | 14 | 0 | 0 | 0 | 0 | 2016-09-01 | Yes | No | [Default] | [Default]
dualfuel_SCR | aero | G1 | HUD VL | HV | 3 | None | 3.9301 | 47 | 1.9028 | 62 | 0 | 0 | 0 | 0 | 0 | 8516 | 2016-09-01 | Yes | No | [Default] | [Default]
dualfuel_SCR | aero | G1 | HUD VL | HV | 3 | Reserve | 0.016992 | 1 | 0.13217 | 24 | 0.15779 | 67 | 0 | 0 | 0 | 0 | 2016-09-01 | Yes | No | [Default] | [Default]
dualfuel_SCR | aero | G2 | HUD VL | HV | 1 | Energy | 0.0052223 | 2 | 0 | 0 | 0.097596 | 7 | 0 | 0 | 0 | 0 | 2016-09-01 | Yes | No | [Default] | [Default]
dualfuel_SCR | aero | G2 | HUD VL | HV | 1 | None | 2.7482 | 33 | 0.4052 | 25 | 0 | 0 | 0 | 0 | 0 | 8384 | 2016-09-01 | Yes | No | [Default] | [Default]
dualfuel_SCR | aero | G2 | HUD VL | HV | 1 | Reserve | 0.42189 | 11 | 0.1509 | 26 | 0.69348 | 272 | 0 | 0 | 0 | 0 | 2016-09-01 | Yes | No | [Default] | [Default]
dualfuel_SCR | aero | G2 | HUD VL | HV | 2 | Energy | 15.7326 | 327 | 0 | 0 | 0.26058 | 8 | 0 | 0 | 0 | 0 | 2016-09-01 | Yes | No | [Default] | [Default]
dualfuel_SCR | aero | G2 | HUD VL | HV | 2 | None | 3.2061 | 77 | 0.55825 | 37 | 0 | 0 | 0 | 0 | 0 | 8115 | 2016-09-01 | Yes | No | [Default] | [Default]
dualfuel_SCR | aero | G2 | HUD VL | HV | 2 | Reserve | 0.31145 | 9 | 0.31203 | 34 | 0.54484 | 153 | 0 | 0 | 0 | 0 | 2016-09-01 | Yes | No | [Default] | [Default]
dualfuel_SCR | aero | G2 | HUD VL | HV | 3 | Energy | 0.49896 | 29 | 0 | 0 | 0.59396 | 14 | 0 | 0 | 0 | 0 | 2016-09-01 | Yes | No | [Default] | [Default]
dualfuel_SCR | aero | G2 | HUD VL | HV | 3 | None | 3.9274 | 47 | 1.9026 | 62 | 0 | 0 | 0 | 0 | 0 | 8517 | 2016-09-01 | Yes | No | [Default] | [Default]
dualfuel_SCR | aero | G2 | HUD VL | HV | 3 | Reserve | 0.016888 | 1 | 0.13213 | 24 | 0.15776 | 66 | 0 | 0 | 0 | 0 | 2016-09-01 | Yes | No | [Default] | [Default]
dualfuel_SCR | aero | J | N.Y.C. | NYC | 1 | Energy | 0.074732 | 8 | 0 | 0 | 0.13699 | 7 | 0 | 0 | 0 | 0 | 2016-09-01 | Yes | No | [Default] | [Default]
dualfuel_SCR | aero | J | N.Y.C. | NYC | 1 | None | 3.4601 | 48 | 0.16007 | 10 | 0 | 0 | 0 | 0 | 0 | 8674 | 2016-09-01 | Yes | No | [Default] | [Default]
dualfuel_SCR | aero | J | N.Y.C. | NYC | 1 | Reserve | 0.18648 | 4 | 0.014808 | 4 | 0.013065 | 5 | 0 | 0 | 0 | 0 | 2016-09-01 | Yes | No | [Default] | [Default]
dualfuel_SCR | aero | J | N.Y.C. | NYC | 2 | Energy | 18.2005 | 350 | 0 | 0 | 0.16341 | 5 | 0 | 0 | 0 | 0 | 2016-09-01 | Yes | No | [Default] | [Default]
dualfuel_SCR | aero | J | N.Y.C. | NYC | 2 | None | 3.3681 | 67 | 0.45985 | 31 | 0 | 0 | 0 | 0 | 0 | 8272 | 2016-09-01 | Yes | No | [Default] | [Default]
dualfuel_SCR | aero | J | N.Y.C. | NYC | 2 | Reserve | 0.43256 | 10 | 0.074661 | 6 | 0.11091 | 19 | 0 | 0 | 0 | 0 | 2016-09-01 | Yes | No | [Default] | [Default]
dualfuel_SCR | aero | J | N.Y.C. | NYC | 3 | Energy | 0.40371 | 32 | 0 | 0 | 1.4491 | 29 | 0 | 0 | 0 | 0 | 2016-09-01 | Yes | No | [Default] | [Default]
dualfuel_SCR | aero | J | N.Y.C. | NYC | 3 | None | 5.8057 | 53 | 1.5522 | 56 | 0 | 0 | 0 | 0 | 0 | 8582 | 2016-09-01 | Yes | No | [Default] | [Default]
dualfuel_SCR | aero | J | N.Y.C. | NYC | 3 | Reserve | 0.029619 | 1 | 0.0032219 | 2 | 0.025475 | 5 | 0 | 0 | 0 | 0 | 2016-09-01 | Yes | No | [Default] | [Default]
dualfuel_SCR | aero | K | LONGIL | LI | 1 | Energy | 2.3276 | 76 | 0 | 0 | 1.4332 | 20 | 0 | 0 | 0 | 0 | 2016-09-01 | Yes | No | [Default] | [Default]
dualfuel_SCR | aero | K | LONGIL | LI | 1 | None | 6.8791 | 87 | 0.1064 | 7 | 0 | 0 | 0 | 0 | 0 | 8570 | 2016-09-01 | Yes | No | [Default] | [Default]
dualfuel_SCR | aero | K | LONGIL | LI | 2 | Energy | 22.8673 | 440 | 0.3663 | 12 | 1.7207 | 37 | 0 | 0 | 0 | 0 | 2016-09-01 | Yes | No | [Default] | [Default]
dualfuel_SCR | aero | K | LONGIL | LI | 2 | None | 9.8707 | 131 | 0.19016 | 13 | 0 | 0 | 0 | 0 | 0 | 8126 | 2016-09-01 | Yes | No | [Default] | [Default]
dualfuel_SCR | aero | K | LONGIL | LI | 2 | Reserve | 0 | 0 | 0 | 0 | 0.0069029 | 1 | 0 | 0 | 0 | 0 | 2016-09-01 | Yes | No | [Default] | [Default]
dualfuel_SCR | aero | K | LONGIL | LI | 3 | Energy | 2.6439 | 98 | 0.028553 | 2 | 1.761 | 49 | 0 | 0 | 0 | 0 | 2016-09-01 | Yes | No | [Default] | [Default]
dualfuel_SCR | aero | K | LONGIL | LI | 3 | None | 13.5376 | 104 | 0.87022 | 28 | 0 | 0 | 0 | 0 | 0 | 8479 | 2016-09-01 | Yes | No | [Default] | [Default]
dualfuel_noSCR | j15 | C | CENTRL | ROS | 1 | None | 1.0524 | 7 | 0.24949 | 20 | 0 | 0 | 0 | 0 | 0 | 8307 | 2016-09-01 | No | No | [Default] | [Default]
dualfuel_noSCR | j15 | C | CENTRL | ROS | 1 | Reserve | 0.50277 | 15 | 0.071284 | 23 | 0.40737 | 388 | 0 | 0 | 0 | 0 | 2016-09-01 | No | No | [Default] | [Default]
dualfuel_noSCR | j15 | C | CENTRL | ROS | 2 | Energy | 9.6812 | 157 | 0 | 0 | 1.3541 | 35 | 0 | 0 | 0 | 0 | 2016-09-01 | No | No | [Default] | [Default]
dualfuel_noSCR | j15 | C | CENTRL | ROS | 2 | None | 2.1384 | 55 | 0.54437 | 30 | 0 | 0 | 0 | 0 | 0 | 8356 | 2016-09-01 | No | No | [Default] | [Default]
dualfuel_noSCR | j15 | C | CENTRL | ROS | 2 | Reserve | 1.1125 | 11 | 0.10546 | 30 | 0.12912 | 86 | 0 | 0 | 0 | 0 | 2016-09-01 | No | No | [Default] | [Default]
dualfuel_noSCR | j15 | C | CENTRL | ROS | 3 | Energy | 0.19737 | 12 | 0 | 0 | 0.84129 | 19 | 0 | 0 | 0 | 0 | 2016-09-01 | No | No | [Default] | [Default]
dualfuel_noSCR | j15 | C | CENTRL | ROS | 3 | None | 2.8815 | 26 | 0.63847 | 42 | 0 | 0 | 0 | 0 | 0 | 8648 | 2016-09-01 | No | No | [Default] | [Default]
dualfuel_noSCR | j15 | C | CENTRL | ROS | 3 | Reserve | 0 | 0 | 1.6102e-05 | 1 | 0.016967 | 12 | 0 | 0 | 0 | 0 | 2016-09-01 | No | No | [Default] | [Default]
dualfuel_noSCR | j15 | F | CAPITL | ROS | 1 | Energy | 0 | 0 | 0 | 0 | 1.1513 | 62 | 0 | 0 | 0 | 0 | 2016-09-01 | No | No | [Default] | [Default]
dualfuel_noSCR | j15 | F | CAPITL | ROS | 1 | None | 2.7404 | 35 | 0.43187 | 24 | 0 | 0 | 0 | 0 | 0 | 8299 | 2016-09-01 | No | No | [Default] | [Default]
dualfuel_noSCR | j15 | F | CAPITL | ROS | 1 | Reserve | 0.097698 | 5 | 0.1785 | 34 | 0.67916 | 301 | 0 | 0 | 0 | 0 | 2016-09-01 | No | No | [Default] | [Default]
dualfuel_noSCR | j15 | F | CAPITL | ROS | 2 | Energy | 26.3423 | 413 | 0 | 0 | 0 | 0 | 0 | 0 | 0 | 0 | 2016-09-01 | No | No | [Default] | [Default]
dualfuel_noSCR | j15 | F | CAPITL | ROS | 2 | None | 2.361 | 45 | 0.59602 | 37 | 0 | 0 | 0 | 0 | 0 | 8061 | 2016-09-01 | No | No | [Default] | [Default]
dualfuel_noSCR | j15 | F | CAPITL | ROS | 2 | Reserve | 0.12887 | 4 | 0.32057 | 43 | 0.49665 | 157 | 0 | 0 | 0 | 0 | 2016-09-01 | No | No | [Default] | [Default]
dualfuel_noSCR | j15 | F | CAPITL | ROS | 3 | Energy | 0.8179 | 41 | 0 | 0 | 2.1604 | 48 | 0 | 0 | 0 | 0 | 2016-09-01 | No | No | [Default] | [Default]
dualfuel_noSCR | j15 | F | CAPITL | ROS | 3 | None | 3.753 | 32 | 1.3926 | 60 | 0 | 0 | 0 | 0 | 0 | 8470 | 2016-09-01 | No | No | [Default] | [Default]
dualfuel_noSCR | j15 | F | CAPITL | ROS | 3 | Reserve | 0 | 0 | 0.14829 | 29 | 0.18322 | 80 | 0 | 0 | 0 | 0 | 2016-09-01 | No | No | [Default] | [Default]
dualfuel_noSCR | j15 | G1 | HUD VL | HV | 1 | Energy | 0 | 0 | 0 | 0 | 0.11706 | 11 | 0 | 0 | 0 | 0 | 2016-09-01 | No | No | [Default] | [Default]
dualfuel_noSCR | j15 | G1 | HUD VL | HV | 1 | None | 1.9477 | 19 | 0.59372 | 29 | 0 | 0 | 0 | 0 | 0 | 8325 | 2016-09-01 | No | No | [Default] | [Default]
dualfuel_noSCR | j15 | G1 | HUD VL | HV | 1 | Reserve | 0.25424 | 12 | 0.1588 | 26 | 0.75569 | 338 | 0 | 0 | 0 | 0 | 2016-09-01 | No | No | [Default] | [Default]
dualfuel_noSCR | j15 | G1 | HUD VL | HV | 2 | Energy | 21.1355 | 393 | 0 | 0 | 0.19394 | 6 | 0 | 0 | 0 | 0 | 2016-09-01 | No | No | [Default] | [Default]
dualfuel_noSCR | j15 | G1 | HUD VL | HV | 2 | None | 2.0186 | 39 | 0.71691 | 37 | 0 | 0 | 0 | 0 | 0 | 8068 | 2016-09-01 | No | No | [Default] | [Default]
dualfuel_noSCR | j15 | G1 | HUD VL | HV | 2 | Reserve | 0.25725 | 9 | 0.34539 | 41 | 0.57077 | 167 | 0 | 0 | 0 | 0 | 2016-09-01 | No | No | [Default] | [Default]
dualfuel_noSCR | j15 | G1 | HUD VL | HV | 3 | Energy | 0.75536 | 40 | 0 | 0 | 1.0751 | 28 | 0 | 0 | 0 | 0 | 2016-09-01 | No | No | [Default] | [Default]
dualfuel_noSCR | j15 | G1 | HUD VL | HV | 3 | None | 3.567 | 32 | 2.4074 | 64 | 0 | 0 | 0 | 0 | 0 | 8493 | 2016-09-01 | No | No | [Default] | [Default]
dualfuel_noSCR | j15 | G1 | HUD VL | HV | 3 | Reserve | 0 | 0 | 0.14723 | 28 | 0.17754 | 75 | 0 | 0 | 0 | 0 | 2016-09-01 | No | No | [Default] | [Default]
dualfuel_noSCR | f | C | CENTRL | ROS | 1 | None | 1.2923 | 11 | 0.27655 | 24 | 0 | 0 | 0 | 0 | 0 | 8553 | 2016-09-01 | No | No | [Default] | [Default]
dualfuel_noSCR | f | C | CENTRL | ROS | 1 | Reserve | 0.16444 | 6 | 0.073046 | 12 | 0.24754 | 154 | 0 | 0 | 0 | 0 | 2016-09-01 | No | No | [Default] | [Default]
dualfuel_noSCR | f | C | CENTRL | ROS | 2 | Energy | 8.4945 | 135 | 0 | 0 | 1.2517 | 33 | 0 | 0 | 0 | 0 | 2016-09-01 | No | No | [Default] | [Default]
dualfuel_noSCR | f | C | CENTRL | ROS | 2 | None | 2.426 | 60 | 0.65009 | 39 | 0 | 0 | 0 | 0 | 0 | 8424 | 2016-09-01 | No | No | [Default] | [Default]
dualfuel_noSCR | f | C | CENTRL | ROS | 2 | Reserve | 0.62449 | 8 | 0.09496 | 12 | 0.13555 | 49 | 0 | 0 | 0 | 0 | 2016-09-01 | No | No | [Default] | [Default]
dualfuel_noSCR | f | C | CENTRL | ROS | 3 | Energy | 0.066802 | 4 | 0 | 0 | 0.94212 | 24 | 0 | 0 | 0 | 0 | 2016-09-01 | No | No | [Default] | [Default]
dualfuel_noSCR | f | C | CENTRL | ROS | 3 | None | 2.7952 | 22 | 0.44988 | 33 | 0 | 0 | 0 | 0 | 0 | 8674 | 2016-09-01 | No | No | [Default] | [Default]
dualfuel_noSCR | f | C | CENTRL | ROS | 3 | Reserve | 0 | 0 | 0 | 0 | 0.0058095 | 3 | 0 | 0 | 0 | 0 | 2016-09-01 | No | No | [Default] | [Default]
dualfuel_noSCR | f | F | CAPITL | ROS | 1 | Energy | 0 | 0 | 0 | 0 | 0.8524 | 45 | 0 | 0 | 0 | 0 | 2016-09-01 | No | No | [Default] | [Default]
dualfuel_noSCR | f | F | CAPITL | ROS | 1 | None | 2.6495 | 32 | 0.1623 | 22 | 0 | 0 | 0 | 0 | 0 | 8601 | 2016-09-01 | No | No | [Default] | [Default]
dualfuel_noSCR | f | F | CAPITL | ROS | 1 | Reserve | 0.062869 | 2 | 0.068361 | 12 | 0.15346 | 46 | 0 | 0 | 0 | 0 | 2016-09-01 | No | No | [Default] | [Default]
dualfuel_noSCR | f | F | CAPITL | ROS | 2 | Energy | 23.3337 | 393 | 0 | 0 | 0.17289 | 6 | 0 | 0 | 0 | 0 | 2016-09-01 | No | No | [Default] | [Default]
dualfuel_noSCR | f | F | CAPITL | ROS | 2 | None | 2.1661 | 48 | 0.48954 | 36 | 0 | 0 | 0 | 0 | 0 | 8252 | 2016-09-01 | No | No | [Default] | [Default]
dualfuel_noSCR | f | F | CAPITL | ROS | 2 | Reserve | 0.0085575 | 1 | 0.088473 | 9 | 0.071758 | 15 | 0 | 0 | 0 | 0 | 2016-09-01 | No | No | [Default] | [Default]
dualfuel_noSCR | f | F | CAPITL | ROS | 3 | Energy | 0.50179 | 29 | 0 | 0 | 1.545 | 37 | 0 | 0 | 0 | 0 | 2016-09-01 | No | No | [Default] | [Default]
dualfuel_noSCR | f | F | CAPITL | ROS | 3 | None | 4.1833 | 36 | 0.35974 | 30 | 0 | 0 | 0 | 0 | 0 | 8626 | 2016-09-01 | No | No | [Default] | [Default]
dualfuel_noSCR | f | F | CAPITL | ROS | 3 | Reserve | 0 | 0 | 0 | 0 | 0.0053626 | 2 | 0 | 0 | 0 | 0 | 2016-09-01 | No | No | [Default] | [Default]
dualfuel_noSCR | f | G1 | HUD VL | HV | 1 | Energy | 0 | 0 | 0 | 0 | 0.098737 | 10 | 0 | 0 | 0 | 0 | 2016-09-01 | No | No | [Default] | [Default]
dualfuel_noSCR | f | G1 | HUD VL | HV | 1 | None | 2.3559 | 23 | 0.11828 | 18 | 0 | 0 | 0 | 0 | 0 | 8617 | 2016-09-01 | No | No | [Default] | [Default]
dualfuel_noSCR | f | G1 | HUD VL | HV | 1 | Reserve | 0.16199 | 5 | 0.072554 | 12 | 0.18701 | 75 | 0 | 0 | 0 | 0 | 2016-09-01 | No | No | [Default] | [Default]
dualfuel_noSCR | f | G1 | HUD VL | HV | 2 | Energy | 18.6813 | 362 | 0 | 0 | 0.45385 | 12 | 0 | 0 | 0 | 0 | 2016-09-01 | No | No | [Default] | [Default]
dualfuel_noSCR | f | G1 | HUD VL | HV | 2 | None | 2.8289 | 51 | 0.50646 | 36 | 0 | 0 | 0 | 0 | 0 | 8264 | 2016-09-01 | No | No | [Default] | [Default]
dualfuel_noSCR | f | G1 | HUD VL | HV | 2 | Reserve | 0.06878 | 1 | 0.10893 | 12 | 0.098318 | 22 | 0 | 0 | 0 | 0 | 2016-09-01 | No | No | [Default] | [Default]
dualfuel_noSCR | f | G1 | HUD VL | HV | 3 | Energy | 0.53306 | 29 | 0 | 0 | 0.98464 | 29 | 0 | 0 | 0 | 0 | 2016-09-01 | No | No | [Default] | [Default]
dualfuel_noSCR | f | G1 | HUD VL | HV | 3 | None | 3.585 | 32 | 0.41146 | 31 | 0 | 0 | 0 | 0 | 0 | 8637 | 2016-09-01 | No | No | [Default] | [Default]
dualfuel_noSCR | f | G1 | HUD VL | HV | 3 | Reserve | 0 | 0 | 0 | 0 | 0.0055356 | 2 | 0 | 0 | 0 | 0 | 2016-09-01 | No | No | [Default] | [Default]
gasonly_SCR | j25 | C | CENTRL | ROS | 1 | None | 1.0662 | 7 | 0.2481 | 19 | 0 | 0 | 0 | 0 | 0 | 8303 | 2016-09-01 | Yes | Yes | [Default] | [Default]
gasonly_SCR | j25 | C | CENTRL | ROS | 1 | Reserve | 0.56592 | 17 | 0.071786 | 24 | 0.41687 | 390 | 0 | 0 | 0 | 0 | 2016-09-01 | Yes | Yes | [Default] | [Default]
gasonly_SCR | j25 | C | CENTRL | ROS | 2 | Energy | 9.7168 | 157 | 0 | 0 | 1.3561 | 35 | 0 | 0 | 0 | 0 | 2016-09-01 | Yes | Yes | [Default] | [Default]
gasonly_SCR | j25 | C | CENTRL | ROS | 2 | None | 2.1815 | 55 | 0.54495 | 30 | 0 | 0 | 0 | 0 | 0 | 8354 | 2016-09-01 | Yes | Yes | [Default] | [Default]
gasonly_SCR | j25 | C | CENTRL | ROS | 2 | Reserve | 1.1297 | 11 | 0.10603 | 30 | 0.13194 | 88 | 0 | 0 | 0 | 0 | 2016-09-01 | Yes | Yes | [Default] | [Default]
gasonly_SCR | j25 | C | CENTRL | ROS | 3 | Energy | 0.20347 | 12 | 0 | 0 | 0.84238 | 19 | 0 | 0 | 0 | 0 | 2016-09-01 | Yes | Yes | [Default] | [Default]
gasonly_SCR | j25 | C | CENTRL | ROS | 3 | None | 2.6935 | 26 | 0.63931 | 42 | 0 | 0 | 0 | 0 | 0 | 8647 | 2016-09-01 | Yes | Yes | [Default] | [Default]
gasonly_SCR | j25 | C | CENTRL | ROS | 3 | Reserve | 0 | 0 | 5.7722e-05 | 2 | 0.017347 | 12 | 0 | 0 | 0 | 0 | 2016-09-01 | Yes | Yes | [Default] | [Default]
gasonly_SCR | j25 | F | CAPITL | ROS | 1 | Energy | 0 | 0 | 0 | 0 | 1.0812 | 59 | 0 | 0 | 0 | 0 | 2016-09-01 | Yes | Yes | [Default] | [Default]
gasonly_SCR | j25 | F | CAPITL | ROS | 1 | None | 2.7579 | 32 | 0.43524 | 27 | 0 | 0 | 0 | 0 | 0 | 8350 | 2016-09-01 | Yes | Yes | [Default] | [Default]
gasonly_SCR | j25 | F | CAPITL | ROS | 1 | Reserve | 0.028732 | 4 | 0.1753 | 30 | 0.64737 | 258 | 0 | 0 | 0 | 0 | 2016-09-01 | Yes | Yes | [Default] | [Default]
gasonly_SCR | j25 | F | CAPITL | ROS | 2 | Energy | 25.8005 | 412 | 0 | 0 | 0 | 0 | 0 | 0 | 0 | 0 | 2016-09-01 | Yes | Yes | [Default] | [Default]
gasonly_SCR | j25 | F | CAPITL | ROS | 2 | None | 2.5011 | 48 | 0.59231 | 37 | 0 | 0 | 0 | 0 | 0 | 8080 | 2016-09-01 | Yes | Yes | [Default] | [Default]
gasonly_SCR | j25 | F | CAPITL | ROS | 2 | Reserve | 0.003626 | 3 | 0.31627 | 40 | 0.48115 | 140 | 0 | 0 | 0 | 0 | 2016-09-01 | Yes | Yes | [Default] | [Default]
gasonly_SCR | j25 | F | CAPITL | ROS | 3 | Energy | 0.77198 | 39 | 0 | 0 | 2.067 | 45 | 0 | 0 | 0 | 0 | 2016-09-01 | Yes | Yes | [Default] | [Default]
gasonly_SCR | j25 | F | CAPITL | ROS | 3 | None | 3.7727 | 32 | 1.4635 | 61 | 0 | 0 | 0 | 0 | 0 | 8481 | 2016-09-01 | Yes | Yes | [Default] | [Default]
gasonly_SCR | j25 | F | CAPITL | ROS | 3 | Reserve | 0 | 0 | 0.14535 | 27 | 0.17469 | 75 | 0 | 0 | 0 | 0 | 2016-09-01 | Yes | Yes | [Default] | [Default]
gasonly_SCR | j25 | G1 | HUD VL | HV | 1 | Energy | 0 | 0 | 0 | 0 | 0.11756 | 11 | 0 | 0 | 0 | 0 | 2016-09-01 | Yes | Yes | [Default] | [Default]
gasonly_SCR | j25 | G1 | HUD VL | HV | 1 | None | 1.988 | 19 | 0.59417 | 29 | 0 | 0 | 0 | 0 | 0 | 8317 | 2016-09-01 | Yes | Yes | [Default] | [Default]
gasonly_SCR | j25 | G1 | HUD VL | HV | 1 | Reserve | 0.27069 | 12 | 0.15907 | 26 | 0.76183 | 346 | 0 | 0 | 0 | 0 | 2016-09-01 | Yes | Yes | [Default] | [Default]
gasonly_SCR | j25 | G1 | HUD VL | HV | 2 | Energy | 21.146 | 393 | 0 | 0 | 0.1942 | 6 | 0 | 0 | 0 | 0 | 2016-09-01 | Yes | Yes | [Default] | [Default]
gasonly_SCR | j25 | G1 | HUD VL | HV | 2 | None | 2.0559 | 41 | 0.60421 | 36 | 0 | 0 | 0 | 0 | 0 | 8061 | 2016-09-01 | Yes | Yes | [Default] | [Default]
gasonly_SCR | j25 | G1 | HUD VL | HV | 2 | Reserve | 0.27414 | 9 | 0.34579 | 41 | 0.57386 | 173 | 0 | 0 | 0 | 0 | 2016-09-01 | Yes | Yes | [Default] | [Default]
gasonly_SCR | j25 | G1 | HUD VL | HV | 3 | Energy | 0.76783 | 39 | 0 | 0 | 1.0761 | 28 | 0 | 0 | 0 | 0 | 2016-09-01 | Yes | Yes | [Default] | [Default]
gasonly_SCR | j25 | G1 | HUD VL | HV | 3 | None | 3.6281 | 33 | 2.4084 | 64 | 0 | 0 | 0 | 0 | 0 | 8493 | 2016-09-01 | Yes | Yes | [Default] | [Default]
gasonly_SCR | j25 | G1 | HUD VL | HV | 3 | Reserve | 0 | 0 | 0.14759 | 28 | 0.17839 | 75 | 0 | 0 | 0 | 0 | 2016-09-01 | Yes | Yes | [Default] | [Default]
gasonly_SCR | j25 | G2 | HUD VL | HV | 1 | Energy | 0 | 0 | 0 | 0 | 0.11745 | 11 | 0 | 0 | 0 | 0 | 2016-09-01 | Yes | Yes | [Default] | [Default]
gasonly_SCR | j25 | G2 | HUD VL | HV | 1 | None | 1.9862 | 19 | 0.59409 | 29 | 0 | 0 | 0 | 0 | 0 | 8318 | 2016-09-01 | Yes | Yes | [Default] | [Default]
gasonly_SCR | j25 | G2 | HUD VL | HV | 1 | Reserve | 0.26973 | 12 | 0.15906 | 26 | 0.76044 | 345 | 0 | 0 | 0 | 0 | 2016-09-01 | Yes | Yes | [Default] | [Default]
gasonly_SCR | j25 | G2 | HUD VL | HV | 2 | Energy | 21.1063 | 393 | 0 | 0 | 0.19414 | 6 | 0 | 0 | 0 | 0 | 2016-09-01 | Yes | Yes | [Default] | [Default]
gasonly_SCR | j25 | G2 | HUD VL | HV | 2 | None | 2.0523 | 41 | 0.60412 | 36 | 0 | 0 | 0 | 0 | 0 | 8062 | 2016-09-01 | Yes | Yes | [Default] | [Default]
gasonly_SCR | j25 | G2 | HUD VL | HV | 2 | Reserve | 0.27329 | 9 | 0.34579 | 41 | 0.57316 | 172 | 0 | 0 | 0 | 0 | 2016-09-01 | Yes | Yes | [Default] | [Default]
gasonly_SCR | j25 | G2 | HUD VL | HV | 3 | Energy | 0.7638 | 39 | 0 | 0 | 1.0759 | 28 | 0 | 0 | 0 | 0 | 2016-09-01 | Yes | Yes | [Default] | [Default]
gasonly_SCR | j25 | G2 | HUD VL | HV | 3 | None | 3.6262 | 33 | 2.4082 | 64 | 0 | 0 | 0 | 0 | 0 | 8493 | 2016-09-01 | Yes | Yes | [Default] | [Default]
gasonly_SCR | j25 | G2 | HUD VL | HV | 3 | Reserve | 0 | 0 | 0.14754 | 28 | 0.17834 | 75 | 0 | 0 | 0 | 0 | 2016-09-01 | Yes | Yes | [Default] | [Default]
gasonly_SCR | f | C | CENTRL | ROS | 1 | None | 1.2864 | 11 | 0.27655 | 24 | 0 | 0 | 0 | 0 | 0 | 8553 | 2016-09-01 | Yes | Yes | [Default] | [Default]
gasonly_SCR | f | C | CENTRL | ROS | 1 | Reserve | 0.16129 | 6 | 0.073046 | 12 | 0.24754 | 154 | 0 | 0 | 0 | 0 | 2016-09-01 | Yes | Yes | [Default] | [Default]
gasonly_SCR | f | C | CENTRL | ROS | 2 | Energy | 8.4208 | 133 | 0 | 0 | 1.2517 | 33 | 0 | 0 | 0 | 0 | 2016-09-01 | Yes | Yes | [Default] | [Default]
gasonly_SCR | f | C | CENTRL | ROS | 2 | None | 2.4555 | 60 | 0.65009 | 39 | 0 | 0 | 0 | 0 | 0 | 8426 | 2016-09-01 | Yes | Yes | [Default] | [Default]
gasonly_SCR | f | C | CENTRL | ROS | 2 | Reserve | 0.6201 | 8 | 0.09496 | 12 | 0.13555 | 49 | 0 | 0 | 0 | 0 | 2016-09-01 | Yes | Yes | [Default] | [Default]
gasonly_SCR | f | C | CENTRL | ROS | 3 | Energy | 0.064607 | 4 | 0 | 0 | 0.94212 | 24 | 0 | 0 | 0 | 0 | 2016-09-01 | Yes | Yes | [Default] | [Default]
gasonly_SCR | f | C | CENTRL | ROS | 3 | None | 2.7842 | 22 | 0.44988 | 33 | 0 | 0 | 0 | 0 | 0 | 8674 | 2016-09-01 | Yes | Yes | [Default] | [Default]
gasonly_SCR | f | C | CENTRL | ROS | 3 | Reserve | 0 | 0 | 0 | 0 | 0.0058095 | 3 | 0 | 0 | 0 | 0 | 2016-09-01 | Yes | Yes | [Default] | [Default]
gasonly_SCR | f | F | CAPITL | ROS | 1 | Energy | 0 | 0 | 0 | 0 | 0.87463 | 43 | 0 | 0 | 0 | 0 | 2016-09-01 | Yes | Yes | [Default] | [Default]
gasonly_SCR | f | F | CAPITL | ROS | 1 | None | 2.5667 | 28 | 0.1623 | 22 | 0 | 0 | 0 | 0 | 0 | 8607 | 2016-09-01 | Yes | Yes | [Default] | [Default]
gasonly_SCR | f | F | CAPITL | ROS | 1 | Reserve | 0.06191 | 2 | 0.068361 | 12 | 0.15346 | 46 | 0 | 0 | 0 | 0 | 2016-09-01 | Yes | Yes | [Default] | [Default]
gasonly_SCR | f | F | CAPITL | ROS | 2 | Energy | 23.1182 | 392 | 0 | 0 | 0.17289 | 6 | 0 | 0 | 0 | 0 | 2016-09-01 | Yes | Yes | [Default] | [Default]
gasonly_SCR | f | F | CAPITL | ROS | 2 | None | 2.1412 | 47 | 0.48954 | 36 | 0 | 0 | 0 | 0 | 0 | 8254 | 2016-09-01 | Yes | Yes | [Default] | [Default]
gasonly_SCR | f | F | CAPITL | ROS | 2 | Reserve | 0.0080089 | 1 | 0.088473 | 9 | 0.071758 | 15 | 0 | 0 | 0 | 0 | 2016-09-01 | Yes | Yes | [Default] | [Default]
gasonly_SCR | f | F | CAPITL | ROS | 3 | Energy | 0.48613 | 28 | 0 | 0 | 1.3681 | 29 | 0 | 0 | 0 | 0 | 2016-09-01 | Yes | Yes | [Default] | [Default]
gasonly_SCR | f | F | CAPITL | ROS | 3 | None | 4.1852 | 36 | 0.35974 | 30 | 0 | 0 | 0 | 0 | 0 | 8635 | 2016-09-01 | Yes | Yes | [Default] | [Default]
gasonly_SCR | f | F | CAPITL | ROS | 3 | Reserve | 0 | 0 | 0 | 0 | 0.0053626 | 2 | 0 | 0 | 0 | 0 | 2016-09-01 | Yes | Yes | [Default] | [Default]
gasonly_SCR | f | G1 | HUD VL | HV | 1 | Energy | 0 | 0 | 0 | 0 | 0.098737 | 10 | 0 | 0 | 0 | 0 | 2016-09-01 | Yes | Yes | [Default] | [Default]
gasonly_SCR | f | G1 | HUD VL | HV | 1 | None | 2.3445 | 23 | 0.11828 | 18 | 0 | 0 | 0 | 0 | 0 | 8617 | 2016-09-01 | Yes | Yes | [Default] | [Default]
gasonly_SCR | f | G1 | HUD VL | HV | 1 | Reserve | 0.15966 | 5 | 0.072554 | 12 | 0.18701 | 75 | 0 | 0 | 0 | 0 | 2016-09-01 | Yes | Yes | [Default] | [Default]
gasonly_SCR | f | G1 | HUD VL | HV | 2 | Energy | 18.4797 | 359 | 0 | 0 | 0.45385 | 12 | 0 | 0 | 0 | 0 | 2016-09-01 | Yes | Yes | [Default] | [Default]
gasonly_SCR | f | G1 | HUD VL | HV | 2 | None | 2.8321 | 54 | 0.50646 | 36 | 0 | 0 | 0 | 0 | 0 | 8264 | 2016-09-01 | Yes | Yes | [Default] | [Default]
gasonly_SCR | f | G1 | HUD VL | HV | 2 | Reserve | 0.06837 | 1 | 0.10893 | 12 | 0.098318 | 22 | 0 | 0 | 0 | 0 | 2016-09-01 | Yes | Yes | [Default] | [Default]
gasonly_SCR | f | G1 | HUD VL | HV | 3 | Energy | 0.51715 | 29 | 0 | 0 | 0.93263 | 28 | 0 | 0 | 0 | 0 | 2016-09-01 | Yes | Yes | [Default] | [Default]
gasonly_SCR | f | G1 | HUD VL | HV | 3 | None | 3.5691 | 32 | 0.41146 | 31 | 0 | 0 | 0 | 0 | 0 | 8638 | 2016-09-01 | Yes | Yes | [Default] | [Default]
gasonly_SCR | f | G1 | HUD VL | HV | 3 | Reserve | 0 | 0 | 0 | 0 | 0.0055356 | 2 | 0 | 0 | 0 | 0 | 2016-09-01 | Yes | Yes | [Default] | [Default]
gasonly_SCR | f | G2 | HUD VL | HV | 1 | Energy | 0 | 0 | 0 | 0 | 0.098736 | 10 | 0 | 0 | 0 | 0 | 2016-09-01 | Yes | Yes | [Default] | [Default]
gasonly_SCR | f | G2 | HUD VL | HV | 1 | None | 2.3441 | 23 | 0.11828 | 18 | 0 | 0 | 0 | 0 | 0 | 8617 | 2016-09-01 | Yes | Yes | [Default] | [Default]
gasonly_SCR | f | G2 | HUD VL | HV | 1 | Reserve | 0.15958 | 5 | 0.072554 | 12 | 0.18701 | 75 | 0 | 0 | 0 | 0 | 2016-09-01 | Yes | Yes | [Default] | [Default]
gasonly_SCR | f | G2 | HUD VL | HV | 2 | Energy | 18.4791 | 359 | 0 | 0 | 0.45385 | 12 | 0 | 0 | 0 | 0 | 2016-09-01 | Yes | Yes | [Default] | [Default]
gasonly_SCR | f | G2 | HUD VL | HV | 2 | None | 2.8316 | 54 | 0.50646 | 36 | 0 | 0 | 0 | 0 | 0 | 8264 | 2016-09-01 | Yes | Yes | [Default] | [Default]
gasonly_SCR | f | G2 | HUD VL | HV | 2 | Reserve | 0.068342 | 1 | 0.10893 | 12 | 0.098318 | 22 | 0 | 0 | 0 | 0 | 2016-09-01 | Yes | Yes | [Default] | [Default]
gasonly_SCR | f | G2 | HUD VL | HV | 3 | Energy | 0.51704 | 29 | 0 | 0 | 0.93263 | 28 | 0 | 0 | 0 | 0 | 2016-09-01 | Yes | Yes | [Default] | [Default]
gasonly_SCR | f | G2 | HUD VL | HV | 3 | None | 3.5687 | 32 | 0.41146 | 31 | 0 | 0 | 0 | 0 | 0 | 8638 | 2016-09-01 | Yes | Yes | [Default] | [Default]
gasonly_SCR | f | G2 | HUD VL | HV | 3 | Reserve | 0 | 0 | 0 | 0 | 0.0055356 | 2 | 0 | 0 | 0 | 0 | 2016-09-01 | Yes | Yes | [Default] | [Default]
gasonly_SCR | aero | C | CENTRL | ROS | 1 | None | 1.3011 | 19 | 0.28209 | 25 | 0 | 0 | 0 | 0 | 0 | 8389 | 2016-09-01 | Yes | Yes | [Default] | [Default]
gasonly_SCR | aero | C | CENTRL | ROS | 1 | Reserve | 0.82078 | 15 | 0.073746 | 14 | 0.36225 | 298 | 0 | 0 | 0 | 0 | 2016-09-01 | Yes | Yes | [Default] | [Default]
gasonly_SCR | aero | C | CENTRL | ROS | 2 | Energy | 8.1178 | 142 | 0 | 0 | 0.91625 | 19 | 0 | 0 | 0 | 0 | 2016-09-01 | Yes | Yes | [Default] | [Default]
gasonly_SCR | aero | C | CENTRL | ROS | 2 | None | 2.5719 | 78 | 0.54003 | 40 | 0 | 0 | 0 | 0 | 0 | 8379 | 2016-09-01 | Yes | Yes | [Default] | [Default]
gasonly_SCR | aero | C | CENTRL | ROS | 2 | Reserve | 1.3976 | 17 | 0.09492 | 12 | 0.1474 | 73 | 0 | 0 | 0 | 0 | 2016-09-01 | Yes | Yes | [Default] | [Default]
gasonly_SCR | aero | C | CENTRL | ROS | 3 | Energy | 0.22739 | 13 | 0 | 0 | 0.72318 | 12 | 0 | 0 | 0 | 0 | 2016-09-01 | Yes | Yes | [Default] | [Default]
gasonly_SCR | aero | C | CENTRL | ROS | 3 | None | 3.3837 | 44 | 0.59528 | 41 | 0 | 0 | 0 | 0 | 0 | 8638 | 2016-09-01 | Yes | Yes | [Default] | [Default]
gasonly_SCR | aero | C | CENTRL | ROS | 3 | Reserve | 0 | 0 | 0 | 0 | 0.014679 | 12 | 0 | 0 | 0 | 0 | 2016-09-01 | Yes | Yes | [Default] | [Default]
gasonly_SCR | aero | F | CAPITL | ROS | 1 | Energy | 0.09555 | 7 | 0 | 0 | 0.54832 | 22 | 0 | 0 | 0 | 0 | 2016-09-01 | Yes | Yes | [Default] | [Default]
gasonly_SCR | aero | F | CAPITL | ROS | 1 | None | 3.2089 | 53 | 0.614 | 28 | 0 | 0 | 0 | 0 | 0 | 8410 | 2016-09-01 | Yes | Yes | [Default] | [Default]
gasonly_SCR | aero | F | CAPITL | ROS | 1 | Reserve | 0.16991 | 5 | 0.1497 | 27 | 0.60223 | 208 | 0 | 0 | 0 | 0 | 2016-09-01 | Yes | Yes | [Default] | [Default]
gasonly_SCR | aero | F | CAPITL | ROS | 2 | Energy | 19.7102 | 384 | 0 | 0 | 0.23997 | 7 | 0 | 0 | 0 | 0 | 2016-09-01 | Yes | Yes | [Default] | [Default]
gasonly_SCR | aero | F | CAPITL | ROS | 2 | None | 2.8572 | 64 | 0.56472 | 41 | 0 | 0 | 0 | 0 | 0 | 8109 | 2016-09-01 | Yes | Yes | [Default] | [Default]
gasonly_SCR | aero | F | CAPITL | ROS | 2 | Reserve | 0.070537 | 4 | 0.28657 | 34 | 0.4566 | 117 | 0 | 0 | 0 | 0 | 2016-09-01 | Yes | Yes | [Default] | [Default]
gasonly_SCR | aero | F | CAPITL | ROS | 3 | Energy | 0.37712 | 23 | 0 | 0 | 1.4891 | 32 | 0 | 0 | 0 | 0 | 2016-09-01 | Yes | Yes | [Default] | [Default]
gasonly_SCR | aero | F | CAPITL | ROS | 3 | None | 4.2066 | 48 | 1.4085 | 62 | 0 | 0 | 0 | 0 | 0 | 8504 | 2016-09-01 | Yes | Yes | [Default] | [Default]
gasonly_SCR | aero | F | CAPITL | ROS | 3 | Reserve | 0.015621 | 1 | 0.12997 | 24 | 0.15369 | 66 | 0 | 0 | 0 | 0 | 2016-09-01 | Yes | Yes | [Default] | [Default]
gasonly_SCR | aero | G1 | HUD VL | HV | 1 | Energy | 0.0054105 | 2 | 0 | 0 | 0.097666 | 7 | 0 | 0 | 0 | 0 | 2016-09-01 | Yes | Yes | [Default] | [Default]
gasonly_SCR | aero | G1 | HUD VL | HV | 1 | None | 2.7507 | 34 | 0.40404 | 24 | 0 | 0 | 0 | 0 | 0 | 8384 | 2016-09-01 | Yes | Yes | [Default] | [Default]
gasonly_SCR | aero | G1 | HUD VL | HV | 1 | Reserve | 0.42272 | 11 | 0.1509 | 26 | 0.69458 | 272 | 0 | 0 | 0 | 0 | 2016-09-01 | Yes | Yes | [Default] | [Default]
gasonly_SCR | aero | G1 | HUD VL | HV | 2 | Energy | 15.7634 | 327 | 0 | 0 | 0.26066 | 8 | 0 | 0 | 0 | 0 | 2016-09-01 | Yes | Yes | [Default] | [Default]
gasonly_SCR | aero | G1 | HUD VL | HV | 2 | None | 3.2125 | 77 | 0.55831 | 37 | 0 | 0 | 0 | 0 | 0 | 8115 | 2016-09-01 | Yes | Yes | [Default] | [Default]
gasonly_SCR | aero | G1 | HUD VL | HV | 2 | Reserve | 0.31207 | 9 | 0.31203 | 34 | 0.54552 | 153 | 0 | 0 | 0 | 0 | 2016-09-01 | Yes | Yes | [Default] | [Default]
gasonly_SCR | aero | G1 | HUD VL | HV | 3 | Energy | 0.50172 | 29 | 0 | 0 | 0.5941 | 14 | 0 | 0 | 0 | 0 | 2016-09-01 | Yes | Yes | [Default] | [Default]
gasonly_SCR | aero | G1 | HUD VL | HV | 3 | None | 3.9301 | 47 | 1.9028 | 62 | 0 | 0 | 0 | 0 | 0 | 8516 | 2016-09-01 | Yes | Yes | [Default] | [Default]
gasonly_SCR | aero | G1 | HUD VL | HV | 3 | Reserve | 0.016992 | 1 | 0.13217 | 24 | 0.15779 | 67 | 0 | 0 | 0 | 0 | 2016-09-01 | Yes | Yes | [Default] | [Default]
gasonly_SCR | aero | G2 | HUD VL | HV | 1 | Energy | 0.0052223 | 2 | 0 | 0 | 0.097596 | 7 | 0 | 0 | 0 | 0 | 2016-09-01 | Yes | Yes | [Default] | [Default]
gasonly_SCR | aero | G2 | HUD VL | HV | 1 | None | 2.7482 | 33 | 0.4052 | 25 | 0 | 0 | 0 | 0 | 0 | 8384 | 2016-09-01 | Yes | Yes | [Default] | [Default]
gasonly_SCR | aero | G2 | HUD VL | HV | 1 | Reserve | 0.42189 | 11 | 0.1509 | 26 | 0.69348 | 272 | 0 | 0 | 0 | 0 | 2016-09-01 | Yes | Yes | [Default] | [Default]
gasonly_SCR | aero | G2 | HUD VL | HV | 2 | Energy | 15.7326 | 327 | 0 | 0 | 0.26058 | 8 | 0 | 0 | 0 | 0 | 2016-09-01 | Yes | Yes | [Default] | [Default]
gasonly_SCR | aero | G2 | HUD VL | HV | 2 | None | 3.2061 | 77 | 0.55825 | 37 | 0 | 0 | 0 | 0 | 0 | 8115 | 2016-09-01 | Yes | Yes | [Default] | [Default]
gasonly_SCR | aero | G2 | HUD VL | HV | 2 | Reserve | 0.31145 | 9 | 0.31203 | 34 | 0.54484 | 153 | 0 | 0 | 0 | 0 | 2016-09-01 | Yes | Yes | [Default] | [Default]
gasonly_SCR | aero | G2 | HUD VL | HV | 3 | Energy | 0.49896 | 29 | 0 | 0 | 0.59396 | 14 | 0 | 0 | 0 | 0 | 2016-09-01 | Yes | Yes | [Default] | [Default]
gasonly_SCR | aero | G2 | HUD VL | HV | 3 | None | 3.9274 | 47 | 1.9026 | 62 | 0 | 0 | 0 | 0 | 0 | 8517 | 2016-09-01 | Yes | Yes | [Default] | [Default]
gasonly_SCR | aero | G2 | HUD VL | HV | 3 | Reserve | 0.016888 | 1 | 0.13213 | 24 | 0.15776 | 66 | 0 | 0 | 0 | 0 | 2016-09-01 | Yes | Yes | [Default] | [Default]
gasonly_noSCR | j15 | C | CENTRL | ROS | 1 | None | 1.0524 | 7 | 0.24949 | 20 | 0 | 0 | 0 | 0 | 0 | 8307 | 2016-09-01 | No | Yes | [Default] | [Default]
gasonly_noSCR | j15 | C | CENTRL | ROS | 1 | Reserve | 0.50277 | 15 | 0.071284 | 23 | 0.40737 | 388 | 0 | 0 | 0 | 0 | 2016-09-01 | No | Yes | [Default] | [Default]
gasonly_noSCR | j15 | C | CENTRL | ROS | 2 | Energy | 9.6812 | 157 | 0 | 0 | 1.3541 | 35 | 0 | 0 | 0 | 0 | 2016-09-01 | No | Yes | [Default] | [Default]
gasonly_noSCR | j15 | C | CENTRL | ROS | 2 | None | 2.1384 | 55 | 0.54437 | 30 | 0 | 0 | 0 | 0 | 0 | 8356 | 2016-09-01 | No | Yes | [Default] | [Default]
gasonly_noSCR | j15 | C | CENTRL | ROS | 2 | Reserve | 1.1125 | 11 | 0.10546 | 30 | 0.12912 | 86 | 0 | 0 | 0 | 0 | 2016-09-01 | No | Yes | [Default] | [Default]
gasonly_noSCR | j15 | C | CENTRL | ROS | 3 | Energy | 0.19737 | 12 | 0 | 0 | 0.84129 | 19 | 0 | 0 | 0 | 0 | 2016-09-01 | No | Yes | [Default] | [Default]
gasonly_noSCR | j15 | C | CENTRL | ROS | 3 | None | 2.8815 | 26 | 0.63847 | 42 | 0 | 0 | 0 | 0 | 0 | 8648 | 2016-09-01 | No | Yes | [Default] | [Default]
gasonly_noSCR | j15 | C | CENTRL | ROS | 3 | Reserve | 0 | 0 | 1.6102e-05 | 1 | 0.016967 | 12 | 0 | 0 | 0 | 0 | 2016-09-01 | No | Yes | [Default] | [Default]
gasonly_noSCR | j15 | F | CAPITL | ROS | 1 | Energy | 0 | 0 | 0 | 0 | 1.1513 | 62 | 0 | 0 | 0 | 0 | 2016-09-01 | No | Yes | [Default] | [Default]
gasonly_noSCR | j15 | F | CAPITL | ROS | 1 | None | 2.7404 | 35 | 0.43187 | 24 | 0 | 0 | 0 | 0 | 0 | 8299 | 2016-09-01 | No | Yes | [Default] | [Default]
gasonly_noSCR | j15 | F | CAPITL | ROS | 1 | Reserve | 0.097698 | 5 | 0.1785 | 34 | 0.67916 | 301 | 0 | 0 | 0 | 0 | 2016-09-01 | No | Yes | [Default] | [Default]
gasonly_noSCR | j15 | F | CAPITL | ROS | 2 | Energy | 26.3423 | 413 | 0 | 0 | 0 | 0 | 0 | 0 | 0 | 0 | 2016-09-01 | No | Yes | [Default] | [Default]
gasonly_noSCR | j15 | F | CAPITL | ROS | 2 | None | 2.361 | 45 | 0.59602 | 37 | 0 | 0 | 0 | 0 | 0 | 8061 | 2016-09-01 | No | Yes | [Default] | [Default]
gasonly_noSCR | j15 | F | CAPITL | ROS | 2 | Reserve | 0.12887 | 4 | 0.32057 | 43 | 0.49665 | 157 | 0 | 0 | 0 | 0 | 2016-09-01 | No | Yes | [Default] | [Default]
gasonly_noSCR | j15 | F | CAPITL | ROS | 3 | Energy | 0.8179 | 41 | 0 | 0 | 2.1604 | 48 | 0 | 0 | 0 | 0 | 2016-09-01 | No | Yes | [Default] | [Default]
gasonly_noSCR | j15 | F | CAPITL | ROS | 3 | None | 3.753 | 32 | 1.3926 | 60 | 0 | 0 | 0 | 0 | 0 | 8470 | 2016-09-01 | No | Yes | [Default] | [Default]
gasonly_noSCR | j15 | F | CAPITL | ROS | 3 | Reserve | 0 | 0 | 0.14829 | 29 | 0.18322 | 80 | 0 | 0 | 0 | 0 | 2016-09-01 | No | Yes | [Default] | [Default]
gasonly_noSCR | j15 | G1 | HUD VL | HV | 1 | Energy | 0 | 0 | 0 | 0 | 0.11706 | 11 | 0 | 0 | 0 | 0 | 2016-09-01 | No | Yes | [Default] | [Default]
gasonly_noSCR | j15 | G1 | HUD VL | HV | 1 | None | 1.9477 | 19 | 0.59372 | 29 | 0 | 0 | 0 | 0 | 0 | 8325 | 2016-09-01 | No | Yes | [Default] | [Default]
gasonly_noSCR | j15 | G1 | HUD VL | HV | 1 | Reserve | 0.25424 | 12 | 0.1588 | 26 | 0.75569 | 338 | 0 | 0 | 0 | 0 | 2016-09-01 | No | Yes | [Default] | [Default]
gasonly_noSCR | j15 | G1 | HUD VL | HV | 2 | Energy | 21.1355 | 393 | 0 | 0 | 0.19394 | 6 | 0 | 0 | 0 | 0 | 2016-09-01 | No | Yes | [Default] | [Default]
gasonly_noSCR | j15 | G1 | HUD VL | HV | 2 | None | 2.0186 | 39 | 0.71691 | 37 | 0 | 0 | 0 | 0 | 0 | 8068 | 2016-09-01 | No | Yes | [Default] | [Default]
gasonly_noSCR | j15 | G1 | HUD VL | HV | 2 | Reserve | 0.25725 | 9 | 0.34539 | 41 | 0.57077 | 167 | 0 | 0 | 0 | 0 | 2016-09-01 | No | Yes | [Default] | [Default]
gasonly_noSCR | j15 | G1 | HUD VL | HV | 3 | Energy | 0.75536 | 40 | 0 | 0 | 1.0751 | 28 | 0 | 0 | 0 | 0 | 2016-09-01 | No | Yes | [Default] | [Default]
gasonly_noSCR | j15 | G1 | HUD VL | HV | 3 | None | 3.567 | 32 | 2.4074 | 64 | 0 | 0 | 0 | 0 | 0 | 8493 | 2016-09-01 | No | Yes | [Default] | [Default]
gasonly_noSCR | j15 | G1 | HUD VL | HV | 3 | Reserve | 0 | 0 | 0.14723 | 28 | 0.17754 | 75 | 0 | 0 | 0 | 0 | 2016-09-01 | No | Yes | [Default] | [Default]
gasonly_noSCR | f | C | CENTRL | ROS | 1 | None | 1.2923 | 11 | 0.27655 | 24 | 0 | 0 | 0 | 0 | 0 | 8553 | 2016-09-01 | No | Yes | [Default] | [Default]
gasonly_noSCR | f | C | CENTRL | ROS | 1 | Reserve | 0.16444 | 6 | 0.073046 | 12 | 0.24754 | 154 | 0 | 0 | 0 | 0 | 2016-09-01 | No | Yes | [Default] | [Default]
gasonly_noSCR | f | C | CENTRL | ROS | 2 | Energy | 8.4945 | 135 | 0 | 0 | 1.2517 | 33 | 0 | 0 | 0 | 0 | 2016-09-01 | No | Yes | [Default] | [Default]
gasonly_noSCR | f | C | CENTRL | ROS | 2 | None | 2.426 | 60 | 0.65009 | 39 | 0 | 0 | 0 | 0 | 0 | 8424 | 2016-09-01 | No | Yes | [Default] | [Default]
gasonly_noSCR | f | C | CENTRL | ROS | 2 | Reserve | 0.62449 | 8 | 0.09496 | 12 | 0.13555 | 49 | 0 | 0 | 0 | 0 | 2016-09-01 | No | Yes | [Default] | [Default]
gasonly_noSCR | f | C | CENTRL | ROS | 3 | Energy | 0.066802 | 4 | 0 | 0 | 0.94212 | 24 | 0 | 0 | 0 | 0 | 2016-09-01 | No | Yes | [Default] | [Default]
gasonly_noSCR | f | C | CENTRL | ROS | 3 | None | 2.7952 | 22 | 0.44988 | 33 | 0 | 0 | 0 | 0 | 0 | 8674 | 2016-09-01 | No | Yes | [Default] | [Default]
gasonly_noSCR | f | C | CENTRL | ROS | 3 | Reserve | 0 | 0 | 0 | 0 | 0.0058095 | 3 | 0 | 0 | 0 | 0 | 2016-09-01 | No | Yes | [Default] | [Default]
gasonly_noSCR | f | F | CAPITL | ROS | 1 | Energy | 0 | 0 | 0 | 0 | 0.8524 | 45 | 0 | 0 | 0 | 0 | 2016-09-01 | No | Yes | [Default] | [Default]
gasonly_noSCR | f | F | CAPITL | ROS | 1 | None | 2.6495 | 32 | 0.1623 | 22 | 0 | 0 | 0 | 0 | 0 | 8601 | 2016-09-01 | No | Yes | [Default] | [Default]
gasonly_noSCR | f | F | CAPITL | ROS | 1 | Reserve | 0.062869 | 2 | 0.068361 | 12 | 0.15346 | 46 | 0 | 0 | 0 | 0 | 2016-09-01 | No | Yes | [Default] | [Default]
gasonly_noSCR | f | F | CAPITL | ROS | 2 | Energy | 23.3337 | 393 | 0 | 0 | 0.17289 | 6 | 0 | 0 | 0 | 0 | 2016-09-01 | No | Yes | [Default] | [Default]
gasonly_noSCR | f | F | CAPITL | ROS | 2 | None | 2.1661 | 48 | 0.48954 | 36 | 0 | 0 | 0 | 0 | 0 | 8252 | 2016-09-01 | No | Yes | [Default] | [Default]
gasonly_noSCR | f | F | CAPITL | ROS | 2 | Reserve | 0.0085575 | 1 | 0.088473 | 9 | 0.071758 | 15 | 0 | 0 | 0 | 0 | 2016-09-01 | No | Yes | [Default] | [Default]
gasonly_noSCR | f | F | CAPITL | ROS | 3 | Energy | 0.50179 | 29 | 0 | 0 | 1.545 | 37 | 0 | 0 | 0 | 0 | 2016-09-01 | No | Yes | [Default] | [Default]
gasonly_noSCR | f | F | CAPITL | ROS | 3 | None | 4.1833 | 36 | 0.35974 | 30 | 0 | 0 | 0 | 0 | 0 | 8626 | 2016-09-01 | No | Yes | [Default] | [Default]
gasonly_noSCR | f | F | CAPITL | ROS | 3 | Reserve | 0 | 0 | 0 | 0 | 0.0053626 | 2 | 0 | 0 | 0 | 0 | 2016-09-01 | No | Yes | [Default] | [Default]
gasonly_noSCR | f | G1 | HUD VL | HV | 1 | Energy | 0 | 0 | 0 | 0 | 0.098737 | 10 | 0 | 0 | 0 | 0 | 2016-09-01 | No | Yes | [Default] | [Default]
gasonly_noSCR | f | G1 | HUD VL | HV | 1 | None | 2.3559 | 23 | 0.11828 | 18 | 0 | 0 | 0 | 0 | 0 | 8617 | 2016-09-01 | No | Yes | [Default] | [Default]
gasonly_noSCR | f | G1 | HUD VL | HV | 1 | Reserve | 0.16199 | 5 | 0.072554 | 12 | 0.18701 | 75 | 0 | 0 | 0 | 0 | 2016-09-01 | No | Yes | [Default] | [Default]
gasonly_noSCR | f | G1 | HUD VL | HV | 2 | Energy | 18.6813 | 362 | 0 | 0 | 0.45385 | 12 | 0 | 0 | 0 | 0 | 2016-09-01 | No | Yes | [Default] | [Default]
gasonly_noSCR | f | G1 | HUD VL | HV | 2 | None | 2.8289 | 51 | 0.50646 | 36 | 0 | 0 | 0 | 0 | 0 | 8264 | 2016-09-01 | No | Yes | [Default] | [Default]
gasonly_noSCR | f | G1 | HUD VL | HV | 2 | Reserve | 0.06878 | 1 | 0.10893 | 12 | 0.098318 | 22 | 0 | 0 | 0 | 0 | 2016-09-01 | No | Yes | [Default] | [Default]
gasonly_noSCR | f | G1 | HUD VL | HV | 3 | Energy | 0.53306 | 29 | 0 | 0 | 0.98464 | 29 | 0 | 0 | 0 | 0 | 2016-09-01 | No | Yes | [Default] | [Default]
gasonly_noSCR | f | G1 | HUD VL | HV | 3 | None | 3.585 | 32 | 0.41146 | 31 | 0 | 0 | 0 | 0 | 0 | 8637 | 2016-09-01 | No | Yes | [Default] | [Default]
gasonly_noSCR | f | G1 | HUD VL | HV | 3 | Reserve | 0 | 0 | 0 | 0 | 0.0055356 | 2 | 0 | 0 | 0 | 0 | 2016-09-01 | No | Yes | [Default] | [Default]
dualfuel_CC_SCR | ccj | C | CENTRL | ROS | 1 | None | 1.9566 | 31 | 0 | 0 | 0 | 0 | 0 | 0 | 0 | 8729 | 2016-09-01 | Yes | No | [Default] | [Default]
dualfuel_CC_SCR | ccj | C | CENTRL | ROS | 2 | Energy | 16.7811 | 268 | 0 | 0 | 2.2725 | 57 | 0 | 0 | 0 | 0 | 2016-09-01 | Yes | No | [Default] | [Default]
dualfuel_CC_SCR | ccj | C | CENTRL | ROS | 2 | None | 4.4848 | 117 | 0 | 0 | 0 | 0 | 0 | 0 | 0 | 8318 | 2016-09-01 | Yes | No | [Default] | [Default]
dualfuel_CC_SCR | ccj | C | CENTRL | ROS | 3 | Energy | 1.359 | 38 | 0 | 0 | 1.1436 | 25 | 0 | 0 | 0 | 0 | 2016-09-01 | Yes | No | [Default] | [Default]
dualfuel_CC_SCR | ccj | C | CENTRL | ROS | 3 | None | 3.5623 | 47 | 0 | 0 | 0 | 0 | 0 | 0 | 0 | 8650 | 2016-09-01 | Yes | No | [Default] | [Default]
dualfuel_CC_SCR | ccj | F | CAPITL | ROS | 1 | Energy | 3.5241 | 149 | 0 | 0 | 0.56031 | 32 | 0 | 0 | 0 | 0 | 2016-09-01 | Yes | No | [Default] | [Default]
dualfuel_CC_SCR | ccj | F | CAPITL | ROS | 1 | None | 5.179 | 119 | 0 | 0 | 0 | 0 | 0 | 0 | 0 | 8460 | 2016-09-01 | Yes | No | [Default] | [Default]
dualfuel_CC_SCR | ccj | F | CAPITL | ROS | 2 | Energy | 39.2878 | 463 | 0 | 0 | 0.90423 | 27 | 0 | 0 | 0 | 0 | 2016-09-01 | Yes | No | [Default] | [Default]
dualfuel_CC_SCR | ccj | F | CAPITL | ROS | 2 | None | 3.8541 | 82 | 0 | 0 | 0 | 0 | 0 | 0 | 0 | 8188 | 2016-09-01 | Yes | No | [Default] | [Default]
dualfuel_CC_SCR | ccj | F | CAPITL | ROS | 3 | Energy | 3.1336 | 76 | 0 | 0 | 2.3959 | 53 | 0 | 0 | 0 | 0 | 2016-09-01 | Yes | No | [Default] | [Default]
dualfuel_CC_SCR | ccj | F | CAPITL | ROS | 3 | None | 5.4339 | 57 | 0 | 0 | 0 | 0 | 0 | 0 | 0 | 8574 | 2016-09-01 | Yes | No | [Default] | [Default]
dualfuel_CC_SCR | ccj | G1 | HUD VL | HV | 1 | Energy | 1.5215 | 79 | 0 | 0 | 0.016346 | 6 | 0 | 0 | 0 | 0 | 2016-09-01 | Yes | No | [Default] | [Default]
dualfuel_CC_SCR | ccj | G1 | HUD VL | HV | 1 | None | 3.719 | 52 | 0 | 0 | 0 | 0 | 0 | 0 | 0 | 8623 | 2016-09-01 | Yes | No | [Default] | [Default]
dualfuel_CC_SCR | ccj | G1 | HUD VL | HV | 2 | Energy | 34.6191 | 465 | 0 | 0 | 0.39985 | 12 | 0 | 0 | 0 | 0 | 2016-09-01 | Yes | No | [Default] | [Default]
dualfuel_CC_SCR | ccj | G1 | HUD VL | HV | 2 | None | 4.8833 | 111 | 0 | 0 | 0 | 0 | 0 | 0 | 0 | 8172 | 2016-09-01 | Yes | No | [Default] | [Default]
dualfuel_CC_SCR | ccj | G1 | HUD VL | HV | 3 | Energy | 4.2795 | 119 | 0 | 0 | 0 | 0 | 0 | 0 | 0 | 0 | 2016-09-01 | Yes | No | [Default] | [Default]
dualfuel_CC_SCR | ccj | G1 | HUD VL | HV | 3 | None | 4.8269 | 59 | 0 | 0 | 0 | 0 | 0 | 0 | 0 | 8582 | 2016-09-01 | Yes | No | [Default] | [Default]
dualfuel_CC_SCR | ccj | G2 | HUD VL | HV | 1 | Energy | 1.5215 | 79 | 0 | 0 | 0.016346 | 6 | 0 | 0 | 0 | 0 | 2016-09-01 | Yes | No | [Default] | [Default]
dualfuel_CC_SCR | ccj | G2 | HUD VL | HV | 1 | None | 3.719 | 52 | 0 | 0 | 0 | 0 | 0 | 0 | 0 | 8623 | 2016-09-01 | Yes | No | [Default] | [Default]
dualfuel_CC_SCR | ccj | G2 | HUD VL | HV | 2 | Energy | 34.6191 | 465 | 0 | 0 | 0.39985 | 12 | 0 | 0 | 0 | 0 | 2016-09-01 | Yes | No | [Default] | [Default]
dualfuel_CC_SCR | ccj | G2 | HUD VL | HV | 2 | None | 4.8833 | 111 | 0 | 0 | 0 | 0 | 0 | 0 | 0 | 8172 | 2016-09-01 | Yes | No | [Default] | [Default]
dualfuel_CC_SCR | ccj | G2 | HUD VL | HV | 3 | Energy | 4.2795 | 119 | 0 | 0 | 0 | 0 | 0 | 0 | 0 | 0 | 2016-09-01 | Yes | No | [Default] | [Default]
dualfuel_CC_SCR | ccj | G2 | HUD VL | HV | 3 | None | 4.8269 | 59 | 0 | 0 | 0 | 0 | 0 | 0 | 0 | 8582 | 2016-09-01 | Yes | No | [Default] | [Default]
dualfuel_CC_SCR | ccj | J | N.Y.C. | NYC | 1 | Energy | 2.1 | 96 | 0 | 0 | 0.088108 | 6 | 0 | 0 | 0 | 0 | 2016-09-01 | Yes | No | [Default] | [Default]
dualfuel_CC_SCR | ccj | J | N.Y.C. | NYC | 1 | None | 4.1165 | 59 | 0 | 0 | 0 | 0 | 0 | 0 | 0 | 8599 | 2016-09-01 | Yes | No | [Default] | [Default]
dualfuel_CC_SCR | ccj | J | N.Y.C. | NYC | 2 | Energy | 38.931 | 515 | 0 | 0 | 0.21315 | 12 | 0 | 0 | 0 | 0 | 2016-09-01 | Yes | No | [Default] | [Default]
dualfuel_CC_SCR | ccj | J | N.Y.C. | NYC | 2 | None | 5.0961 | 110 | 0 | 0 | 0 | 0 | 0 | 0 | 0 | 8123 | 2016-09-01 | Yes | No | [Default] | [Default]
dualfuel_CC_SCR | ccj | J | N.Y.C. | NYC | 3 | Energy | 4.6946 | 111 | 0 | 0 | 0.84125 | 20 | 0 | 0 | 0 | 0 | 2016-09-01 | Yes | No | [Default] | [Default]
dualfuel_CC_SCR | ccj | J | N.Y.C. | NYC | 3 | None | 6.7011 | 71 | 0 | 0 | 0 | 0 | 0 | 0 | 0 | 8558 | 2016-09-01 | Yes | No | [Default] | [Default]
dualfuel_CC_SCR | ccj | K | LONGIL | LI | 1 | Energy | 7.4023 | 237 | 0 | 0 | 2.0747 | 42 | 0 | 0 | 0 | 0 | 2016-09-01 | Yes | No | [Default] | [Default]
dualfuel_CC_SCR | ccj | K | LONGIL | LI | 1 | None | 7.2846 | 107 | 0 | 0 | 0 | 0 | 0 | 0 | 0 | 8374 | 2016-09-01 | Yes | No | [Default] | [Default]
dualfuel_CC_SCR | ccj | K | LONGIL | LI | 2 | Energy | 50.06 | 773 | 0 | 0 | 2.0327 | 75 | 0 | 0 | 0 | 0 | 2016-09-01 | Yes | No | [Default] | [Default]
dualfuel_CC_SCR | ccj | K | LONGIL | LI | 2 | None | 10.4576 | 142 | 0 | 0 | 0 | 0 | 0 | 0 | 0 | 7770 | 2016-09-01 | Yes | No | [Default] | [Default]
dualfuel_CC_SCR | ccj | K | LONGIL | LI | 3 | Energy | 13.6291 | 407 | 0 | 0 | 1.4944 | 69 | 0 | 0 | 0 | 0 | 2016-09-01 | Yes | No | [Default] | [Default]
dualfuel_CC_SCR | ccj | K | LONGIL | LI | 3 | None | 14.5315 | 108 | 0 | 0 | 0 | 0 | 0 | 0 | 0 | 8176 | 2016-09-01 | Yes | No | [Default] | [Default]
gasonly_CC_SCR | ccj | C | CENTRL | ROS | 1 | None | 1.9566 | 31 | 0 | 0 | 0 | 0 | 0 | 0 | 0 | 8729 | 2016-09-01 | Yes | Yes | [Default] | [Default]
gasonly_CC_SCR | ccj | C | CENTRL | ROS | 2 | Energy | 16.7811 | 268 | 0 | 0 | 2.2725 | 57 | 0 | 0 | 0 | 0 | 2016-09-01 | Yes | Yes | [Default] | [Default]
gasonly_CC_SCR | ccj | C | CENTRL | ROS | 2 | None | 4.4848 | 117 | 0 | 0 | 0 | 0 | 0 | 0 | 0 | 8318 | 2016-09-01 | Yes | Yes | [Default] | [Default]
gasonly_CC_SCR | ccj | C | CENTRL | ROS | 3 | Energy | 1.359 | 38 | 0 | 0 | 1.1436 | 25 | 0 | 0 | 0 | 0 | 2016-09-01 | Yes | Yes | [Default] | [Default]
gasonly_CC_SCR | ccj | C | CENTRL | ROS | 3 | None | 3.5623 | 47 | 0 | 0 | 0 | 0 | 0 | 0 | 0 | 8650 | 2016-09-01 | Yes | Yes | [Default] | [Default]
gasonly_CC_SCR | ccj | F | CAPITL | ROS | 1 | Energy | 3.5241 | 149 | 0 | 0 | 0.56031 | 32 | 0 | 0 | 0 | 0 | 2016-09-01 | Yes | Yes | [Default] | [Default]
gasonly_CC_SCR | ccj | F | CAPITL | ROS | 1 | None | 5.179 | 119 | 0 | 0 | 0 | 0 | 0 | 0 | 0 | 8460 | 2016-09-01 | Yes | Yes | [Default] | [Default]
gasonly_CC_SCR | ccj | F | CAPITL | ROS | 2 | Energy | 39.2878 | 463 | 0 | 0 | 0.90423 | 27 | 0 | 0 | 0 | 0 | 2016-09-01 | Yes | Yes | [Default] | [Default]
gasonly_CC_SCR | ccj | F | CAPITL | ROS | 2 | None | 3.8541 | 82 | 0 | 0 | 0 | 0 | 0 | 0 | 0 | 8188 | 2016-09-01 | Yes | Yes | [Default] | [Default]
gasonly_CC_SCR | ccj | F | CAPITL | ROS | 3 | Energy | 3.1336 | 76 | 0 | 0 | 2.3959 | 53 | 0 | 0 | 0 | 0 | 2016-09-01 | Yes | Yes | [Default] | [Default]
gasonly_CC_SCR | ccj | F | CAPITL | ROS | 3 | None | 5.4339 | 57 | 0 | 0 | 0 | 0 | 0 | 0 | 0 | 8574 | 2016-09-01 | Yes | Yes | [Default] | [Default]
gasonly_CC_SCR | ccj | G1 | HUD VL | HV | 1 | Energy | 1.5215 | 79 | 0 | 0 | 0.016346 | 6 | 0 | 0 | 0 | 0 | 2016-09-01 | Yes | Yes | [Default] | [Default]
gasonly_CC_SCR | ccj | G1 | HUD VL | HV | 1 | None | 3.719 | 52 | 0 | 0 | 0 | 0 | 0 | 0 | 0 | 8623 | 2016-09-01 | Yes | Yes | [Default] | [Default]
gasonly_CC_SCR | ccj | G1 | HUD VL | HV | 2 | Energy | 34.6191 | 465 | 0 | 0 | 0.39985 | 12 | 0 | 0 | 0 | 0 | 2016-09-01 | Yes | Yes | [Default] | [Default]
gasonly_CC_SCR | ccj | G1 | HUD VL | HV | 2 | None | 4.8833 | 111 | 0 | 0 | 0 | 0 | 0 | 0 | 0 | 8172 | 2016-09-01 | Yes | Yes | [Default] | [Default]
gasonly_CC_SCR | ccj | G1 | HUD VL | HV | 3 | Energy | 4.2795 | 119 | 0 | 0 | 0 | 0 | 0 | 0 | 0 | 0 | 2016-09-01 | Yes | Yes | [Default] | [Default]
gasonly_CC_SCR | ccj | G1 | HUD VL | HV | 3 | None | 4.8269 | 59 | 0 | 0 | 0 | 0 | 0 | 0 | 0 | 8582 | 2016-09-01 | Yes | Yes | [Default] | [Default]
gasonly_CC_SCR | ccj | G2 | HUD VL | HV | 1 | Energy | 1.5215 | 79 | 0 | 0 | 0.016346 | 6 | 0 | 0 | 0 | 0 | 2016-09-01 | Yes | Yes | [Default] | [Default]
gasonly_CC_SCR | ccj | G2 | HUD VL | HV | 1 | None | 3.719 | 52 | 0 | 0 | 0 | 0 | 0 | 0 | 0 | 8623 | 2016-09-01 | Yes | Yes | [Default] | [Default]
gasonly_CC_SCR | ccj | G2 | HUD VL | HV | 2 | Energy | 34.6191 | 465 | 0 | 0 | 0.39985 | 12 | 0 | 0 | 0 | 0 | 2016-09-01 | Yes | Yes | [Default] | [Default]
gasonly_CC_SCR | ccj | G2 | HUD VL | HV | 2 | None | 4.8833 | 111 | 0 | 0 | 0 | 0 | 0 | 0 | 0 | 8172 | 2016-09-01 | Yes | Yes | [Default] | [Default]
gasonly_CC_SCR | ccj | G2 | HUD VL | HV | 3 | Energy | 4.2795 | 119 | 0 | 0 | 0 | 0 | 0 | 0 | 0 | 0 | 2016-09-01 | Yes | Yes | [Default] | [Default]
gasonly_CC_SCR | ccj | G2 | HUD VL | HV | 3 | None | 4.8269 | 59 | 0 | 0 | 0 | 0 | 0 | 0 | 0 | 8582 | 2016-09-01 | Yes | Yes | [Default] | [Default]

## FuelType_EngOnly_$kWYr
Case | Unit | Area | Zone | Capacity_Zone | Model.Year | Fuel.Used | Energy.Profit.per.kWyr | Energy.Hours | Start_Date | SCR_Toggle | Gas_Only_Toggle | Price_Cost_Inputs | Technical_Inputs
dualfuel_SCR | j25 | C | CENTRL | ROS | 1 | Gas | 1.6321 | 24 | 2016-09-01 | Yes | No | [Default] | [Default]
dualfuel_SCR | j25 | C | CENTRL | ROS | 2 | Gas | 13.028 | 223 | 2016-09-01 | Yes | No | [Default] | [Default]
dualfuel_SCR | j25 | C | CENTRL | ROS | 3 | Gas | 2.897 | 38 | 2016-09-01 | Yes | No | [Default] | [Default]
dualfuel_SCR | j25 | F | CAPITL | ROS | 1 | Gas | 2.7867 | 36 | 2016-09-01 | Yes | No | [Default] | [Default]
dualfuel_SCR | j25 | F | CAPITL | ROS | 2 | Gas | 28.3052 | 463 | 2016-09-01 | Yes | No | [Default] | [Default]
dualfuel_SCR | j25 | F | CAPITL | ROS | 3 | Gas | 4.5447 | 71 | 2016-09-01 | Yes | No | [Default] | [Default]
dualfuel_SCR | j25 | G1 | HUD VL | HV | 1 | Gas | 2.2587 | 31 | 2016-09-01 | Yes | No | [Default] | [Default]
dualfuel_SCR | j25 | G1 | HUD VL | HV | 2 | Gas | 23.4761 | 443 | 2016-09-01 | Yes | No | [Default] | [Default]
dualfuel_SCR | j25 | G1 | HUD VL | HV | 3 | Gas | 4.3959 | 72 | 2016-09-01 | Yes | No | [Default] | [Default]
dualfuel_SCR | j25 | G2 | HUD VL | HV | 1 | Gas | 2.256 | 31 | 2016-09-01 | Yes | No | [Default] | [Default]
dualfuel_SCR | j25 | G2 | HUD VL | HV | 2 | Gas | 23.4319 | 443 | 2016-09-01 | Yes | No | [Default] | [Default]
dualfuel_SCR | j25 | G2 | HUD VL | HV | 3 | Gas | 4.39 | 72 | 2016-09-01 | Yes | No | [Default] | [Default]
dualfuel_SCR | j25 | J | N.Y.C. | NYC | 1 | Gas | 3.6287 | 68 | 2016-09-01 | Yes | No | [Default] | [Default]
dualfuel_SCR | j25 | J | N.Y.C. | NYC | 2 | Gas | 26.9516 | 449 | 2016-09-01 | Yes | No | [Default] | [Default]
dualfuel_SCR | j25 | J | N.Y.C. | NYC | 3 | Gas | 6.2631 | 96 | 2016-09-01 | Yes | No | [Default] | [Default]
dualfuel_SCR | j25 | K | LONGIL | LI | 1 | Gas | 9.1899 | 168 | 2016-09-01 | Yes | No | [Default] | [Default]
dualfuel_SCR | j25 | K | LONGIL | LI | 2 | Gas | 38.4075 | 638 | 2016-09-01 | Yes | No | [Default] | [Default]
dualfuel_SCR | j25 | K | LONGIL | LI | 3 | Gas | 16.654 | 234 | 2016-09-01 | Yes | No | [Default] | [Default]
dualfuel_SCR | f | C | CENTRL | ROS | 1 | Gas | 1.4477 | 17 | 2016-09-01 | Yes | No | [Default] | [Default]
dualfuel_SCR | f | C | CENTRL | ROS | 2 | Gas | 11.4964 | 201 | 2016-09-01 | Yes | No | [Default] | [Default]
dualfuel_SCR | f | C | CENTRL | ROS | 3 | Gas | 2.8488 | 26 | 2016-09-01 | Yes | No | [Default] | [Default]
dualfuel_SCR | f | F | CAPITL | ROS | 1 | Gas | 2.6286 | 30 | 2016-09-01 | Yes | No | [Default] | [Default]
dualfuel_SCR | f | F | CAPITL | ROS | 2 | Gas | 25.2674 | 440 | 2016-09-01 | Yes | No | [Default] | [Default]
dualfuel_SCR | f | F | CAPITL | ROS | 3 | Gas | 4.6713 | 64 | 2016-09-01 | Yes | No | [Default] | [Default]
dualfuel_SCR | f | G1 | HUD VL | HV | 1 | Gas | 2.5042 | 28 | 2016-09-01 | Yes | No | [Default] | [Default]
dualfuel_SCR | f | G1 | HUD VL | HV | 2 | Gas | 21.3802 | 414 | 2016-09-01 | Yes | No | [Default] | [Default]
dualfuel_SCR | f | G1 | HUD VL | HV | 3 | Gas | 4.0862 | 61 | 2016-09-01 | Yes | No | [Default] | [Default]
dualfuel_SCR | f | G2 | HUD VL | HV | 1 | Gas | 2.5037 | 28 | 2016-09-01 | Yes | No | [Default] | [Default]
dualfuel_SCR | f | G2 | HUD VL | HV | 2 | Gas | 21.3791 | 414 | 2016-09-01 | Yes | No | [Default] | [Default]
dualfuel_SCR | f | G2 | HUD VL | HV | 3 | Gas | 4.0857 | 61 | 2016-09-01 | Yes | No | [Default] | [Default]
dualfuel_SCR | f | J | N.Y.C. | NYC | 1 | Gas | 2.8568 | 54 | 2016-09-01 | Yes | No | [Default] | [Default]
dualfuel_SCR | f | J | N.Y.C. | NYC | 2 | Gas | 24.7502 | 403 | 2016-09-01 | Yes | No | [Default] | [Default]
dualfuel_SCR | f | J | N.Y.C. | NYC | 3 | Gas | 5.5529 | 71 | 2016-09-01 | Yes | No | [Default] | [Default]
dualfuel_SCR | f | K | LONGIL | LI | 1 | Gas | 7.7352 | 139 | 2016-09-01 | Yes | No | [Default] | [Default]
dualfuel_SCR | f | K | LONGIL | LI | 2 | Gas | 34.7128 | 577 | 2016-09-01 | Yes | No | [Default] | [Default]
dualfuel_SCR | f | K | LONGIL | LI | 3 | Gas | 15.161 | 203 | 2016-09-01 | Yes | No | [Default] | [Default]
dualfuel_SCR | aero | C | CENTRL | ROS | 1 | Gas | 2.1219 | 34 | 2016-09-01 | Yes | No | [Default] | [Default]
dualfuel_SCR | aero | C | CENTRL | ROS | 2 | Gas | 12.0873 | 237 | 2016-09-01 | Yes | No | [Default] | [Default]
dualfuel_SCR | aero | C | CENTRL | ROS | 3 | Gas | 3.6111 | 57 | 2016-09-01 | Yes | No | [Default] | [Default]
dualfuel_SCR | aero | F | CAPITL | ROS | 1 | Gas | 3.4743 | 65 | 2016-09-01 | Yes | No | [Default] | [Default]
dualfuel_SCR | aero | F | CAPITL | ROS | 2 | Gas | 22.638 | 452 | 2016-09-01 | Yes | No | [Default] | [Default]
dualfuel_SCR | aero | F | CAPITL | ROS | 3 | Gas | 4.5993 | 72 | 2016-09-01 | Yes | No | [Default] | [Default]
dualfuel_SCR | aero | G1 | HUD VL | HV | 1 | Gas | 3.1788 | 47 | 2016-09-01 | Yes | No | [Default] | [Default]
dualfuel_SCR | aero | G1 | HUD VL | HV | 2 | Gas | 19.288 | 413 | 2016-09-01 | Yes | No | [Default] | [Default]
dualfuel_SCR | aero | G1 | HUD VL | HV | 3 | Gas | 4.4488 | 77 | 2016-09-01 | Yes | No | [Default] | [Default]
dualfuel_SCR | aero | G2 | HUD VL | HV | 1 | Gas | 3.1753 | 46 | 2016-09-01 | Yes | No | [Default] | [Default]
dualfuel_SCR | aero | G2 | HUD VL | HV | 2 | Gas | 19.2501 | 413 | 2016-09-01 | Yes | No | [Default] | [Default]
dualfuel_SCR | aero | G2 | HUD VL | HV | 3 | Gas | 4.4432 | 77 | 2016-09-01 | Yes | No | [Default] | [Default]
dualfuel_SCR | aero | J | N.Y.C. | NYC | 1 | Gas | 3.7213 | 60 | 2016-09-01 | Yes | No | [Default] | [Default]
dualfuel_SCR | aero | J | N.Y.C. | NYC | 2 | Gas | 22.0012 | 427 | 2016-09-01 | Yes | No | [Default] | [Default]
dualfuel_SCR | aero | J | N.Y.C. | NYC | 3 | Gas | 6.239 | 86 | 2016-09-01 | Yes | No | [Default] | [Default]
dualfuel_SCR | aero | K | LONGIL | LI | 1 | Gas | 9.2067 | 163 | 2016-09-01 | Yes | No | [Default] | [Default]
dualfuel_SCR | aero | K | LONGIL | LI | 2 | Gas | 32.738 | 571 | 2016-09-01 | Yes | No | [Default] | [Default]
dualfuel_SCR | aero | K | LONGIL | LI | 3 | Gas | 16.1816 | 202 | 2016-09-01 | Yes | No | [Default] | [Default]
dualfuel_noSCR | j15 | C | CENTRL | ROS | 1 | Gas | 1.5551 | 22 | 2016-09-01 | No | No | [Default] | [Default]
dualfuel_noSCR | j15 | C | CENTRL | ROS | 2 | Gas | 12.9321 | 223 | 2016-09-01 | No | No | [Default] | [Default]
dualfuel_noSCR | j15 | C | CENTRL | ROS | 3 | Gas | 3.0788 | 38 | 2016-09-01 | No | No | [Default] | [Default]
dualfuel_noSCR | j15 | F | CAPITL | ROS | 1 | Gas | 2.8381 | 40 | 2016-09-01 | No | No | [Default] | [Default]
dualfuel_noSCR | j15 | F | CAPITL | ROS | 2 | Gas | 28.8322 | 462 | 2016-09-01 | No | No | [Default] | [Default]
dualfuel_noSCR | j15 | F | CAPITL | ROS | 3 | Gas | 4.5709 | 73 | 2016-09-01 | No | No | [Default] | [Default]
dualfuel_noSCR | j15 | G1 | HUD VL | HV | 1 | Gas | 2.202 | 31 | 2016-09-01 | No | No | [Default] | [Default]
dualfuel_noSCR | j15 | G1 | HUD VL | HV | 2 | Gas | 23.4113 | 441 | 2016-09-01 | No | No | [Default] | [Default]
dualfuel_noSCR | j15 | G1 | HUD VL | HV | 3 | Gas | 4.3224 | 72 | 2016-09-01 | No | No | [Default] | [Default]
dualfuel_noSCR | f | C | CENTRL | ROS | 1 | Gas | 1.4568 | 17 | 2016-09-01 | No | No | [Default] | [Default]
dualfuel_noSCR | f | C | CENTRL | ROS | 2 | Gas | 11.5449 | 203 | 2016-09-01 | No | No | [Default] | [Default]
dualfuel_noSCR | f | C | CENTRL | ROS | 3 | Gas | 2.862 | 26 | 2016-09-01 | No | No | [Default] | [Default]
dualfuel_noSCR | f | F | CAPITL | ROS | 1 | Gas | 2.7123 | 34 | 2016-09-01 | No | No | [Default] | [Default]
dualfuel_noSCR | f | F | CAPITL | ROS | 2 | Gas | 25.5083 | 442 | 2016-09-01 | No | No | [Default] | [Default]
dualfuel_noSCR | f | F | CAPITL | ROS | 3 | Gas | 4.6851 | 65 | 2016-09-01 | No | No | [Default] | [Default]
dualfuel_noSCR | f | G1 | HUD VL | HV | 1 | Gas | 2.5179 | 28 | 2016-09-01 | No | No | [Default] | [Default]
dualfuel_noSCR | f | G1 | HUD VL | HV | 2 | Gas | 21.579 | 414 | 2016-09-01 | No | No | [Default] | [Default]
dualfuel_noSCR | f | G1 | HUD VL | HV | 3 | Gas | 4.118 | 61 | 2016-09-01 | No | No | [Default] | [Default]
gasonly_SCR | j25 | C | CENTRL | ROS | 1 | Gas | 1.6321 | 24 | 2016-09-01 | Yes | Yes | [Default] | [Default]
gasonly_SCR | j25 | C | CENTRL | ROS | 2 | Gas | 13.028 | 223 | 2016-09-01 | Yes | Yes | [Default] | [Default]
gasonly_SCR | j25 | C | CENTRL | ROS | 3 | Gas | 2.897 | 38 | 2016-09-01 | Yes | Yes | [Default] | [Default]
gasonly_SCR | j25 | F | CAPITL | ROS | 1 | Gas | 2.7867 | 36 | 2016-09-01 | Yes | Yes | [Default] | [Default]
gasonly_SCR | j25 | F | CAPITL | ROS | 2 | Gas | 28.3052 | 463 | 2016-09-01 | Yes | Yes | [Default] | [Default]
gasonly_SCR | j25 | F | CAPITL | ROS | 3 | Gas | 4.5447 | 71 | 2016-09-01 | Yes | Yes | [Default] | [Default]
gasonly_SCR | j25 | G1 | HUD VL | HV | 1 | Gas | 2.2587 | 31 | 2016-09-01 | Yes | Yes | [Default] | [Default]
gasonly_SCR | j25 | G1 | HUD VL | HV | 2 | Gas | 23.4761 | 443 | 2016-09-01 | Yes | Yes | [Default] | [Default]
gasonly_SCR | j25 | G1 | HUD VL | HV | 3 | Gas | 4.3959 | 72 | 2016-09-01 | Yes | Yes | [Default] | [Default]
gasonly_SCR | j25 | G2 | HUD VL | HV | 1 | Gas | 2.256 | 31 | 2016-09-01 | Yes | Yes | [Default] | [Default]
gasonly_SCR | j25 | G2 | HUD VL | HV | 2 | Gas | 23.4319 | 443 | 2016-09-01 | Yes | Yes | [Default] | [Default]
gasonly_SCR | j25 | G2 | HUD VL | HV | 3 | Gas | 4.39 | 72 | 2016-09-01 | Yes | Yes | [Default] | [Default]
gasonly_SCR | f | C | CENTRL | ROS | 1 | Gas | 1.4477 | 17 | 2016-09-01 | Yes | Yes | [Default] | [Default]
gasonly_SCR | f | C | CENTRL | ROS | 2 | Gas | 11.4964 | 201 | 2016-09-01 | Yes | Yes | [Default] | [Default]
gasonly_SCR | f | C | CENTRL | ROS | 3 | Gas | 2.8488 | 26 | 2016-09-01 | Yes | Yes | [Default] | [Default]
gasonly_SCR | f | F | CAPITL | ROS | 1 | Gas | 2.6286 | 30 | 2016-09-01 | Yes | Yes | [Default] | [Default]
gasonly_SCR | f | F | CAPITL | ROS | 2 | Gas | 25.2674 | 440 | 2016-09-01 | Yes | Yes | [Default] | [Default]
gasonly_SCR | f | F | CAPITL | ROS | 3 | Gas | 4.6713 | 64 | 2016-09-01 | Yes | Yes | [Default] | [Default]
gasonly_SCR | f | G1 | HUD VL | HV | 1 | Gas | 2.5042 | 28 | 2016-09-01 | Yes | Yes | [Default] | [Default]
gasonly_SCR | f | G1 | HUD VL | HV | 2 | Gas | 21.3802 | 414 | 2016-09-01 | Yes | Yes | [Default] | [Default]
gasonly_SCR | f | G1 | HUD VL | HV | 3 | Gas | 4.0862 | 61 | 2016-09-01 | Yes | Yes | [Default] | [Default]
gasonly_SCR | f | G2 | HUD VL | HV | 1 | Gas | 2.5037 | 28 | 2016-09-01 | Yes | Yes | [Default] | [Default]
gasonly_SCR | f | G2 | HUD VL | HV | 2 | Gas | 21.3791 | 414 | 2016-09-01 | Yes | Yes | [Default] | [Default]
gasonly_SCR | f | G2 | HUD VL | HV | 3 | Gas | 4.0857 | 61 | 2016-09-01 | Yes | Yes | [Default] | [Default]
gasonly_SCR | aero | C | CENTRL | ROS | 1 | Gas | 2.1219 | 34 | 2016-09-01 | Yes | Yes | [Default] | [Default]
gasonly_SCR | aero | C | CENTRL | ROS | 2 | Gas | 12.0873 | 237 | 2016-09-01 | Yes | Yes | [Default] | [Default]
gasonly_SCR | aero | C | CENTRL | ROS | 3 | Gas | 3.6111 | 57 | 2016-09-01 | Yes | Yes | [Default] | [Default]
gasonly_SCR | aero | F | CAPITL | ROS | 1 | Gas | 3.4743 | 65 | 2016-09-01 | Yes | Yes | [Default] | [Default]
gasonly_SCR | aero | F | CAPITL | ROS | 2 | Gas | 22.638 | 452 | 2016-09-01 | Yes | Yes | [Default] | [Default]
gasonly_SCR | aero | F | CAPITL | ROS | 3 | Gas | 4.5993 | 72 | 2016-09-01 | Yes | Yes | [Default] | [Default]
gasonly_SCR | aero | G1 | HUD VL | HV | 1 | Gas | 3.1788 | 47 | 2016-09-01 | Yes | Yes | [Default] | [Default]
gasonly_SCR | aero | G1 | HUD VL | HV | 2 | Gas | 19.288 | 413 | 2016-09-01 | Yes | Yes | [Default] | [Default]
gasonly_SCR | aero | G1 | HUD VL | HV | 3 | Gas | 4.4488 | 77 | 2016-09-01 | Yes | Yes | [Default] | [Default]
gasonly_SCR | aero | G2 | HUD VL | HV | 1 | Gas | 3.1753 | 46 | 2016-09-01 | Yes | Yes | [Default] | [Default]
gasonly_SCR | aero | G2 | HUD VL | HV | 2 | Gas | 19.2501 | 413 | 2016-09-01 | Yes | Yes | [Default] | [Default]
gasonly_SCR | aero | G2 | HUD VL | HV | 3 | Gas | 4.4432 | 77 | 2016-09-01 | Yes | Yes | [Default] | [Default]
gasonly_noSCR | j15 | C | CENTRL | ROS | 1 | Gas | 1.5551 | 22 | 2016-09-01 | No | Yes | [Default] | [Default]
gasonly_noSCR | j15 | C | CENTRL | ROS | 2 | Gas | 12.9321 | 223 | 2016-09-01 | No | Yes | [Default] | [Default]
gasonly_noSCR | j15 | C | CENTRL | ROS | 3 | Gas | 3.0788 | 38 | 2016-09-01 | No | Yes | [Default] | [Default]
gasonly_noSCR | j15 | F | CAPITL | ROS | 1 | Gas | 2.8381 | 40 | 2016-09-01 | No | Yes | [Default] | [Default]
gasonly_noSCR | j15 | F | CAPITL | ROS | 2 | Gas | 28.8322 | 462 | 2016-09-01 | No | Yes | [Default] | [Default]
gasonly_noSCR | j15 | F | CAPITL | ROS | 3 | Gas | 4.5709 | 73 | 2016-09-01 | No | Yes | [Default] | [Default]
gasonly_noSCR | j15 | G1 | HUD VL | HV | 1 | Gas | 2.202 | 31 | 2016-09-01 | No | Yes | [Default] | [Default]
gasonly_noSCR | j15 | G1 | HUD VL | HV | 2 | Gas | 23.4113 | 441 | 2016-09-01 | No | Yes | [Default] | [Default]
gasonly_noSCR | j15 | G1 | HUD VL | HV | 3 | Gas | 4.3224 | 72 | 2016-09-01 | No | Yes | [Default] | [Default]
gasonly_noSCR | f | C | CENTRL | ROS | 1 | Gas | 1.4568 | 17 | 2016-09-01 | No | Yes | [Default] | [Default]
gasonly_noSCR | f | C | CENTRL | ROS | 2 | Gas | 11.5449 | 203 | 2016-09-01 | No | Yes | [Default] | [Default]
gasonly_noSCR | f | C | CENTRL | ROS | 3 | Gas | 2.862 | 26 | 2016-09-01 | No | Yes | [Default] | [Default]
gasonly_noSCR | f | F | CAPITL | ROS | 1 | Gas | 2.7123 | 34 | 2016-09-01 | No | Yes | [Default] | [Default]
gasonly_noSCR | f | F | CAPITL | ROS | 2 | Gas | 25.5083 | 442 | 2016-09-01 | No | Yes | [Default] | [Default]
gasonly_noSCR | f | F | CAPITL | ROS | 3 | Gas | 4.6851 | 65 | 2016-09-01 | No | Yes | [Default] | [Default]
gasonly_noSCR | f | G1 | HUD VL | HV | 1 | Gas | 2.5179 | 28 | 2016-09-01 | No | Yes | [Default] | [Default]
gasonly_noSCR | f | G1 | HUD VL | HV | 2 | Gas | 21.579 | 414 | 2016-09-01 | No | Yes | [Default] | [Default]
gasonly_noSCR | f | G1 | HUD VL | HV | 3 | Gas | 4.118 | 61 | 2016-09-01 | No | Yes | [Default] | [Default]
dualfuel_CC_SCR | ccj | C | CENTRL | ROS | 1 | Gas | 1.9566 | 31 | 2016-09-01 | Yes | No | [Default] | [Default]
dualfuel_CC_SCR | ccj | C | CENTRL | ROS | 2 | Gas | 21.2659 | 385 | 2016-09-01 | Yes | No | [Default] | [Default]
dualfuel_CC_SCR | ccj | C | CENTRL | ROS | 3 | Gas | 4.9213 | 85 | 2016-09-01 | Yes | No | [Default] | [Default]
dualfuel_CC_SCR | ccj | F | CAPITL | ROS | 1 | Gas | 8.703 | 268 | 2016-09-01 | Yes | No | [Default] | [Default]
dualfuel_CC_SCR | ccj | F | CAPITL | ROS | 2 | Gas | 43.1419 | 545 | 2016-09-01 | Yes | No | [Default] | [Default]
dualfuel_CC_SCR | ccj | F | CAPITL | ROS | 3 | Gas | 8.5675 | 133 | 2016-09-01 | Yes | No | [Default] | [Default]
dualfuel_CC_SCR | ccj | G1 | HUD VL | HV | 1 | Gas | 5.2405 | 131 | 2016-09-01 | Yes | No | [Default] | [Default]
dualfuel_CC_SCR | ccj | G1 | HUD VL | HV | 2 | Gas | 39.5024 | 576 | 2016-09-01 | Yes | No | [Default] | [Default]
dualfuel_CC_SCR | ccj | G1 | HUD VL | HV | 3 | Gas | 9.1064 | 178 | 2016-09-01 | Yes | No | [Default] | [Default]
dualfuel_CC_SCR | ccj | G2 | HUD VL | HV | 1 | Gas | 5.2405 | 131 | 2016-09-01 | Yes | No | [Default] | [Default]
dualfuel_CC_SCR | ccj | G2 | HUD VL | HV | 2 | Gas | 39.5024 | 576 | 2016-09-01 | Yes | No | [Default] | [Default]
dualfuel_CC_SCR | ccj | G2 | HUD VL | HV | 3 | Gas | 9.1064 | 178 | 2016-09-01 | Yes | No | [Default] | [Default]
dualfuel_CC_SCR | ccj | J | N.Y.C. | NYC | 1 | Gas | 6.2165 | 155 | 2016-09-01 | Yes | No | [Default] | [Default]
dualfuel_CC_SCR | ccj | J | N.Y.C. | NYC | 2 | Gas | 44.0271 | 625 | 2016-09-01 | Yes | No | [Default] | [Default]
dualfuel_CC_SCR | ccj | J | N.Y.C. | NYC | 3 | Gas | 11.3956 | 182 | 2016-09-01 | Yes | No | [Default] | [Default]
dualfuel_CC_SCR | ccj | K | LONGIL | LI | 1 | Gas | 14.687 | 344 | 2016-09-01 | Yes | No | [Default] | [Default]
dualfuel_CC_SCR | ccj | K | LONGIL | LI | 2 | Gas | 60.5177 | 915 | 2016-09-01 | Yes | No | [Default] | [Default]
dualfuel_CC_SCR | ccj | K | LONGIL | LI | 3 | Gas | 28.1606 | 515 | 2016-09-01 | Yes | No | [Default] | [Default]
gasonly_CC_SCR | ccj | C | CENTRL | ROS | 1 | Gas | 1.9566 | 31 | 2016-09-01 | Yes | Yes | [Default] | [Default]
gasonly_CC_SCR | ccj | C | CENTRL | ROS | 2 | Gas | 21.2659 | 385 | 2016-09-01 | Yes | Yes | [Default] | [Default]
gasonly_CC_SCR | ccj | C | CENTRL | ROS | 3 | Gas | 4.9213 | 85 | 2016-09-01 | Yes | Yes | [Default] | [Default]
gasonly_CC_SCR | ccj | F | CAPITL | ROS | 1 | Gas | 8.703 | 268 | 2016-09-01 | Yes | Yes | [Default] | [Default]
gasonly_CC_SCR | ccj | F | CAPITL | ROS | 2 | Gas | 43.1419 | 545 | 2016-09-01 | Yes | Yes | [Default] | [Default]
gasonly_CC_SCR | ccj | F | CAPITL | ROS | 3 | Gas | 8.5675 | 133 | 2016-09-01 | Yes | Yes | [Default] | [Default]
gasonly_CC_SCR | ccj | G1 | HUD VL | HV | 1 | Gas | 5.2405 | 131 | 2016-09-01 | Yes | Yes | [Default] | [Default]
gasonly_CC_SCR | ccj | G1 | HUD VL | HV | 2 | Gas | 39.5024 | 576 | 2016-09-01 | Yes | Yes | [Default] | [Default]
gasonly_CC_SCR | ccj | G1 | HUD VL | HV | 3 | Gas | 9.1064 | 178 | 2016-09-01 | Yes | Yes | [Default] | [Default]
gasonly_CC_SCR | ccj | G2 | HUD VL | HV | 1 | Gas | 5.2405 | 131 | 2016-09-01 | Yes | Yes | [Default] | [Default]
gasonly_CC_SCR | ccj | G2 | HUD VL | HV | 2 | Gas | 39.5024 | 576 | 2016-09-01 | Yes | Yes | [Default] | [Default]
gasonly_CC_SCR | ccj | G2 | HUD VL | HV | 3 | Gas | 9.1064 | 178 | 2016-09-01 | Yes | Yes | [Default] | [Default]

## Drop-downs
Units
GE HA.02 25ppm (j25)
GE HA.02 15ppm (j15)
GE 7F.05 (f)
Siemens SGT-A65 WLE (aero)
1x1 GE HA.02 25ppm (ccj)