## NYCA_2015
TABLE III - 2
EXISTING GENERATING FACILITIES --- This list was updated in April 2016 to correct Net Energy reported in Column S for a number of small hydro units.
LINE | Owner, |  |  |  | Location |  |  |  | Name | CRIS | 2015 |  |  |  | Fuel (U) |  |  | 2014
REF. | Operator, | [6 empty] | In-Service | Plate | Sum | Capability (B) |  | Co- |  |  |  |  | Net
NO. | and / or | [6 empty] | Date | Rating (V) | Cap (A) | (MW) |  | Gen | Unit | Type | Type | Type | Energy | Notes
| Billing Organization | Station Unit | Zone | PTID | Town | Cnty | St | YY-MM-DD | (MW) | (MW) | SUM | WIN |  | Type | 1 | 2 | 3 | (GWh)
a | b | c | d | e | f | g | h | i | j | k | l | m | n | o | p | q | r | s | t
1001 | Albany Energy LLC | Albany LFGE | F | 323615 | Albany | 001 | 36 | 1998-05-01 | 5.6 | 4.5 | 5.6 | 5.6 |  | IC | MTE |  |  | 24.2993
1002 | Astoria Energy II, LLC | Astoria Energy 2 - CC3 | J | 323677 | Queens | 081 | 36 | 2011-07-01 | 330 | 288 | 269.4 | 312.9 |  | CC | NG | FO2 |  | 3082.4907 | (G)
1003 | Astoria Energy II, LLC | Astoria Energy 2 - CC4 | J | 323678 | Queens | 081 | 36 | 2011-07-01 | 330 | 288 | 269.4 | 312.9 |  | CC | NG | FO2
1004 | Astoria Energy, LLC | Astoria East Energy - CC1 | J | 323581 | Queens | 081 | 36 | 2006-04-01 | 320 | 278.7 | 276.9 | 311.6 |  | CC | NG | FO2 |  | 3496.2295 | (G)
1005 | Astoria Energy, LLC | Astoria East Energy - CC2 | J | 323582 | Queens | 081 | 36 | 2006-04-01 | 320 | 278.7 | 276.9 | 311.6 |  | CC | NG | FO2
1006 | Astoria Generating Company L.P. | Astoria 2 (ReAct. - 12/31/14) | J | 24149 | Queens | 081 | 36 | 1954-03-01 | 180 | 177 | 167.9 | 166.6 |  | ST | NG |  |  | 2.3955 | (D) (1)
1007 | Astoria Generating Company L.P. | Astoria 3 | J | 23516 | Queens | 081 | 36 | 1958-09-01 | 376 | 369.9 | 376 | 376.4 |  | ST | FO6 | NG |  | 188.8205
1008 | Astoria Generating Company L.P. | Astoria 5 | J | 23518 | Queens | 081 | 36 | 1962-05-01 | 387 | 376.3 | 381 | 380.6 |  | ST | FO6 | NG |  | 993.871
1009 | Astoria Generating Company L.P. | Astoria GT 01 | J | 23523 | Queens | 081 | 36 | 1967-07-01 | 16 | 15.7 | 14.7 | 18 |  | GT | NG |  |  | 0.652
1010 | Astoria Generating Company L.P. | Gowanus 1-1 | J | 24077 | Brooklyn | 047 | 36 | 1971-06-01 | 20 | 19.1 | 18.2 | 24.1 |  | GT | FO2 |  |  | 0.092048
1011 | Astoria Generating Company L.P. | Gowanus 1-2 | J | 24078 | Brooklyn | 047 | 36 | 1971-06-01 | 20 | 17.1 | 18.5 | 21.3 |  | GT | FO2 |  |  | 0.24782
1012 | Astoria Generating Company L.P. | Gowanus 1-3 | J | 24079 | Brooklyn | 047 | 36 | 1971-06-01 | 20 | 17.2 | 16.3 | 21.9 |  | GT | FO2 |  |  | 0.15181
1013 | Astoria Generating Company L.P. | Gowanus 1-4 | J | 24080 | Brooklyn | 047 | 36 | 1971-06-01 | 20 | 17.1 | 16 | 21.3 |  | GT | FO2 |  |  | 0.07
1014 | Astoria Generating Company L.P. | Gowanus 1-5 | J | 24084 | Brooklyn | 047 | 36 | 1971-06-01 | 20 | 16.5 | 16.1 | 22.4 |  | GT | FO2 |  |  | 0.23
1015 | Astoria Generating Company L.P. | Gowanus 1-6 | J | 24111 | Brooklyn | 047 | 36 | 1971-06-01 | 20 | 18 | 15.6 | 21.8 |  | GT | FO2 |  |  | 0.19
1016 | Astoria Generating Company L.P. | Gowanus 1-7 | J | 24112 | Brooklyn | 047 | 36 | 1971-06-01 | 20 | 17.6 | 16.7 | 22.3 |  | GT | FO2 |  |  | 0.18
1017 | Astoria Generating Company L.P. | Gowanus 1-8 | J | 24113 | Brooklyn | 047 | 36 | 1971-06-01 | 20 | 16.1 | 14.6 | 19.9 |  | GT | FO2 |  |  | 0.15
1018 | Astoria Generating Company L.P. | Gowanus 2-1 | J | 24114 | Brooklyn | 047 | 36 | 1971-06-01 | 20 | 17.9 | 17.3 | 21.4 |  | GT | FO2 | NG |  | 0.69
1019 | Astoria Generating Company L.P. | Gowanus 2-2 | J | 24115 | Brooklyn | 047 | 36 | 1971-06-01 | 20 | 18.8 | 18.3 | 22 |  | GT | FO2 | NG |  | 0.5856
1020 | Astoria Generating Company L.P. | Gowanus 2-3 | J | 24116 | Brooklyn | 047 | 36 | 1971-06-01 | 20 | 20.6 | 19.1 | 24.2 |  | GT | FO2 | NG |  | 0.52283
1021 | Astoria Generating Company L.P. | Gowanus 2-4 | J | 24117 | Brooklyn | 047 | 36 | 1971-06-01 | 20 | 19.3 | 17.4 | 22.2 |  | GT | FO2 | NG |  | 0.48495
1022 | Astoria Generating Company L.P. | Gowanus 2-5 | J | 24118 | Brooklyn | 047 | 36 | 1971-06-01 | 20 | 18.6 | 17 | 21.4 |  | GT | FO2 | NG |  | 0.56
1023 | Astoria Generating Company L.P. | Gowanus 2-6 | J | 24119 | Brooklyn | 047 | 36 | 1971-06-01 | 20 | 20.3 | 19.1 | 23.6 |  | GT | FO2 | NG |  | 0.69
1024 | Astoria Generating Company L.P. | Gowanus 2-7 | J | 24120 | Brooklyn | 047 | 36 | 1971-06-01 | 20 | 19.6 | 18.5 | 23 |  | GT | FO2 | NG |  | 0.631
1025 | Astoria Generating Company L.P. | Gowanus 2-8 | J | 24121 | Brooklyn | 047 | 36 | 1971-06-01 | 20 | 17.7 | 17 | 21.5 |  | GT | FO2 | NG |  | 0.338
1026 | Astoria Generating Company L.P. | Gowanus 3-1 | J | 24122 | Brooklyn | 047 | 36 | 1971-07-01 | 20 | 17.7 | 16.9 | 22 |  | GT | FO2 | NG |  | 0.42
1027 | Astoria Generating Company L.P. | Gowanus 3-2 | J | 24123 | Brooklyn | 047 | 36 | 1971-07-01 | 20 | 17.7 | 16.9 | 21.9 |  | GT | FO2 | NG |  | 0.44608
1028 | Astoria Generating Company L.P. | Gowanus 3-3 | J | 24124 | Brooklyn | 047 | 36 | 1971-07-01 | 20 | 19.8 | 18 | 23.9 |  | GT | FO2 | NG |  | 0.51718
1029 | Astoria Generating Company L.P. | Gowanus 3-4 | J | 24125 | Brooklyn | 047 | 36 | 1971-07-01 | 20 | 17.9 | 16.3 | 21.7 |  | GT | FO2 | NG |  | 0.4
1030 | Astoria Generating Company L.P. | Gowanus 3-5 | J | 24126 | Brooklyn | 047 | 36 | 1971-07-01 | 20 | 19 | 17.3 | 24 |  | GT | FO2 | NG |  | 0.49
1031 | Astoria Generating Company L.P. | Gowanus 3-6 | J | 24127 | Brooklyn | 047 | 36 | 1971-07-01 | 20 | 17.6 | 15.4 | 20 |  | GT | FO2 | NG |  | 0.76
1032 | Astoria Generating Company L.P. | Gowanus 3-7 | J | 24128 | Brooklyn | 047 | 36 | 1971-07-01 | 20 | 18.1 | 18 | 24.2 |  | GT | FO2 | NG |  | 0.42
1033 | Astoria Generating Company L.P. | Gowanus 3-8 | J | 24129 | Brooklyn | 047 | 36 | 1971-07-01 | 20 | 19 | 17.6 | 23.8 |  | GT | FO2 | NG |  | 0.33
1034 | Astoria Generating Company L.P. | Gowanus 4-1 | J | 24130 | Brooklyn | 047 | 36 | 1971-07-01 | 20 | 16.8 | 18.6 | 23 |  | GT | FO2 |  |  | 0.23
1035 | Astoria Generating Company L.P. | Gowanus 4-2 | J | 24131 | Brooklyn | 047 | 36 | 1971-07-01 | 20 | 17.3 | 17.4 | 20.9 |  | GT | FO2 |  |  | 0.16496
1036 | Astoria Generating Company L.P. | Gowanus 4-3 | J | 24132 | Brooklyn | 047 | 36 | 1971-07-01 | 20 | 17.6 | 17.1 | 22 |  | GT | FO2 |  |  | 0.21
1037 | Astoria Generating Company L.P. | Gowanus 4-4 | J | 24133 | Brooklyn | 047 | 36 | 1971-07-01 | 20 | 17.1 | 16.5 | 21.5 |  | GT | FO2 |  |  | 0.07
1038 | Astoria Generating Company L.P. | Gowanus 4-5 | J | 24134 | Brooklyn | 047 | 36 | 1971-07-01 | 20 | 17.1 | 16.2 | 21.2 |  | GT | FO2 |  |  | 0.21596
1039 | Astoria Generating Company L.P. | Gowanus 4-6 | J | 24135 | Brooklyn | 047 | 36 | 1971-07-01 | 20 | 18.6 | 18 | 22.9 |  | GT | FO2 |  |  | 0.21
1040 | Astoria Generating Company L.P. | Gowanus 4-7 | J | 24136 | Brooklyn | 047 | 36 | 1971-07-01 | 20 | 16.6 | 16.4 | 21.3 |  | GT | FO2 |  |  | 0.1
1041 | Astoria Generating Company L.P. | Gowanus 4-8 | J | 24137 | Brooklyn | 047 | 36 | 1971-07-01 | 20 | 19 | 17 | 22.1 |  | GT | FO2 |  |  | 0.23
1042 | Astoria Generating Company L.P. | Narrows 1-1 | J | 24228 | Brooklyn | 047 | 36 | 1972-05-01 | 22 | 21 | 19.2 | 23.6 |  | GT | KER | NG |  | 2.3711
1043 | Astoria Generating Company L.P. | Narrows 1-2 | J | 24229 | Brooklyn | 047 | 36 | 1972-05-01 | 22 | 19.5 | 17.2 | 22.2 |  | GT | KER | NG |  | 1.96
1044 | Astoria Generating Company L.P. | Narrows 1-3 | J | 24230 | Brooklyn | 047 | 36 | 1972-05-01 | 22 | 20.4 | 18.2 | 23.3 |  | GT | KER | NG |  | 2.11
1045 | Astoria Generating Company L.P. | Narrows 1-4 | J | 24231 | Brooklyn | 047 | 36 | 1972-05-01 | 22 | 20.1 | 19.2 | 24.2 |  | GT | KER | NG |  | 1.7132
1046 | Astoria Generating Company L.P. | Narrows 1-5 | J | 24232 | Brooklyn | 047 | 36 | 1972-05-01 | 22 | 19.8 | 18.5 | 24.5 |  | GT | KER | NG |  | 1.39
1047 | Astoria Generating Company L.P. | Narrows 1-6 | J | 24233 | Brooklyn | 047 | 36 | 1972-05-01 | 22 | 18.9 | 16.1 | 21.7 |  | GT | KER | NG |  | 1.39
1048 | Astoria Generating Company L.P. | Narrows 1-7 | J | 24234 | Brooklyn | 047 | 36 | 1972-05-01 | 22 | 18.4 | 16.2 | 21.7 |  | GT | KER | NG |  | 1.84
1049 | Astoria Generating Company L.P. | Narrows 1-8 | J | 24235 | Brooklyn | 047 | 36 | 1972-05-01 | 22 | 19.9 | 17.2 | 22.6 |  | GT | KER | NG |  | 1.33
1050 | Astoria Generating Company L.P. | Narrows 2-1 | J | 24236 | Brooklyn | 047 | 36 | 1972-06-01 | 22 | 19.4 | 19 | 24 |  | GT | KER | NG |  | 2.11
1051 | Astoria Generating Company L.P. | Narrows 2-2 | J | 24237 | Brooklyn | 047 | 36 | 1972-06-01 | 22 | 18.7 | 17.2 | 21 |  | GT | KER | NG |  | 1.37
1052 | Astoria Generating Company L.P. | Narrows 2-3 | J | 24238 | Brooklyn | 047 | 36 | 1972-06-01 | 22 | 18.4 | 18.1 | 22 |  | GT | KER | NG |  | 1.4365
1053 | Astoria Generating Company L.P. | Narrows 2-4 | J | 24239 | Brooklyn | 047 | 36 | 1972-06-01 | 22 | 18.4 | 18.4 | 21.9 |  | GT | KER | NG |  | 1.71
1054 | Astoria Generating Company L.P. | Narrows 2-5 | J | 24240 | Brooklyn | 047 | 36 | 1972-06-01 | 22 | 19.9 | 17.9 | 22.8 |  | GT | KER | NG |  | 1.38
1055 | Astoria Generating Company L.P. | Narrows 2-6 | J | 24241 | Brooklyn | 047 | 36 | 1972-06-01 | 22 | 18.1 | 15.8 | 20.7 |  | GT | KER | NG |  | 1.31
1056 | Astoria Generating Company L.P. | Narrows 2-7 | J | 24242 | Brooklyn | 047 | 36 | 1972-06-01 | 22 | 20.7 | 18.7 | 23.8 |  | GT | KER | NG |  | 1.36
1057 | Astoria Generating Company L.P. | Narrows 2-8 | J | 24243 | Brooklyn | 047 | 36 | 1972-06-01 | 22 | 17.5 | 16.5 | 20.8 |  | GT | KER | NG |  | 1.29
1058 | Athens Generating Company, LP | Athens 1 | F | 23668 | Athens | 039 | 36 | 2004-05-01 | 441 | 316.6 | 321.2 | 398.2 |  | CC | NG | FO2 |  | 1056.7784
1059 | Athens Generating Company, LP | Athens 2 | F | 23670 | Athens | 039 | 36 | 2004-05-01 | 441 | 315.6 | 315.5 | 398.7 |  | CC | NG | FO2 |  | 757.827
1060 | Athens Generating Company, LP | Athens 3 | F | 23677 | Athens | 039 | 36 | 2004-05-01 | 441 | 312.8 | 313.2 | 389.3 |  | CC | NG | FO2 |  | 844.7199
1061 | Bayonne Energy Center, LLC | Bayonne EC CTG1 | J | 323682 | Bayonne NJ | 017 | 34 | 2012-06-01 | 64 | 64 | 58.9 | 62.9 |  | JE | NG | KER |  | 152.1238
1062 | Bayonne Energy Center, LLC | Bayonne EC CTG2 | J | 323683 | Bayonne NJ | 017 | 34 | 2012-06-01 | 64 | 64 | 59 | 62.8 |  | JE | NG | KER |  | 182.159
1063 | Bayonne Energy Center, LLC | Bayonne EC CTG3 | J | 323684 | Bayonne NJ | 017 | 34 | 2012-06-01 | 64 | 64 | 56.4 | 62.9 |  | JE | NG | KER |  | 154.6996
1064 | Bayonne Energy Center, LLC | Bayonne EC CTG4 | J | 323685 | Bayonne NJ | 017 | 34 | 2012-06-01 | 64 | 64 | 56.3 | 62.8 |  | JE | NG | KER |  | 152.2029
1065 | Bayonne Energy Center, LLC | Bayonne EC CTG5 | J | 323686 | Bayonne NJ | 017 | 34 | 2012-06-01 | 64 | 64 | 57 | 62.8 |  | JE | NG | KER |  | 149.2344
1066 | Bayonne Energy Center, LLC | Bayonne EC CTG6 | J | 323687 | Bayonne NJ | 017 | 34 | 2012-06-01 | 64 | 64 | 55.5 | 62.8 |  | JE | NG | KER |  | 180.592
1067 | Bayonne Energy Center, LLC | Bayonne EC CTG7 | J | 323688 | Bayonne NJ | 017 | 34 | 2012-06-01 | 64 | 64 | 57.6 | 62.9 |  | JE | NG | KER |  | 160.125
1068 | Bayonne Energy Center, LLC | Bayonne EC CTG8 | J | 323689 | Bayonne NJ | 017 | 34 | 2012-06-01 | 64 | 64 | 58.9 | 62.7 |  | JE | NG | KER |  | 169.2934
1069 | Binghamton BOP, LLC | Binghamton (ReAct. - 12/16/14) | C | 23790 | Binghamton | 007 | 36 | 2001-03-01 | 47.7 | 43.8 | 45.1 | 46.9 | Yes | CC | NG | KER |  | 0.53515 | (D) (2)
1070 | Boralex Hydro Operations Inc | Fourth Branch | F | 23824 | Waterford | 091 | 36 | 1987-12-01 | 3.3 | 3.5 | 3.3 | 3.3 |  | HY | WAT |  |  | 16.5524
1071 | Boralex Hydro Operations Inc | NYS Dam | F | 23527 | Waterford | 091 | 36 | 1990-12-01 | 11.4 | 11.3 | 11.4 | 11.4 |  | HY | WAT |  |  | 53.1378
1072 | Boralex Hydro Operations Inc | Sissonville | E | 23735 | Potsdam | 089 | 36 | 1990-08-01 | 3.1 | 3 | 3.1 | 3.1 |  | HY | WAT |  |  | 14.5783
1073 | Boralex Hydro Operations Inc | Warrensburg | F | 23737 | Warrensburg | 113 | 36 | 1988-12-01 | 2.9 | 3 | 2.9 | 2.9 |  | HY | WAT |  |  | 11.821
1074 | Calpine Energy Services LP | Bethpage | K | 23823 | Hicksville | 059 | 36 | 1989-09-01 | 83.6 | 54.9 | 50 | 56.7 |  | CC | NG |  |  | 295.157
1075 | Calpine Energy Services LP | Bethpage GT4 | K | 323586 | Hicksville | 059 | 36 | 2002-07-01 | 60 | 48.2 | 44.3 | 46.6 |  | GT | NG |  |  | 123.639
1076 | Calpine Energy Services LP | KIAC_JFK_GT1 | J | 23816 | Jamaica | 081 | 36 | 1995-02-01 | 60.6 | 58.7 | 59.9 | 60.4 | YES | CC | NG | FO2 |  | 734.2581 | (G)
1077 | Calpine Energy Services LP | KIAC_JFK_GT2 | J | 23817 | Jamaica | 081 | 36 | 1995-02-01 | 60.6 | 58.3 | 59.7 | 61.2 | YES | CC | NG | FO2
1078 | Canandaigua Power Partners, LLC | Canandaigua Wind Power | C | 323617 | Avoca | 101 | 36 | 2008-12-05 | 125 | 125 | 125 | 125 |  | WT | WND |  |  | 259.523
1079 | Canastota Windpower LLC | Fenner Wind Power | C | 24204 | Fenner | 053 | 36 | 2001-12-01 | 30 | 0 | 0 | 0 |  | WT | WND |  |  | 66.8312
1080 | Carr Street Generating Station LP | Carr St.-E. Syr | C | 24060 | Dewitt | 067 | 36 | 1993-08-01 | 122.6 | 89 | 83.2 | 105.1 |  | CC | NG | FO2 |  | 97.707
1081 | Castleton Power, LLC | Castleton Energy Center | F | 23900 | Castleton | 083 | 36 | 1992-01-01 | 72 | 67 | 60 | 72 |  | CC | NG | FO2 |  | 229.368
1082 | Cayuga Operating Company, LLC | Cayuga 1 | C | 23584 | Lansing | 109 | 36 | 1955-09-01 | 155.3 | 154.1 | 153.3 | 153.7 |  | ST | BIT |  |  | 408.7657 | (S)
1083 | Cayuga Operating Company, LLC | Cayuga 2 | C | 23585 | Lansing | 109 | 36 | 1958-10-01 | 167.2 | 154.7 | 151 | 153.6 |  | ST | BIT |  |  | 507.3976 | (S)
1084 | Cayuga Operating Company, LLC | Cayuga IC 1 | C | 23629 | Lansing | 109 | 36 | 1967-08-01 | 2.8 | 0 | 0 | 0 |  | IC | FO2
1085 | Cayuga Operating Company, LLC | Cayuga IC 2 | C | 23629 | Lansing | 109 | 36 | 1967-08-01 | 2.8 | 0 | 0 | 0 |  | IC | FO2
1086 | Central Hudson Gas & Elec. Corp. | Coxsackie GT | G | 23611 | Coxsackie | 039 | 36 | 1969-12-01 | 21.6 | 19.9 | 19 | 23.3 |  | GT | KER | NG |  | 0.325
1087 | Central Hudson Gas & Elec. Corp. | Dashville 1 | G | 23610 | Rifton | 111 | 36 | 1920-01-01 | 2.4 | 2.7 | 0 | 0 |  | HY | WAT
1088 | Central Hudson Gas & Elec. Corp. | Dashville 2 | G | 23610 | Rifton | 111 | 36 | 1920-01-01 | 2.4 | 2.7 | 0 | 0 |  | HY | WAT
1089 | Central Hudson Gas & Elec. Corp. | DCRRA | G | 23765 | Poughkeepsie | 027 | 36 | 1987-09-01 | 9.2 | 8.8 | 7.7 | 7.4 |  | ST | REF |  |  | 43.225
1090 | Central Hudson Gas & Elec. Corp. | High Falls | G | 23754 | Marbletown | 111 | 36 | 1986-12-01 | 3.2 | 3 | 0 | 0 |  | HY | WAT
1091 | Central Hudson Gas & Elec. Corp. | Millpond | G | 5004 | Catskill | 039 | 36 | 1993-12-01 | 0.9 |  | 0 | 0 |  | HY | WAT
1092 | Central Hudson Gas & Elec. Corp. | Montgomery West | G | 5005 | Montgomery | 071 | 36 | 1985-11-01 | 0.2 |  | 0 | 0 |  | HY | WAT
1093 | Central Hudson Gas & Elec. Corp. | Salisbury Mills | G | 5006 | Salisbury Mills | 071 | 36 | 1986-12-01 | 0.5 |  | 0 | 0 |  | HY | WAT
1094 | Central Hudson Gas & Elec. Corp. | South Cairo | G | 23612 | Cairo | 039 | 36 | 1970-06-01 | 21.6 | 17.8 | 18.2 | 23.3 |  | GT | KER |  |  | 0.098
1095 | Central Hudson Gas & Elec. Corp. | Sturgeon 1 | G | 23609 | Rifton | 111 | 36 | 1924-01-01 | 4.8 | 5 | 0 | 0 |  | HY | WAT
1096 | Central Hudson Gas & Elec. Corp. | Sturgeon 2 | G | 23609 | Rifton | 111 | 36 | 1924-01-01 | 4.8 | 5.8 | 0 | 0 |  | HY | WAT
1097 | Central Hudson Gas & Elec. Corp. | Sturgeon 3 | G | 23609 | Rifton | 111 | 36 | 1924-01-01 | 4.8 | 5 | 0 | 0 |  | HY | WAT
1098 | Central Hudson Gas & Elec. Corp. | Wallkill | G | 5007 | Shwangunk | 111 | 36 | 1986-12-01 | 0.5 |  | 0 | 0 |  | HY | WAT
1099 | Central Hudson Gas & Elec. Corp. | Wappingers Falls | G | 23765 | Wappingers | 027 | 36 | 1988-12-01 | 2 | 2 | 2 | 2 |  | HY | WAT |  |  | 8.817
1100 | CHI Energy Inc | Goodyear Lake | E | 323669 | Milford | 077 | 36 | 1980-07-01 | 1.4 | 1.4 | 0 | 0 |  | HY | WAT |  |  | 4.325
1101 | Consolidated Edison Co. of NY, Inc. | 59 St. GT 1 | J | 24138 | Manhattan | 061 | 36 | 1969-06-01 | 17.1 | 15.4 | 15.1 | 20.7 |  | GT | KER | NG |  | 0.2812
1102 | Consolidated Edison Co. of NY, Inc. | 74 St. GT 1 | J | 24260 | Manhattan | 061 | 36 | 1968-10-01 | 18.5 | 19 | 17.7 | 17.9 |  | GT | KER |  |  | 0.1631
1103 | Consolidated Edison Co. of NY, Inc. | 74 St. GT 2 | J | 24261 | Manhattan | 061 | 36 | 1968-10-01 | 18.5 | 20.1 | 17.4 | 20.1 |  | GT | KER |  |  | 0.531
1104 | Consolidated Edison Co. of NY, Inc. | Brooklyn Navy Yard | J | 23515 | Brooklyn | 047 | 36 | 1996-11-01 | 322 | 266.9 | 261.5 | 296.1 | YES | CC | NG | FO2 |  | 1953.4917
1105 | Consolidated Edison Co. of NY, Inc. | East River 1 | J | 323558 | Manhattan | 061 | 36 | 2005-04-01 | 185 | 150.5 | 144.6 | 180.4 |  | CC | NG | KER |  | 1058.0821
1106 | Consolidated Edison Co. of NY, Inc. | East River 2 | J | 323559 | Manhattan | 061 | 36 | 2005-04-05 | 185 | 152.4 | 144.8 | 181.8 |  | CC | NG | KER |  | 1156.6787
1107 | Consolidated Edison Co. of NY, Inc. | East River 6 | J | 23660 | Manhattan | 061 | 36 | 1951-11-01 | 156.2 | 134.3 | 138.3 | 137.9 | YES | ST | FO6 | NG |  | 431.4722
1108 | Consolidated Edison Co. of NY, Inc. | East River 7 | J | 23524 | Manhattan | 061 | 36 | 1955-06-01 | 200 | 184.7 | 183.6 | 185 | YES | ST | FO6 | NG |  | 105.8794
1109 | Consolidated Edison Co. of NY, Inc. | Hudson Ave 3 | J | 23810 | Brooklyn | 047 | 36 | 1970-07-01 | 16.3 | 16 | 14.8 | 18.7 |  | GT | KER |  |  | 0.1688
1110 | Consolidated Edison Co. of NY, Inc. | Hudson Ave 4 | J | 23540 | Brooklyn | 047 | 36 | 1970-07-01 | 16.3 | 13.9 | 13.7 | 17.5 |  | GT | KER |  |  | 0.4209
1111 | Consolidated Edison Co. of NY, Inc. | Hudson Ave 5 | J | 23657 | Brooklyn | 047 | 36 | 1970-07-01 | 16.3 | 15.1 | 15 | 18.6 |  | GT | KER |  |  | 0.53266
1112 | Consolidated Edison Energy, Inc. | Broome 2 LFGE | C | 323671 | Binghamton | 007 | 36 | 2013-01-31 | 1.6 | 1.6 | 1.6 | 1.6 |  | IC | MTE |  |  | 13.1445
1113 | Consolidated Edison Energy, Inc. | Massena | D | 23902 | Massena | 089 | 36 | 1992-07-01 | 102.1 | 82.2 | 80.3 | 90.7 |  | CC | NG | FO2 |  | 1.7052
1114 | Consolidated Edison Energy, Inc. | Rensselaer | F | 23796 | Rensselaer | 083 | 36 | 1993-12-01 | 96.9 | 79 | 77 | 82.7 |  | CC | NG | FO2 |  | 47.9911
1115 | Consolidated Edison Energy, Inc. | Roseton 1 | G | 23587 | Newburgh | 071 | 36 | 1974-12-01 | 621 | 614.8 | 610.5 | 618.7 |  | ST | FO6 | NG | FO2 | 176.4184
1116 | Consolidated Edison Energy, Inc. | Roseton 2 | G | 23588 | Newburgh | 071 | 36 | 1974-09-01 | 621 | 605.7 | 597 | 587.2 |  | ST | FO6 | NG | FO2 | 201.965
1117 | Consolidated Hydro New York, Inc. | Groveville Hydro | G | 323602 | Beacon | 027 | 36 | 1983-12-01 | 0.9 | 0.9 | 0 | 0 |  | HY | WAT |  |  | 1.6304
1118 | Consolidated Hydro New York, Inc. | Walden Hydro | G | 24148 | Walden | 071 | 36 | 1983-12-01 | 2.4 | 0 | 0 | 0 |  | HY | WAT |  |  | 2.9594
1119 | Covanta Niagara, LP | American Ref-Fuel 1 | A | 24010 | Niagara | 063 | 36 | 1993-05-01 | 25 | 19.6 | 18.4 | 17.5 | YES | ST | REF |  |  | 241.137 | (G)
1120 | Covanta Niagara, LP | American Ref-Fuel 2 | A | 24010 | Niagara | 063 | 36 | 1993-05-01 | 25 | 19.6 | 18.4 | 17.5 | YES | ST | REF
1121 | Danskammer Energy, LLC | Danskammer 1 (ReAct. - 10/1/14) | G | 23586 | Newburgh | 071 | 36 | 1951-12-01 | 72 | 67 | 60.7 | 60.7 |  | ST | NG | FO6 |  |  | (D)
1122 | Danskammer Energy, LLC | Danskammer 2 (ReAct. - 10/1/14) | G | 23589 | Newburgh | 071 | 36 | 1954-09-01 | 73.5 | 62.7 | 59.5 | 59.5 |  | ST | NG | FO6 |  |  | (D)
1123 | Danskammer Energy, LLC | Danskammer 3 (ReAct. - 12/16/14) | G | 23590 | Newburgh | 071 | 36 | 1959-10-01 | 147.1 | 137.2 | 137.5 | 137.5 |  | ST | NG |  |  | 1.205 | (D) (3)
1124 | Danskammer Energy, LLC | Danskammer 4 (ReAct. - 11/1/14) | G | 23591 | Newburgh | 071 | 36 | 1967-09-01 | 239.4 | 236.2 | 232 | 178.7 |  | ST | NG |  |  | 3.1 | (D) (4)
1125 | Dynegy Danskammer, LLC | Danskammer 5 | G | 23592 | Newburgh | 071 | 36 | 1967-01-01 | 2.7 | 0 | 0 | 0 |  | IC | FO2
1126 | Dynegy Danskammer, LLC | Danskammer 6 | G | 23592 | Newburgh | 071 | 36 | 1967-01-01 | 2.7 | 0 | 0 | 0 |  | IC | FO2
1127 | Dynegy Marketing and Trade, LLC | Independence | C | 23800 | Scriba | 075 | 36 | 1994-11-01 | 1254 | 954.4 | 910.8 | 1112 |  | CC | NG |  |  | 6026.332
1128 | Eagle Creek Hydro Power, LLC | Mongaup 1 | G | 23641 | Forestburg | 105 | 36 | 1923-07-01 | 1 | 0.9 | 1 | 1 |  | HY | WAT |  |  | 10.261 | (G)
1129 | Eagle Creek Hydro Power, LLC | Mongaup 2 | G | 23641 | Forestburg | 105 | 36 | 1923-07-01 | 1 | 1 | 1 | 1 |  | HY | WAT
1130 | Eagle Creek Hydro Power, LLC | Mongaup 3 | G | 23641 | Forestburg | 105 | 36 | 1923-07-01 | 1 | 1 | 1 | 1 |  | HY | WAT
1131 | Eagle Creek Hydro Power, LLC | Mongaup 4 | G | 23641 | Forestburg | 105 | 36 | 1926-01-01 | 1 | 1 | 1 | 1 |  | HY | WAT
1132 | Eagle Creek Hydro Power, LLC | Rio | G | 23641 | Glen Spey | 105 | 36 | 1927-12-01 | 10.8 | 10.8 | 10.4 | 10.1 |  | HY | WAT |  |  | 23.0055
1133 | Eagle Creek Hydro Power, LLC | Swinging Bridge 2 | G | 23641 | Forestburg | 105 | 36 | 1930-02-01 | 7 | 7.9 | 6.6 | 6.5 |  | HY | WAT |  |  | 9.1137
1134 | East Coast Power, LLC | Linden Cogen | J | 23786 | Linden NJ | 039 | 34 | 1992-05-01 | 1034.9 | 755.3 | 757.8 | 800 | YES | CC | NG | BUT |  | 3308.3469
1135 | Empire Generating Co, LLC | EMPIRE_CC_1 | F | 323656 | Rensselaer | 083 | 36 | 2010-09-02 | 335 | 294.2 | 287.3 | 335.9 |  | CC | NG | FO2 |  | 1357.3055
1136 | Empire Generating Co, LLC | EMPIRE_CC_2 | F | 323658 | Rensselaer | 083 | 36 | 2010-09-02 | 335 | 298.2 | 288.3 | 335.8 |  | CC | NG | FO2 |  | 1339.2001
1137 | Entergy Nuclear Power Marketing LLC | Fitzpatrick 1 | C | 23598 | Scriba | 075 | 36 | 1975-07-01 | 882 | 858.9 | 836.8 | 842.9 |  | NB | UR |  |  | 5828.706
1138 | Entergy Nuclear Power Marketing LLC | Indian Point 2 | H | 23530 | Buchanan | 119 | 36 | 1973-08-01 | 1299 | 1026.5 | 1020 | 1031 |  | NP | UR |  |  | 8331.292
1139 | Entergy Nuclear Power Marketing LLC | Indian Point 3 | H | 23531 | Buchanan | 119 | 36 | 1976-04-01 | 1012 | 1040.4 | 1034.8 | 1047 |  | NP | UR |  |  | 8978.994
1140 | Erie Blvd. Hydro - Beaver River | Belfort 1 | E | 24048 | Belfort | 049 | 36 | 1903-01-01 | 0.4 | 0.4 | 0.4 | 0.4 |  | HY | WAT |  |  | 1.82
1141 | Erie Blvd. Hydro - Beaver River | Belfort 2 | E | 24048 | Belfort | 049 | 36 | 1915-01-01 | 0.6 | 0.6 | 0.6 | 0.6 |  | HY | WAT |  |  | 5.108
1142 | Erie Blvd. Hydro - Beaver River | Belfort 3 | E | 24048 | Belfort | 049 | 36 | 1918-01-01 | 1 | 1 | 1 | 1 |  | HY | WAT |  |  | 5.23
1143 | Erie Blvd. Hydro - Beaver River | Eagle 1 | E | 24048 | Watson | 049 | 36 | 1914-01-01 | 1.3 | 1.2 | 1.3 | 1.3 |  | HY | WAT |  |  | 10.219
1144 | Erie Blvd. Hydro - Beaver River | Eagle 2 | E | 24048 | Watson | 049 | 36 | 1915-01-01 | 1.4 | 1.3 | 1.4 | 1.4 |  | HY | WAT |  |  | 8.995
1145 | Erie Blvd. Hydro - Beaver River | Eagle 3 | E | 24048 | Watson | 049 | 36 | 1919-01-01 | 1.4 | 1.3 | 1.4 | 1.4 |  | HY | WAT |  |  | 6.956
1146 | Erie Blvd. Hydro - Beaver River | Eagle 4 | E | 24048 | Watson | 049 | 36 | 1925-01-01 | 2.1 | 2 | 2.1 | 2.1 |  | HY | WAT |  |  | 12.168
1147 | Erie Blvd. Hydro - Beaver River | Effley 1 | E | 24048 | Belfort | 049 | 36 | 1902-01-01 | 0.4 | 0.3 | 0.4 | 0.4 |  | HY | WAT |  |  | 2.578
1148 | Erie Blvd. Hydro - Beaver River | Effley 2 | E | 24048 | Belfort | 049 | 36 | 1907-01-01 | 0.4 | 0.3 | 0.4 | 0.4 |  | HY | WAT |  |  | 2.17
1149 | Erie Blvd. Hydro - Beaver River | Effley 3 | E | 24048 | Belfort | 049 | 36 | 1910-01-01 | 0.6 | 0.5 | 0.6 | 0.6 |  | HY | WAT |  |  | 4.289
1150 | Erie Blvd. Hydro - Beaver River | Effley 4 | E | 24048 | Belfort | 049 | 36 | 1923-01-01 | 1.6 | 1.5 | 1.6 | 1.6 |  | HY | WAT |  |  | 9.193
1151 | Erie Blvd. Hydro - Beaver River | Elmer 1 | E | 24048 | Belfort | 049 | 36 | 1916-01-01 | 0.8 | 0.9 | 0.8 | 0.8 |  | HY | WAT |  |  | 5.887
1152 | Erie Blvd. Hydro - Beaver River | Elmer 2 | E | 24048 | Belfort | 049 | 36 | 1916-01-01 | 0.8 | 0.9 | 0.8 | 0.8 |  | HY | WAT |  |  | 7.382
1153 | Erie Blvd. Hydro - Beaver River | High Falls 1 | E | 24048 | Indian River | 049 | 36 | 1925-01-01 | 1.6 | 1.9 | 1.6 | 1.6 |  | HY | WAT |  |  | 12.05
1154 | Erie Blvd. Hydro - Beaver River | High Falls 2 | E | 24048 | Indian River | 049 | 36 | 1925-01-01 | 1.6 | 1.9 | 1.6 | 1.6 |  | HY | WAT |  |  | 9.417
1155 | Erie Blvd. Hydro - Beaver River | High Falls 3 | E | 24048 | Indian River | 049 | 36 | 1925-01-01 | 1.6 | 1.9 | 1.6 | 1.6 |  | HY | WAT |  |  | 13.497
1156 | Erie Blvd. Hydro - Beaver River | Moshier 1 | E | 24048 | Belfort | 043 | 36 | 1929-01-01 | 4 | 4 | 4 | 4 |  | HY | WAT |  |  | 28.497
1157 | Erie Blvd. Hydro - Beaver River | Moshier 2 | E | 24048 | Belfort | 043 | 36 | 1929-01-01 | 4 | 4 | 4 | 4 |  | HY | WAT |  |  | 18.811
1158 | Erie Blvd. Hydro - Beaver River | Soft Maple 1 | E | 24048 | Croghan | 049 | 36 | 1925-01-01 | 7.5 | 8 | 7.5 | 7.5 |  | HY | WAT |  |  | 37.638
1159 | Erie Blvd. Hydro - Beaver River | Soft Maple 2 | E | 24048 | Croghan | 049 | 36 | 1925-01-01 | 7.5 | 8 | 7.5 | 7.5 |  | HY | WAT |  |  | 7.951
1160 | Erie Blvd. Hydro - Beaver River | Taylorville 1 | E | 24048 | Belfort | 049 | 36 | 1913-01-01 | 1.1 | 1 | 1.1 | 1.1 |  | HY | WAT |  |  | 8.398
1161 | Erie Blvd. Hydro - Beaver River | Taylorville 2 | E | 24048 | Belfort | 049 | 36 | 1913-01-01 | 1.1 | 1 | 1.1 | 1.1 |  | HY | WAT |  |  | 5.113
1162 | Erie Blvd. Hydro - Beaver River | Taylorville 3 | E | 24048 | Belfort | 049 | 36 | 1913-01-01 | 1.1 | 1 | 1.1 | 1.1 |  | HY | WAT |  |  | 6.751
1163 | Erie Blvd. Hydro - Beaver River | Taylorville 4 | E | 24048 | Belfort | 049 | 36 | 1927-01-01 | 1.2 | 1.1 | 1.2 | 1.2 |  | HY | WAT |  |  | 8.436
1164 | Erie Blvd. Hydro - Black River | Beebee Island 1 | E | 24047 | Watertown | 045 | 36 | 1963-01-01 | 4 | 4.4 | 4 | 4 |  | HY | WAT |  |  | 13.011
1165 | Erie Blvd. Hydro - Black River | Beebee Island 2 | E | 24047 | Watertown | 045 | 36 | 1968-01-01 | 4 | 4.4 | 4 | 4 |  | HY | WAT |  |  | 30.963
1166 | Erie Blvd. Hydro - Black River | Black River 1 | E | 24047 | Black River | 045 | 36 | 1920-01-01 | 2 | 2.3 | 2 | 2 |  | HY | WAT |  |  | 10.832
1167 | Erie Blvd. Hydro - Black River | Black River 2 | E | 24047 | Black River | 045 | 36 | 1920-01-01 | 2 | 2.3 | 2 | 2 |  | HY | WAT |  |  | 15.389
1168 | Erie Blvd. Hydro - Black River | Black River 3 | E | 24047 | Black River | 045 | 36 | 1920-01-01 | 2 | 2.3 | 2 | 2 |  | HY | WAT |  |  | 7.698
1169 | Erie Blvd. Hydro - Black River | Deferiet 1 | E | 24047 | Deferiet | 045 | 36 | 1925-01-01 | 3.6 | 3.7 | 3.6 | 3.6 |  | HY | WAT |  |  | 15.672
1170 | Erie Blvd. Hydro - Black River | Deferiet 2 | E | 24047 | Deferiet | 045 | 36 | 1925-01-01 | 3.6 | 3.7 | 3.6 | 3.6 |  | HY | WAT |  |  | 29.888
1171 | Erie Blvd. Hydro - Black River | Deferiet 3 | E | 24047 | Deferiet | 045 | 36 | 1925-01-01 | 3.6 | 3.7 | 3.6 | 3.6 |  | HY | WAT |  |  | 13.489
1172 | Erie Blvd. Hydro - Black River | Herrings 1 | E | 24047 | Herrings | 045 | 36 | 1924-01-01 | 1.8 | 1.8 | 1.8 | 1.8 |  | HY | WAT |  |  | 4.472
1173 | Erie Blvd. Hydro - Black River | Herrings 2 | E | 24047 | Herrings | 045 | 36 | 1924-01-01 | 1.8 | 1.8 | 1.8 | 1.8 |  | HY | WAT |  |  | 9.62
1174 | Erie Blvd. Hydro - Black River | Herrings 3 | E | 24047 | Herrings | 045 | 36 | 1924-01-01 | 1.8 | 1.8 | 1.8 | 1.8 |  | HY | WAT |  |  | 4.034
1175 | Erie Blvd. Hydro - Black River | Kamargo 1 | E | 24047 | Black River | 045 | 36 | 1921-01-01 | 1.8 | 1.8 | 1.8 | 1.8 |  | HY | WAT |  |  | 7.754
1176 | Erie Blvd. Hydro - Black River | Kamargo 2 | E | 24047 | Black River | 045 | 36 | 1921-01-01 | 1.8 | 1.8 | 1.8 | 1.8 |  | HY | WAT |  |  | 12.759
1177 | Erie Blvd. Hydro - Black River | Kamargo 3 | E | 24047 | Black River | 045 | 36 | 1921-01-01 | 1.8 | 1.8 | 1.8 | 1.8 |  | HY | WAT |  |  | 2.282
1178 | Erie Blvd. Hydro - Black River | Sewalls 1 | E | 24047 | Watertown | 045 | 36 | 1925-01-01 | 1 | 1.1 | 1 | 1 |  | HY | WAT |  |  | 6.189
1179 | Erie Blvd. Hydro - Black River | Sewalls 2 | E | 24047 | Watertown | 045 | 36 | 1925-01-01 | 1 | 1.1 | 1 | 1 |  | HY | WAT |  |  | 4.162
1180 | Erie Blvd. Hydro - East Canada Capital | Beardslee 1 | F | 24051 | Little Falls | 043 | 36 | 1924-01-01 | 10 | 9.5 | 10 | 10 |  | HY | WAT |  |  | 22.563
1181 | Erie Blvd. Hydro - East Canada Capital | Beardslee 2 | F | 24051 | Little Falls | 043 | 36 | 1924-01-01 | 10 | 9.5 | 10 | 10 |  | HY | WAT |  |  | 28.819
1182 | Erie Blvd. Hydro - East Canada Capital | Ephratah 1 | F | 24051 | Caroga Lake | 035 | 36 | 1920-01-01 | 1.4 | 0.7 | 1.4 | 1.4 |  | HY | WAT |  |  | 1.04
1183 | Erie Blvd. Hydro - East Canada Capital | Ephratah 2 | F | 24051 | Caroga Lake | 035 | 36 | 1911-01-01 | 1.2 | 0.6 | 1.2 | 1.2 |  | HY | WAT |  |  | 0.538
1184 | Erie Blvd. Hydro - East Canada Capital | Ephratah 3 | F | 24051 | Caroga Lake | 035 | 36 | 1911-01-01 | 1.3 | 0 | 0 | 0 |  | HY | WAT |  |  | 4.216
1185 | Erie Blvd. Hydro - East Canada Capital | Ephratah 4 | F | 24051 | Caroga Lake | 035 | 36 | 1911-01-01 | 1.3 | 0.7 | 1.3 | 1.3 |  | HY | WAT |  |  | 7.629
1186 | Erie Blvd. Hydro - East Canada Mohawk | Inghams 1 | E | 24050 | Little Falls | 043 | 36 | 1912-01-01 | 3.2 | 3.5 | 3.2 | 3.2 |  | HY | WAT |  |  | 11.905
1187 | Erie Blvd. Hydro - East Canada Mohawk | Inghams 2 | E | 24050 | Little Falls | 043 | 36 | 1912-01-01 | 3.2 | 3.5 | 3.2 | 3.2 |  | HY | WAT |  |  | 16.46
1188 | Erie Blvd. Hydro - Lower Hudson | Johnsonville 1 | F | 24059 | Johnsonville | 083 | 36 | 1909-01-01 | 1.2 | 1.3 | 1.2 | 1.2 |  | HY | WAT |  |  | 3.319
1189 | Erie Blvd. Hydro - Lower Hudson | Johnsonville 2 | F | 24059 | Johnsonville | 083 | 36 | 1909-01-01 | 1.2 | 1.3 | 1.2 | 1.2 |  | HY | WAT |  |  | 6.75
1190 | Erie Blvd. Hydro - Lower Hudson | Schaghticoke 1 | F | 24059 | Schaghticoke | 083 | 36 | 1908-01-01 | 3.3 | 4.1 | 3.3 | 3.3 |  | HY | WAT |  |  | 19.931
1191 | Erie Blvd. Hydro - Lower Hudson | Schaghticoke 2 | F | 24059 | Schaghticoke | 083 | 36 | 1908-01-01 | 3.3 | 4.1 | 3.3 | 3.3 |  | HY | WAT |  |  | 8.498
1192 | Erie Blvd. Hydro - Lower Hudson | Schaghticoke 3 | F | 24059 | Schaghticoke | 083 | 36 | 1908-01-01 | 3.3 | 4.1 | 3.3 | 3.3 |  | HY | WAT |  |  | 12.629
1193 | Erie Blvd. Hydro - Lower Hudson | Schaghticoke 4 | F | 24059 | Schaghticoke | 083 | 36 | 1908-01-01 | 3.3 | 4.1 | 3.3 | 3.3 |  | HY | WAT |  |  | 16.364
1194 | Erie Blvd. Hydro - Lower Hudson | School Street 1 | F | 24059 | Cohoes | 001 | 36 | 1974-01-01 | 7.2 | 6.9 | 7.2 | 7.2 |  | HY | WAT |  |  | 39.74
1195 | Erie Blvd. Hydro - Lower Hudson | School Street 2 | F | 24059 | Cohoes | 001 | 36 | 1915-01-01 | 7.2 | 6.9 | 7.2 | 7.2 |  | HY | WAT |  |  | 40.224
1196 | Erie Blvd. Hydro - Lower Hudson | School Street 3 | F | 24059 | Cohoes | 001 | 36 | 1915-01-01 | 7.2 | 6.9 | 7.2 | 7.2 |  | HY | WAT |  |  | 35.246
1197 | Erie Blvd. Hydro - Lower Hudson | School Street 4 | F | 24059 | Cohoes | 001 | 36 | 1922-01-01 | 7.2 | 6.9 | 7.2 | 7.2 |  | HY | WAT |  |  | 31.788
1198 | Erie Blvd. Hydro - Lower Hudson | School Street 5 | F | 24059 | Cohoes | 001 | 36 | 1924-01-01 | 10 | 9.6 | 10 | 10 |  | HY | WAT |  |  | 21.245
1199 | Erie Blvd. Hydro - Lower Hudson | Schuylerville | F | 24059 | Schuylerville | 091 | 36 | 1919-01-01 | 1.2 | 1.5 | 1.2 | 1.2 |  | HY | WAT |  |  | 7.31
1200 | Erie Blvd. Hydro - Lower Raquette | Colton 1 | E | 24057 | Colton | 089 | 36 | 1962-01-01 | 10 | 10 | 10 | 10 |  | HY | WAT |  |  | 64.813
1201 | Erie Blvd. Hydro - Lower Raquette | Colton 2 | E | 24057 | Colton | 089 | 36 | 1918-01-01 | 10 | 10 | 10 | 10 |  | HY | WAT |  |  | 56.49
1202 | Erie Blvd. Hydro - Lower Raquette | Colton 3 | E | 24057 | Colton | 089 | 36 | 1928-01-01 | 10 | 10 | 10 | 10 |  | HY | WAT |  |  | 68.616
1203 | Erie Blvd. Hydro - Lower Raquette | East Norfolk | E | 24057 | East Norfolk | 089 | 36 | 1928-01-01 | 3 | 4 | 3 | 3 |  | HY | WAT |  |  | 24.853
1204 | Erie Blvd. Hydro - Lower Raquette | Hannawa Falls 1 | E | 24057 | Hannawa Falls | 089 | 36 | 1914-01-01 | 3.6 | 3.7 | 3.6 | 3.6 |  | HY | WAT |  |  | 20.642
1205 | Erie Blvd. Hydro - Lower Raquette | Hannawa Falls 2 | E | 24057 | Hannawa Falls | 089 | 36 | 1920-01-01 | 3.6 | 3.7 | 3.6 | 3.6 |  | HY | WAT |  |  | 26.401
1206 | Erie Blvd. Hydro - Lower Raquette | Higley 1 | E | 24057 | Colton | 089 | 36 | 1913-01-01 | 1.2 | 1.1 | 1.2 | 1.2 |  | HY | WAT |  |  | 8.023
1207 | Erie Blvd. Hydro - Lower Raquette | Higley 2 | E | 24057 | Colton | 089 | 36 | 1913-01-01 | 1.2 | 1.1 | 1.2 | 1.2 |  | HY | WAT |  |  | 7.897
1208 | Erie Blvd. Hydro - Lower Raquette | Higley 3 | E | 24057 | Colton | 089 | 36 | 1943-01-01 | 2.1 | 2 | 2.1 | 2.1 |  | HY | WAT |  |  | 10.016
1209 | Erie Blvd. Hydro - Lower Raquette | Higley 4 | E | 24057 | Colton | 089 | 36 | 1943-01-01 | 2.1 | 2 | 2.1 | 2.1 |  | HY | WAT |  |  | 7.513
1210 | Erie Blvd. Hydro - Lower Raquette | Norfolk | E | 24057 | Norfolk | 089 | 36 | 1928-01-01 | 4.5 | 4.8 | 4.5 | 4.5 |  | HY | WAT |  |  | 28.157
1211 | Erie Blvd. Hydro - Lower Raquette | Norwood | E | 24057 | Norwood | 089 | 36 | 1928-01-01 | 2 | 2.2 | 2 | 2 |  | HY | WAT |  |  | 13.555
1212 | Erie Blvd. Hydro - Lower Raquette | Raymondville | E | 24057 | Raymondville | 089 | 36 | 1928-01-01 | 2 | 2.1 | 2 | 2 |  | HY | WAT |  |  | 13.089
1213 | Erie Blvd. Hydro - Lower Raquette | Sugar Island 1 | E | 24057 | Potsdam | 089 | 36 | 1924-01-01 | 2.6 | 2.1 | 2.6 | 2.6 |  | HY | WAT |  |  | 9.948
1214 | Erie Blvd. Hydro - Lower Raquette | Sugar Island 2 | E | 24057 | Potsdam | 089 | 36 | 1924-01-01 | 2.4 | 2 | 2.4 | 2.4 |  | HY | WAT |  |  | 17.081
1215 | Erie Blvd. Hydro - Lower Raquette | Yaleville 1 | E | 24057 | Norwood | 089 | 36 | 1940-01-01 | 0.5 | 0.2 | 0.5 | 0.5 |  | HY | WAT |  |  | 2.279
1216 | Erie Blvd. Hydro - Lower Raquette | Yaleville 2 | E | 24057 | Norwood | 089 | 36 | 1940-01-01 | 0.2 | 0.3 | 0.2 | 0.2 |  | HY | WAT |  |  | 0.804
1217 | Erie Blvd. Hydro - North Salmon | Allens Falls | D | 24042 | Allens Falls | 089 | 36 | 1927-01-01 | 4.4 | 5 | 4.4 | 4.4 |  | HY | WAT |  |  | 24.766
1218 | Erie Blvd. Hydro - North Salmon | Chasm 1 | D | 24042 | Chateaugay | 033 | 36 | 1913-01-01 | 1 | 1.1 | 1 | 1 |  | HY | WAT |  |  | 5.164
1219 | Erie Blvd. Hydro - North Salmon | Chasm 2 | D | 24042 | Chateaugay | 033 | 36 | 1913-01-01 | 1 | 1.1 | 1 | 1 |  | HY | WAT |  |  | 2.8483
1220 | Erie Blvd. Hydro - North Salmon | Chasm 3 | D | 24042 | Chateaugay | 033 | 36 | 1926-01-01 | 1.4 | 1.6 | 1.4 | 1.4 |  | HY | WAT |  |  | 0.001
1221 | Erie Blvd. Hydro - North Salmon | Franklin 1 | D | 24042 | Franklin | 033 | 36 | 1911-01-01 | 1.1 | 1.1 | 1.1 | 1.1 |  | HY | WAT |  |  | 5.51
1222 | Erie Blvd. Hydro - North Salmon | Franklin 2 | D | 24042 | Franklin | 033 | 36 | 1926-01-01 | 1.1 | 1.1 | 1.1 | 1.1 |  | HY | WAT |  |  | 3.623
1223 | Erie Blvd. Hydro - North Salmon | Hogansburg | D | 24042 | Hogansburg | 033 | 36 | 1930-01-01 | 0.7 | 0.3 | 0.7 | 0.7 |  | HY | WAT |  |  | 0.689
1224 | Erie Blvd. Hydro - North Salmon | Macomb | D | 24042 | Malone | 033 | 36 | 1940-01-01 | 1 | 0.9 | 1 | 1 |  | HY | WAT |  |  | 4.439
1225 | Erie Blvd. Hydro - North Salmon | Parishville | D | 24042 | Parishville | 089 | 36 | 1925-01-01 | 2.4 | 2.3 | 2.4 | 2.4 |  | HY | WAT |  |  | 14.057
1226 | Erie Blvd. Hydro - North Salmon | Piercefield 1 | D | 24042 | Piercefield | 089 | 36 | 1957-01-01 | 1.5 | 1.6 | 1.5 | 1.5 |  | HY | WAT |  |  | 9.462
1227 | Erie Blvd. Hydro - North Salmon | Piercefield 2 | D | 24042 | Piercefield | 089 | 36 | 1924-01-01 | 0.6 | 0.6 | 0.6 | 0.6 |  | HY | WAT |  |  | 3.596
1228 | Erie Blvd. Hydro - North Salmon | Piercefield 3 | D | 24042 | Piercefield | 089 | 36 | 1924-01-01 | 0.6 | 0.6 | 0.6 | 0.6 |  | HY | WAT |  |  | 2.708
1229 | Erie Blvd. Hydro - NYS Barge | Hydraulic Race | A | 23848 | Lockport | 063 | 36 | 1942-01-01 | 4.7 | 3.1 | 4.7 | 4.7 |  | HY | WAT |  |  | 9.325
1230 | Erie Blvd. Hydro - Oak Orchard | Glenwood 1 | B | 24046 | Medina | 073 | 36 | 1950-01-01 | 0.5 | 0.5 | 0.5 | 0.5 |  | HY | WAT |  |  | 2.689
1231 | Erie Blvd. Hydro - Oak Orchard | Glenwood 2 | B | 24046 | Medina | 073 | 36 | 1950-01-01 | 0.5 | 0.5 | 0.5 | 0.5 |  | HY | WAT |  |  | 3.584
1232 | Erie Blvd. Hydro - Oak Orchard | Glenwood 3 | B | 24046 | Medina | 073 | 36 | 1950-01-01 | 0.5 | 0.5 | 0.5 | 0.5 |  | HY | WAT |  |  | 0
1233 | Erie Blvd. Hydro - Oak Orchard | Oak Orchard | B | 24046 | Waterport | 073 | 36 | 1941-01-01 | 0.4 | 0.3 | 0.4 | 0.4 |  | HY | WAT |  |  | 1.083
1234 | Erie Blvd. Hydro - Oak Orchard | Waterport 1 | B | 24046 | Waterport | 073 | 36 | 1941-01-01 | 2.3 | 1.6 | 2.3 | 2.3 |  | HY | WAT |  |  | 6.578
1235 | Erie Blvd. Hydro - Oak Orchard | Waterport 2 | B | 24046 | Waterport | 073 | 36 | 1968-01-01 | 2.5 | 1.8 | 2.5 | 2.5 |  | HY | WAT |  |  | 7.846
1236 | Erie Blvd. Hydro - Oswegatchie | Browns Falls 1 | E | 24044 | Oswegatchie | 089 | 36 | 1923-01-01 | 7.5 | 8 | 7.5 | 7.5 |  | HY | WAT |  |  | 37.928
1237 | Erie Blvd. Hydro - Oswegatchie | Browns Falls 2 | E | 24044 | Oswegatchie | 089 | 36 | 1923-01-01 | 7.5 | 8 | 7.5 | 7.5 |  | HY | WAT |  |  | 23.579
1238 | Erie Blvd. Hydro - Oswegatchie | Eel Weir 1 | E | 24044 | Heuvelton | 089 | 36 | 1928-01-01 | 0.5 | 0.3 | 0.5 | 0.5 |  | HY | WAT |  |  | 2.052
1239 | Erie Blvd. Hydro - Oswegatchie | Eel Weir 2 | E | 24044 | Heuvelton | 089 | 36 | 1938-01-01 | 1.1 | 0.8 | 1.1 | 1.1 |  | HY | WAT |  |  | 2.689
1240 | Erie Blvd. Hydro - Oswegatchie | Eel Weir 3 | E | 24044 | Heuvelton | 089 | 36 | 1938-01-01 | 1.1 | 0.8 | 1.1 | 1.1 |  | HY | WAT |  |  | 4.765
1241 | Erie Blvd. Hydro - Oswegatchie | Flat Rock 1 | E | 24044 | Flat Rock | 089 | 36 | 1924-01-01 | 3 | 2.6 | 3 | 3 |  | HY | WAT |  |  | 12.921
1242 | Erie Blvd. Hydro - Oswegatchie | Flat Rock 2 | E | 24044 | Flat Rock | 089 | 36 | 1924-01-01 | 3 | 2.6 | 3 | 3 |  | HY | WAT |  |  | 5.834
1243 | Erie Blvd. Hydro - Oswegatchie | Heuvelton 1 | E | 24044 | Heuvelton | 089 | 36 | 1924-01-01 | 0.5 | 0.4 | 0.5 | 0.5 |  | HY | WAT |  |  | 2.485
1244 | Erie Blvd. Hydro - Oswegatchie | Heuvelton 2 | E | 24044 | Heuvelton | 089 | 36 | 1924-01-01 | 0.5 | 0.4 | 0.5 | 0.5 |  | HY | WAT |  |  | 2.242
1245 | Erie Blvd. Hydro - Oswegatchie | Lower Newton Falls 1 | E | 24044 | Newton Falls | 089 | 36 | 2002-07-01 | 0.5 | 0.6 | 0.5 | 0.5 |  | HY | WAT |  |  | 2.882
1246 | Erie Blvd. Hydro - Oswegatchie | Oswegatchie 1 | E | 24044 | Oswegatchie | 089 | 36 | 1937-01-01 | 0.6 | 1.3 | 0.6 | 0.6 |  | HY | WAT |  |  | 5.321
1247 | Erie Blvd. Hydro - Oswegatchie | Oswegatchie 2 | E | 24044 | Oswegatchie | 089 | 36 | 1937-01-01 | 0.2 | 0.5 | 0.2 | 0.2 |  | HY | WAT |  |  | 2.841
1248 | Erie Blvd. Hydro - Oswegatchie | South Edwards 1 | E | 24044 | South Edwards | 089 | 36 | 1937-01-01 | 1 | 1.2 | 1 | 1 |  | HY | WAT |  |  | 9.297
1249 | Erie Blvd. Hydro - Oswegatchie | South Edwards 2 | E | 24044 | South Edwards | 089 | 36 | 1937-01-01 | 1 | 1.2 | 1 | 1 |  | HY | WAT |  |  | 5.084
1250 | Erie Blvd. Hydro - Oswegatchie | South Edwards 3 | E | 24044 | South Edwards | 089 | 36 | 1921-01-01 | 0.7 | 0.8 | 0.7 | 0.7 |  | HY | WAT |  |  | 4.48
1251 | Erie Blvd. Hydro - Oswegatchie | South Edwards 4 | E | 24044 | South Edwards | 089 | 36 | 1937-01-01 | 0.2 | 0.2 | 0.2 | 0.2 |  | HY | WAT |  |  | 0
1252 | Erie Blvd. Hydro - Oswegatchie | Talcville 1 | E | 24044 | Edwards | 089 | 36 | 1986-12-01 | 0.5 | 0.4 | 0.5 | 0.5 |  | HY | WAT |  |  | 3.074
1253 | Erie Blvd. Hydro - Oswegatchie | Talcville 2 | E | 24044 | Edwards | 089 | 36 | 1986-12-01 | 0.5 | 0.4 | 0.5 | 0.5 |  | HY | WAT |  |  | 0.316
1254 | Erie Blvd. Hydro - Oswegatchie | Upper Newton Falls 2 | E | 24044 | Newton Falls | 089 | 36 | 2002-07-01 | 0.5 | 0.4 | 0.5 | 0.5 |  | HY | WAT |  |  | 2.248
1255 | Erie Blvd. Hydro - Oswegatchie | Upper Newton Falls 3 | E | 24044 | Newton Falls | 089 | 36 | 2002-07-01 | 0.5 | 0.4 | 0.5 | 0.5 |  | HY | WAT |  |  | 1.422
1256 | Erie Blvd. Hydro - Oswegatchie | Upper Newton Falls 4 | E | 24044 | Newton Falls | 089 | 36 | 2002-07-01 | 0.5 | 0.4 | 0.5 | 0.5 |  | HY | WAT |  |  | 1.779
1257 | Erie Blvd. Hydro - Seneca Oswego | Baldwinsville 1 | C | 24041 | Baldwinsville | 067 | 36 | 1927-01-01 | 0.3 | 0.2 | 0.3 | 0.3 |  | HY | WAT |  |  | 1.553
1258 | Erie Blvd. Hydro - Seneca Oswego | Baldwinsville 2 | C | 24041 | Baldwinsville | 067 | 36 | 1927-01-01 | 0.3 | 0.2 | 0.3 | 0.3 |  | HY | WAT |  |  | 1.369
1259 | Erie Blvd. Hydro - Seneca Oswego | Granby 1 | C | 24041 | Granby | 075 | 36 | 1983-05-01 | 5 | 5.1 | 5.2 | 5.2 |  | HY | WAT |  |  | 22.046
1260 | Erie Blvd. Hydro - Seneca Oswego | Granby 2 | C | 24041 | Granby | 075 | 36 | 1983-05-01 | 5 | 5.1 | 5.2 | 5.2 |  | HY | WAT |  |  | 25.815
1261 | Erie Blvd. Hydro - Seneca Oswego | Minetto 2 | C | 24041 | Minetto | 075 | 36 | 1915-01-01 | 1.6 | 1.5 | 1.7 | 1.7 |  | HY | WAT |  |  | 9.267
1262 | Erie Blvd. Hydro - Seneca Oswego | Minetto 3 | C | 24041 | Minetto | 075 | 36 | 1915-01-01 | 1.6 | 1.5 | 1.7 | 1.7 |  | HY | WAT |  |  | 9.246
1263 | Erie Blvd. Hydro - Seneca Oswego | Minetto 4 | C | 24041 | Minetto | 075 | 36 | 1915-01-01 | 1.6 | 1.5 | 1.7 | 1.7 |  | HY | WAT |  |  | 7.833
1264 | Erie Blvd. Hydro - Seneca Oswego | Minetto 5 | C | 24041 | Minetto | 075 | 36 | 1975-01-01 | 1.6 | 1.5 | 1.7 | 1.7 |  | HY | WAT |  |  | 6.866
1265 | Erie Blvd. Hydro - Seneca Oswego | Minetto 6 | C | 24041 | Minetto | 075 | 36 | 1975-01-01 | 1.6 | 1.5 | 1.7 | 1.7 |  | HY | WAT |  |  | 5.498
1266 | Erie Blvd. Hydro - Seneca Oswego | Oswego Falls E 1 | C | 24041 | Oswego | 075 | 36 | 1914-01-01 | 1.5 | 1.5 | 1.6 | 1.6 |  | HY | WAT |  |  | 10.117
1267 | Erie Blvd. Hydro - Seneca Oswego | Oswego Falls E 2 | C | 24041 | Oswego | 075 | 36 | 1914-01-01 | 1.5 | 1.5 | 1.6 | 1.6 |  | HY | WAT |  |  | 6.872
1268 | Erie Blvd. Hydro - Seneca Oswego | Oswego Falls E 3 | C | 24041 | Oswego | 075 | 36 | 1914-01-01 | 1.5 | 1.5 | 1.6 | 1.6 |  | HY | WAT |  |  | 6.424
1269 | Erie Blvd. Hydro - Seneca Oswego | Oswego Falls W 4 | C | 24041 | Oswego | 075 | 36 | 1914-01-01 | 0.9 | 1 | 0.9 | 0.9 |  | HY | WAT |  |  | 4.626
1270 | Erie Blvd. Hydro - Seneca Oswego | Oswego Falls W 5 | C | 24041 | Oswego | 075 | 36 | 1914-01-01 | 0.9 | 1 | 0.9 | 0.9 |  | HY | WAT |  |  | 5.134
1271 | Erie Blvd. Hydro - Seneca Oswego | Oswego Falls W 6 | C | 24041 | Oswego | 075 | 36 | 2007-01-01 | 0.5 | 0.5 | 0.5 | 0.5 |  | HY | WAT |  |  | 0.091
1272 | Erie Blvd. Hydro - Seneca Oswego | Oswego Falls W 7 | C | 24041 | Oswego | 075 | 36 | 2007-01-01 | 0.5 | 0.5 | 0.5 | 0.5 |  | HY | WAT |  |  | 0.268
1273 | Erie Blvd. Hydro - Seneca Oswego | Varick 2 | C | 24041 | Oswego | 075 | 36 | 1926-01-01 | 2.2 | 1.9 | 2.3 | 2.3 |  | HY | WAT |  |  | 9.919
1274 | Erie Blvd. Hydro - Seneca Oswego | Varick 3 | C | 24041 | Oswego | 075 | 36 | 1926-01-01 | 2.2 | 2.1 | 2.3 | 2.3 |  | HY | WAT |  |  | 5.257
1275 | Erie Blvd. Hydro - Seneca Oswego | Varick 4 | C | 24041 | Oswego | 075 | 36 | 1926-01-01 | 2.2 | 1.9 | 2.3 | 2.3 |  | HY | WAT |  |  | 6.53
1276 | Erie Blvd. Hydro - Seneca Oswego | Varick 5 | C | 24041 | Oswego | 075 | 36 | 1926-01-01 | 2.2 | 1.9 | 2.3 | 2.3 |  | HY | WAT |  |  | 7.097
1277 | Erie Blvd. Hydro - South Salmon | Bennetts Bridge 1 | C | 24043 | Altmar | 075 | 36 | 1964-01-01 | 6.4 | 7 | 6.4 | 6.4 |  | HY | WAT |  |  | 7.743
1278 | Erie Blvd. Hydro - South Salmon | Bennetts Bridge 2 | C | 24043 | Altmar | 075 | 36 | 1966-01-01 | 6.4 | 7 | 6.4 | 6.4 |  | HY | WAT |  |  | 20.168
1279 | Erie Blvd. Hydro - South Salmon | Bennetts Bridge 3 | C | 24043 | Altmar | 075 | 36 | 1970-01-01 | 7 | 7.7 | 7 | 7 |  | HY | WAT |  |  | 38.064
1280 | Erie Blvd. Hydro - South Salmon | Bennetts Bridge 4 | C | 24043 | Altmar | 075 | 36 | 1970-01-01 | 7 | 7.7 | 7 | 7 |  | HY | WAT |  |  | 37.96
1281 | Erie Blvd. Hydro - South Salmon | Lighthouse Hill 1 | C | 24043 | Altmar | 075 | 36 | 1930-01-01 | 3.8 | 4.1 | 3.8 | 3.8 |  | HY | WAT |  |  | 17.415
1282 | Erie Blvd. Hydro - South Salmon | Lighthouse Hill 2 | C | 24043 | Altmar | 075 | 36 | 1930-01-01 | 3.8 | 4.1 | 3.8 | 3.8 |  | HY | WAT |  |  | 7.975
1283 | Erie Blvd. Hydro - Upper Hudson | E J West 1 | F | 24058 | Hadley | 091 | 36 | 1930-01-01 | 10 | 11.9 | 10 | 10 |  | HY | WAT |  |  | 31.412
1284 | Erie Blvd. Hydro - Upper Hudson | E J West 2 | F | 24058 | Hadley | 091 | 36 | 1930-01-01 | 10 | 11.9 | 10 | 10 |  | HY | WAT |  |  | 35.886
1285 | Erie Blvd. Hydro - Upper Hudson | Feeder Dam 1 | F | 24058 | S Glens Falls | 091 | 36 | 1924-01-01 | 1.2 | 0.9 | 1.2 | 1.2 |  | HY | WAT |  |  | 5.073
1286 | Erie Blvd. Hydro - Upper Hudson | Feeder Dam 2 | F | 24058 | S Glens Falls | 091 | 36 | 1924-01-01 | 1.2 | 0.9 | 1.2 | 1.2 |  | HY | WAT |  |  | 4.282
1287 | Erie Blvd. Hydro - Upper Hudson | Feeder Dam 3 | F | 24058 | S Glens Falls | 091 | 36 | 1924-01-01 | 1.2 | 0.9 | 1.2 | 1.2 |  | HY | WAT |  |  | 4.452
1288 | Erie Blvd. Hydro - Upper Hudson | Feeder Dam 4 | F | 24058 | S Glens Falls | 091 | 36 | 1924-01-01 | 1.2 | 0.9 | 1.2 | 1.2 |  | HY | WAT |  |  | 6.227
1289 | Erie Blvd. Hydro - Upper Hudson | Feeder Dam 5 | F | 24058 | S Glens Falls | 091 | 36 | 1924-01-01 | 1.2 | 0.9 | 1.2 | 1.2 |  | HY | WAT |  |  | 6.333
1290 | Erie Blvd. Hydro - Upper Hudson | Sherman Island 1 | F | 24058 | Queensbury | 113 | 36 | 2009-03-01 | 8 | 0 | 0 | 0 |  | HY | WAT |  |  | 36.201
1291 | Erie Blvd. Hydro - Upper Hudson | Sherman Island 2 | F | 24058 | Queensbury | 113 | 36 | 1923-01-01 | 7.2 | 8.1 | 7.2 | 7.2 |  | HY | WAT |  |  | 39.025
1292 | Erie Blvd. Hydro - Upper Hudson | Sherman Island 3 | F | 24058 | Queensbury | 113 | 36 | 1923-01-01 | 8.7 | 9.7 | 8.7 | 8.7 |  | HY | WAT |  |  | 34.914
1293 | Erie Blvd. Hydro - Upper Hudson | Sherman Island 4 | F | 24058 | Queensbury | 113 | 36 | 1923-01-01 | 7.2 | 8.1 | 7.2 | 7.2 |  | HY | WAT |  |  | 34.021
1294 | Erie Blvd. Hydro - Upper Hudson | Sherman Island 5 | F | 24058 | Queensbury | 113 | 36 | 1923-01-01 | 7.2 | 8.1 | 7.2 | 7.2 |  | HY | WAT |  |  | 19.906
1295 | Erie Blvd. Hydro - Upper Hudson | Sherman Island 6 | F | 24058 | Queensbury | 113 | 36 | 2009-02-02 | 1 | 0 | 0 | 0 |  | HY | WAT |  |  | 10.149
1296 | Erie Blvd. Hydro - Upper Hudson | Spier Falls 1 | F | 24058 | Moreau | 091 | 36 | 1924-01-01 | 6.8 | 8.4 | 6.8 | 6.8 |  | HY | WAT |  |  | 56.234
1297 | Erie Blvd. Hydro - Upper Hudson | Spier Falls 2 | F | 24058 | Moreau | 091 | 36 | 1930-01-01 | 37.6 | 46.9 | 37.6 | 37.6 |  | HY | WAT |  |  | 172.612
1298 | Erie Blvd. Hydro - Upper Hudson | Stewarts Bridge | F | 24058 | Hadley | 091 | 36 | 1952-01-01 | 30 | 35.8 | 30 | 30 |  | HY | WAT |  |  | 113.337
1299 | Erie Blvd. Hydro - Upper Raquette | Blake | E | 24056 | Stark | 089 | 36 | 1957-01-01 | 14.4 | 15.6 | 14.4 | 14.4 |  | HY | WAT |  |  | 58.116
1300 | Erie Blvd. Hydro - Upper Raquette | Five Falls | E | 24056 | Colton | 089 | 36 | 1955-01-01 | 22.5 | 24.4 | 22.5 | 22.5 |  | HY | WAT |  |  | 97.748
1301 | Erie Blvd. Hydro - Upper Raquette | Rainbow Falls | E | 24056 | Colton | 089 | 36 | 1956-01-01 | 22.5 | 24.4 | 22.5 | 22.5 |  | HY | WAT |  |  | 99.413
1302 | Erie Blvd. Hydro - Upper Raquette | South Colton | E | 24056 | South Colton | 089 | 36 | 1954-01-01 | 19.4 | 20.9 | 19.4 | 19.4 |  | HY | WAT |  |  | 82.341
1303 | Erie Blvd. Hydro - Upper Raquette | Stark | E | 24056 | Stark | 089 | 36 | 1957-01-01 | 22.5 | 24.6 | 22.5 | 22.5 |  | HY | WAT |  |  | 91.566
1304 | Erie Blvd. Hydro - West Canada | Prospect | E | 24049 | Prospect | 043 | 36 | 1959-01-01 | 17.3 | 21.7 | 17.3 | 17.3 |  | HY | WAT |  |  | 77.875
1305 | Erie Blvd. Hydro - West Canada | Trenton Falls 5 | E | 24049 | Trenton | 065 | 36 | 1919-01-01 | 6.8 | 9.6 | 6.8 | 6.8 |  | HY | WAT |  |  | 59.463
1306 | Erie Blvd. Hydro - West Canada | Trenton Falls 6 | E | 24049 | Trenton | 065 | 36 | 1919-01-01 | 6.4 | 9.1 | 6.4 | 6.4 |  | HY | WAT |  |  | 54.058
1307 | Erie Blvd. Hydro - West Canada | Trenton Falls 7 | E | 24049 | Trenton | 065 | 36 | 1922-01-01 | 6.4 | 9.1 | 6.4 | 6.4 |  | HY | WAT |  |  | 39.707
1308 | Erie Blvd. Hydropower LP | West Delaware Hydro | G | 323627 | Grahamsville | 105 | 36 | 1988-12-01 | 7.5 | 7.5 | 7.5 | 7.5 |  | HY | WAT |  |  | 23.049
1309 | Erie Wind, LLC | Erie Wind | A | 323693 | Lackawanna | 029 | 36 | 2012-02-01 | 15 | 0 | 0 | 0 |  | WT | WND |  |  | 39.287
1310 | Exelon Generation Company, LLC | Chaffee | A | 323603 | Chaffee | 029 | 36 | 2007-08-09 | 6.4 | 6.4 | 6.4 | 6.4 |  | IC | MTE |  |  | 49.403
1311 | Exelon Generation Company, LLC | High Acres 1 | C | 23767 | Fairport | 117 | 36 | 1991-06-01 | 3.2 | 3.2 | 3.2 | 3.2 |  | IC | MTE |  |  | 26.567
1312 | Exelon Generation Company, LLC | High Acres 2 | C | 23767 | Fairport | 117 | 36 | 2008-02-28 | 6.4 | 6.4 | 6.4 | 6.4 |  | IC | MTE |  |  | 51.698
1313 | Exelon Generation Company, LLC | Madison County LF | E | 323628 | Wampsville | 053 | 36 | 2010-03-01 | 1.6 | 1.6 | 1.6 | 1.6 |  | IC | MTE |  |  | 6.201
1314 | Exelon Generation Company, LLC | Mill Seat | B | 323607 | Riga | 055 | 36 | 2007-07-20 | 6.4 | 6.4 | 6.4 | 6.4 |  | IC | MTE |  |  | 48.563
1315 | Exelon Generation Company, LLC | Monroe Livingston | B | 24207 | Scottsville | 055 | 36 | 1988-11-01 | 2.4 | 2.4 | 2.4 | 2.4 |  | IC | MTE |  |  | 8.559
1316 | Exelon Generation Company, LLC | Oneida-Herkimer LFGE | E | 323681 | Boonville | 065 | 36 | 2012-04-01 | 3.2 | 3.2 | 3.2 | 3.2 |  | IC | MTE |  |  | 24.734
1317 | Exelon Generation Company, LLC | Synergy Biogas | B | 323694 | Wyoming | 121 | 36 | 2012-09-01 | 2 | 2 | 0 | 0 |  | IC | MTE |  |  | 6.2389
1318 | Flat Rock Windpower II, LLC | Maple Ridge Wind 2 | E | 323611 | Lowville | 049 | 36 | 2007-12-01 | 90.7 | 90.7 | 90.8 | 90.8 |  | WT | WND |  |  | 225.78
1319 | Flat Rock Windpower, LLC | Maple Ridge Wind 1 | E | 323574 | Lowville | 049 | 36 | 2006-01-01 | 231 | 231 | 231 | 231 |  | WT | WND |  |  | 587.362
1320 | Freeport Electric | Freeport 1-2 | K | 1660 | Freeport | 059 | 36 | 1949-08-01 | 2.9 | 2 | 2.5 | 2.9 |  | IC | FO2 |  |  | 0.03969
1321 | Freeport Electric | Freeport 1-3 | K | 1660 | Freeport | 059 | 36 | 1954-08-01 | 3.1 | 2.1 | 2.7 | 3 |  | IC | FO2 |  |  | 0.01288
1322 | Freeport Electric | Freeport 1-4 | K | 1660 | Freeport | 059 | 36 | 1964-10-01 | 5.1 | 4.4 | 4.5 | 5 |  | IC | FO2 |  |  | 0.18853
1323 | Freeport Electric | Freeport 2-3 | K | 1660 | Freeport | 059 | 36 | 1973-05-01 | 18.1 | 18.1 | 15.8 | 17.9 |  | GT | KER |  |  | 0.19027
1324 | Freeport Electric | Freeport CT 2 | K | 23818 | Freeport | 059 | 36 | 2004-03-01 | 60.5 | 50.3 | 48.5 | 49.9 |  | GT | NG |  |  | 52.4865
1325 | GenOn Energy Management, LLC | Bowline 1 | G | 23526 | West Haverstraw | 087 | 36 | 1972-09-01 | 621 | 577.7 | 579.3 | 576.7 |  | ST | NG | FO6 |  | 1387.8149
1326 | GenOn Energy Management, LLC | Bowline 2 | G | 23595 | West Haverstraw | 087 | 36 | 1974-05-01 | 621 | 557.4 | 183 | 183 |  | ST | NG | FO6 |  | 99.6019
1327 | Hampshire Paper Co., Inc. | Hampshire Paper | E | 323593 | Gouverneur | 089 | 36 | 1987-03-01 | 3.4 | 3.5 | 3.4 | 3.4 |  | HY | WAT |  |  | 18.7532
1328 | Hardscrabble Wind Power LLC | Hardscrabble Wind | E | 323673 | Fairfield | 043 | 36 | 2011-02-01 | 74 | 74 | 74 | 74 |  | WT | WND |  |  | 184.306
1329 | Howard Wind LLC | Howard Wind | C | 323690 | Howard | 101 | 36 | 2011-12-01 | 57.4 | 57.4 | 55.4 | 55.4 |  | WT | WND |  |  | 133.049
1330 | Indeck Energy Services of Silver Springs | Indeck-Silver Springs | C | 23768 | Silver Springs | 121 | 36 | 1991-04-01 | 56.6 | 51.5 | 50.3 | 61.3 | YES | CC | NG | FO2 |  | 36.4426
1331 | Indeck-Corinth LP | Indeck-Corinth | F | 23802 | Corinth | 091 | 36 | 1995-07-01 | 147 | 131.2 | 129.5 | 132.2 | YES | CC | NG | FO2 |  | 876.699
1332 | Indeck-Olean LP | Indeck-Olean | A | 23982 | Olean | 009 | 36 | 1993-12-01 | 90.6 | 79.4 | 76 | 84.4 | YES | CC | NG | FO2 |  | 330.0004
1333 | Indeck-Oswego LP | Indeck-Oswego | C | 23783 | Oswego | 075 | 36 | 1990-05-01 | 57.4 | 51.6 | 48.8 | 61.5 |  | CC | NG | FO2 |  | 65.6455
1334 | Indeck-Yerkes LP | Indeck-Yerkes | A | 23781 | Tonawanda | 029 | 36 | 1990-02-01 | 59.9 | 49.7 | 47.9 | 56.2 | YES | CC | NG | FO2 |  | 68.1013
1335 | Innovative Energy Systems, Inc. | Chautauqua LFGE | A | 323629 | Jamestown | 013 | 36 | 2010-02-12 | 9.6 | 0 | 0 | 0 |  | IC | MTE |  |  | 42.4271
1336 | Innovative Energy Systems, Inc. | Clinton LFGE | D | 323618 | Morrisonville | 019 | 36 | 2008-10-01 | 6.4 | 6.4 | 6.4 | 6.4 |  | IC | MTE |  |  | 39.571
1337 | Innovative Energy Systems, Inc. | Colonie LFGTE | F | 323577 | Colonie | 001 | 36 | 2006-03-01 | 4.8 | 4.8 | 4.8 | 4.8 |  | IC | MTE |  |  | 37.0206
1338 | Innovative Energy Systems, Inc. | DANC LFGE | E | 323619 | Watertown | 045 | 36 | 2008-09-08 | 6.4 | 6.4 | 6.4 | 6.4 |  | IC | MTE |  |  | 39.3719
1339 | Innovative Energy Systems, Inc. | Fulton LFGE | F | 323630 | Johnstown | 035 | 36 | 2010-06-04 | 3.2 | 0 | 0 | 0 |  | IC | MTE |  |  | 12.3948
1340 | Innovative Energy Systems, Inc. | Hyland LFGE | B | 323620 | Angelica | 003 | 36 | 2008-09-08 | 4.8 | 4.8 | 4.8 | 4.8 |  | IC | MTE |  |  | 31.5791
1341 | Innovative Energy Systems, Inc. | Steuben County LF | C | 323667 | Bath | 101 | 36 | 2012-08-01 | 3.2 | 3.2 | 3.2 | 3.2 |  | IC | MTE |  |  | 22.2586
1342 | International Paper Company | Ticonderoga | F | 23804 | Ticonderoga | 031 | 36 | 1970-01-01 | 42.1 | 7.6 | 9.5 | 9.8 | YES | ST | FO6 |  |  | 0.044117
1343 | Jamestown Board of Public Utilities | Jamestown 5 | A | 1658 | Jamestown | 013 | 36 | 1951-08-01 | 28.7 | 23 | 16.2 | 16.6 | YES | ST | BIT | NG |  | 4.702
1344 | Jamestown Board of Public Utilities | Jamestown 6 | A | 1658 | Jamestown | 013 | 36 | 1968-08-01 | 25 | 22.4 | 14.2 | 14.7 | YES | ST | BIT | NG |  | 45.4981
1345 | Jamestown Board of Public Utilities | Jamestown 7 | A | 1659 | Jamestown | 013 | 36 | 2002-01-01 | 47.3 | 40 | 38.6 | 45.6 | YES | GT | NG |  |  | 174.0143
1346 | Lakeside New York, LLC | Beaver Falls | E | 23983 | Beaver Falls | 049 | 36 | 1995-03-01 | 107.8 | 80.2 | 81.1 | 89.3 |  | CC | NG | FO2 |  | 1.2996
1347 | Lakeside New York, LLC | Syracuse | C | 23985 | Syracuse | 067 | 36 | 1993-09-01 | 102.7 | 86.8 | 85.6 | 97.8 |  | CC | NG | FO2 |  | 40.9651
1348 | Long Island Power Authority | Babylon (RR) | K | 323704 | Babylon | 103 | 36 | 1989-04-01 | 17 | 15.5 | 14.3 | 15 |  | ST | REF |  |  | 109.528
1349 | Long Island Power Authority | Barrett 03 | K | 23706 | Island Park | 059 | 36 | 1970-06-01 | 18 | 17.9 | 17 | 19.2 |  | GT | NG | FO2 |  | 2.4246
1350 | Long Island Power Authority | Barrett 04 | K | 23707 | Island Park | 059 | 36 | 1970-07-01 | 18 | 17.7 | 17.5 | 20.4 |  | GT | NG | FO2 |  | 6.6371
1351 | Long Island Power Authority | Barrett 05 | K | 23708 | Island Park | 059 | 36 | 1970-07-01 | 18 | 17.8 | 17.3 | 19.9 |  | GT | NG | FO2 |  | 1.9812
1352 | Long Island Power Authority | Barrett 06 | K | 23709 | Island Park | 059 | 36 | 1970-07-01 | 18 | 17.8 | 17.1 | 20.1 |  | GT | NG | FO2 |  | 2.9863
1353 | Long Island Power Authority | Barrett 08 | K | 23711 | Island Park | 059 | 36 | 1970-07-01 | 18 | 17.3 | 17.2 | 20.4 |  | GT | NG | FO2 |  | 2.1748
1354 | Long Island Power Authority | Barrett 09 | K | 23700 | Island Park | 059 | 36 | 1971-06-01 | 41.8 | 43.4 | 39.4 | 48.2 |  | JE | NG | FO2 |  | 9.0981
1355 | Long Island Power Authority | Barrett 10 | K | 23701 | Island Park | 059 | 36 | 1971-06-01 | 41.8 | 42.7 | 39.9 | 49.4 |  | JE | NG | FO2 |  | 24.3073
1356 | Long Island Power Authority | Barrett 11 | K | 23702 | Island Park | 059 | 36 | 1971-06-01 | 41.8 | 43.3 | 39.8 | 49.5 |  | JE | NG | FO2 |  | 14.5402
1357 | Long Island Power Authority | Barrett 12 | K | 23703 | Island Park | 059 | 36 | 1971-06-01 | 41.8 | 44 | 40.3 | 49.5 |  | JE | NG | FO2 |  | 23.2022
1358 | Long Island Power Authority | Barrett GT 01 | K | 23704 | Island Park | 059 | 36 | 1970-06-01 | 18 | 18.1 | 11.4 | 0 |  | GT | NG | FO2 |  | 0.099427
1359 | Long Island Power Authority | Barrett GT 02 | K | 23705 | Island Park | 059 | 36 | 1970-06-01 | 18 | 17.4 | 14.7 | 17.1 |  | GT | NG | FO2 |  | 4.6665
1360 | Long Island Power Authority | Barrett ST 01 | K | 23545 | Island Park | 059 | 36 | 1956-11-01 | 188 | 200.2 | 195.2 | 192.5 |  | ST | NG | FO6 |  | 623.438
1361 | Long Island Power Authority | Barrett ST 02 | K | 23546 | Island Park | 059 | 36 | 1963-10-01 | 188 | 197.5 | 196 | 194.8 |  | ST | NG | FO6 |  | 804.783
1362 | Long Island Power Authority | Bethpage 3 | K | 323564 | Hicksville | 059 | 36 | 2005-05-01 | 96 | 79.9 | 77.1 | 77.3 |  | CC | NG |  |  | 140.571
1363 | Long Island Power Authority | Caithness_CC_1 | K | 323624 | Brookhaven | 103 | 36 | 2009-08-01 | 375 | 315.6 | 306.7 | 358.6 |  | CC | NG | FO2 |  | 2393.6901
1364 | Long Island Power Authority | East Hampton 2 | K | 23722 | E Hampton | 103 | 36 | 1962-12-01 | 2 | 2 | 2 | 2 |  | IC | FO2 |  |  | 0.37547
1365 | Long Island Power Authority | East Hampton 3 | K | 23722 | E Hampton | 103 | 36 | 1962-12-01 | 2 | 2 | 2 | 2 |  | IC | FO2 |  |  | 0.47128
1366 | Long Island Power Authority | East Hampton 4 | K | 23722 | E Hampton | 103 | 36 | 1962-12-01 | 2 | 2 | 2 | 2 |  | IC | FO2 |  |  | 0.46925
1367 | Long Island Power Authority | East Hampton GT 01 | K | 23717 | E Hampton | 103 | 36 | 1970-12-01 | 21.3 | 19.2 | 19 | 24.4 |  | JE | FO2 |  |  | 5.023
1368 | Long Island Power Authority | Far Rockaway GT1 | K | 24212 | Far Rockaway | 081 | 36 | 2002-07-01 | 60.5 | 53.5 | 53.9 | 57.1 |  | JE | NG |  |  | 225.5816
1369 | Long Island Power Authority | Far Rockaway GT2 | K | 23815 | Jamaica Bay | 081 | 36 | 2003-07-02 | 60.5 | 55.4 | 54.3 | 53.8 |  | JE | FO2 |  |  | 16.9062
1370 | Long Island Power Authority | Freeport CT 1 | K | 23764 | Freeport | 059 | 36 | 2004-06-01 | 60 | 48.3 | 48.3 | 49.7 |  | GT | NG | FO2 |  | 105.538
1371 | Long Island Power Authority | Glenwood GT 01 | K | 23712 | Glenwood | 059 | 36 | 1967-04-01 | 16 | 14.6 | 12.6 | 17.6 |  | GT | FO2 |  |  | 0.093
1372 | Long Island Power Authority | Glenwood GT 02 | K | 23688 | Glenwood | 059 | 36 | 1972-06-01 | 55 | 52.7 | 50 | 62 |  | GT | FO2 |  |  | 2.487
1373 | Long Island Power Authority | Glenwood GT 03 | K | 23689 | Glenwood | 059 | 36 | 1972-06-01 | 55 | 52.7 | 51.2 | 67.3 |  | GT | FO2 |  |  | 3.104
1374 | Long Island Power Authority | Glenwood GT 04 | K | 24219 | Glenwood | 059 | 36 | 2002-06-01 | 53 | 40.3 | 39.7 | 46.4 |  | GT | NG | FO2 |  | 99.5601
1375 | Long Island Power Authority | Glenwood GT 05 | K | 24220 | Glenwood | 059 | 36 | 2002-06-01 | 53 | 40 | 38.3 | 47.2 |  | GT | NG | FO2 |  | 97.2307
1376 | Long Island Power Authority | Greenport GT1 | K | 23814 | Greenport | 103 | 36 | 2003-07-02 | 54 | 51.9 | 51.3 | 56.8 |  | JE | FO2 |  |  | 13.878
1377 | Long Island Power Authority | Hempstead (RR) | K | 23647 | Hempstead | 059 | 36 | 1989-10-01 | 78.6 | 73.7 | 72.1 | 73.4 |  | ST | REF |  |  | 574.615
1378 | Long Island Power Authority | Holtsville 01 | K | 23690 | Holtsville | 103 | 36 | 1974-07-01 | 56.7 | 55.1 | 53.2 | 62.6 |  | JE | FO2 |  |  | 3.3585
1379 | Long Island Power Authority | Holtsville 02 | K | 23691 | Holtsville | 103 | 36 | 1974-07-01 | 56.7 | 55.3 | 47.6 | 59.3 |  | JE | FO2 |  |  | 3.233
1380 | Long Island Power Authority | Holtsville 03 | K | 23692 | Holtsville | 103 | 36 | 1974-07-01 | 56.7 | 52.1 | 47.4 | 60.1 |  | JE | FO2 |  |  | 2.4017
1381 | Long Island Power Authority | Holtsville 04 | K | 23693 | Holtsville | 103 | 36 | 1974-07-01 | 56.7 | 52.7 | 51.9 | 59 |  | JE | FO2 |  |  | 2.834
1382 | Long Island Power Authority | Holtsville 05 | K | 23694 | Holtsville | 103 | 36 | 1974-07-01 | 56.7 | 53.3 | 53.8 | 66.3 |  | JE | FO2 |  |  | 3.8068
1383 | Long Island Power Authority | Holtsville 06 | K | 23695 | Holtsville | 103 | 36 | 1975-07-01 | 56.7 | 53 | 51.2 | 63.9 |  | JE | FO2 |  |  | 10.6175
1384 | Long Island Power Authority | Holtsville 07 | K | 23696 | Holtsville | 103 | 36 | 1975-07-01 | 56.7 | 55.1 | 52.2 | 60.1 |  | JE | FO2 |  |  | 1.0564
1385 | Long Island Power Authority | Holtsville 08 | K | 23697 | Holtsville | 103 | 36 | 1975-07-01 | 56.7 | 57.4 | 52.3 | 68.3 |  | JE | FO2 |  |  | 2.408
1386 | Long Island Power Authority | Holtsville 09 | K | 23698 | Holtsville | 103 | 36 | 1975-07-01 | 56.7 | 57.5 | 53.2 | 66.5 |  | JE | FO2 |  |  | 6.8812
1387 | Long Island Power Authority | Holtsville 10 | K | 23699 | Holtsville | 103 | 36 | 1975-07-01 | 56.7 | 55.1 | 52.9 | 66.1 |  | JE | FO2 |  |  | 2.0811
1388 | Long Island Power Authority | Huntington (RR) | K | 323705 | Huntington | 103 | 36 | 1991-12-01 | 28 | 24.7 | 24.2 | 24.3 |  | ST | REF |  |  | 190.076
1389 | Long Island Power Authority | Islip (RR) | K | 323679 | Ronkonkoma | 103 | 36 | 1990-03-01 | 12.5 | 11.2 | 8.6 | 8.7 |  | ST | REF |  |  | 51.184
1390 | Long Island Power Authority | Long Island Solar Farm | K | 323691 | Upton | 103 | 36 | 2011-11-01 | 31.5 | 31.5 | 31.5 | 31.5 |  | PV | SUN |  |  | 51.029
1391 | Long Island Power Authority | Northport 1 | K | 23551 | Northport | 103 | 36 | 1967-07-01 | 387 | 395 | 399.7 | 391.3 |  | ST | NG | FO6 |  | 356.458
1392 | Long Island Power Authority | Northport 2 | K | 23552 | Northport | 103 | 36 | 1968-06-01 | 387 | 396 | 396.5 | 398.7 |  | ST | NG | FO6 |  | 609.789
1393 | Long Island Power Authority | Northport 3 | K | 23553 | Northport | 103 | 36 | 1972-07-01 | 387 | 399.2 | 391.2 | 382.2 |  | ST | NG | FO6 |  | 685.149
1394 | Long Island Power Authority | Northport 4 | K | 23650 | Northport | 103 | 36 | 1977-12-01 | 387 | 399.2 | 391.2 | 393.2 |  | ST | NG | FO6 |  | 1060.331
1395 | Long Island Power Authority | Northport GT | K | 23718 | Northport | 103 | 36 | 1967-03-01 | 16 | 13.8 | 11.9 | 15.4 |  | GT | FO2 |  |  | 0.124
1396 | Long Island Power Authority | Oceanside (LF) | K | 5008 | Oceanside | 059 | 36 | 1991-02-01 | 2.1 | 1.1 | 0 | 0 |  | IC | MTE
1397 | Long Island Power Authority | Oyster Bay (LF) | K | 5009 | Bethpage | 059 | 36 | 1986-07-01 | 1.3 | 0 | 0 | 0 |  | IC | MTE
1398 | Long Island Power Authority | Pilgrim GT1 | K | 24216 | Brentwood | 103 | 36 | 2002-08-01 | 50 | 45.6 | 45.3 | 46.5 |  | GT | NG |  |  | 86.8599
1399 | Long Island Power Authority | Pilgrim GT2 | K | 24217 | Brentwood | 103 | 36 | 2002-08-01 | 50 | 46.2 | 45.3 | 46.3 |  | GT | NG |  |  | 94.3229
1400 | Long Island Power Authority | Pinelawn Power 1 | K | 323563 | Babylon | 103 | 36 | 2005-06-01 | 82 | 78 | 76.1 | 77.8 |  | CC | NG | KER |  | 136.4457
1401 | Long Island Power Authority | Port Jefferson 3 | K | 23555 | Port Jefferson | 103 | 36 | 1958-11-01 | 188 | 194.5 | 196.7 | 195.3 |  | ST | FO6 | NG |  | 93.633
1402 | Long Island Power Authority | Port Jefferson 4 | K | 23616 | Port Jefferson | 103 | 36 | 1960-11-01 | 188 | 198.7 | 196.7 | 198 |  | ST | FO6 | NG |  | 191.207
1403 | Long Island Power Authority | Port Jefferson GT 01 | K | 23713 | Port Jefferson | 103 | 36 | 1966-12-01 | 16 | 14.1 | 12.9 | 18 |  | GT | FO2 |  |  | 0.113
1404 | Long Island Power Authority | Port Jefferson GT 02 | K | 24210 | Port Jefferson | 103 | 36 | 2002-07-01 | 53 | 42 | 41 | 45.9 |  | GT | NG | FO2 |  | 93.3489
1405 | Long Island Power Authority | Port Jefferson GT 03 | K | 24211 | Port Jefferson | 103 | 36 | 2002-07-01 | 53 | 41.1 | 40.5 | 46.1 |  | GT | NG | FO2 |  | 88.155
1406 | Long Island Power Authority | S Hampton 1 | K | 23720 | South Hampton | 103 | 36 | 1963-03-01 | 11.5 | 10.3 | 8.3 | 12 |  | GT | FO2 |  |  | 0.13964
1407 | Long Island Power Authority | Shoreham 1 | K | 23715 | Shoreham | 103 | 36 | 1971-07-01 | 52.9 | 48.9 | 48.9 | 65.6 |  | GT | FO2 |  |  | 0.891
1408 | Long Island Power Authority | Shoreham 2 | K | 23716 | Shoreham | 103 | 36 | 1984-04-01 | 18.6 | 18.5 | 15.8 | 20.9 |  | JE | FO2 |  |  | 0.218
1409 | Long Island Power Authority | Shoreham GT3 | K | 24213 | Shoreham | 103 | 36 | 2002-08-01 | 50 | 45.1 | 45 | 45.9 |  | GT | FO2 |  |  | 6.4369
1410 | Long Island Power Authority | Shoreham GT4 | K | 24214 | Shoreham | 103 | 36 | 2002-08-01 | 50 | 41.9 | 44.2 | 45.9 |  | GT | FO2 |  |  | 5.9796
1411 | Long Island Power Authority | Smithtown (LF) | K | 5010 | Smithtown | 103 | 36 | 1985-12-01 | 1.1 | 0 | 0 | 0 |  | IC | MTE
1412 | Long Island Power Authority | South Oaks Hosp | K | 5011 | Amityville | 103 | 36 | 1990-06-01 | 1 | 0 | 0 | 0 |  | IC | NG
1413 | Long Island Power Authority | Southold 1 | K | 23719 | Southold | 103 | 36 | 1964-08-01 | 14 | 12.3 | 13 | 15.3 |  | GT | FO2 |  |  | 0.208
1414 | Long Island Power Authority | Stony Brook | K | 24151 | Stony Brook | 103 | 36 | 1995-04-01 | 47 | 9.6 | 17.2 | 19 | YES | GT | NG | FO2 |  | 283.328
1415 | Long Island Power Authority | Trigen-NDEC | K | 323695 | Garden City | 059 | 36 | 1991-03-01 | 55 | 51.6 | 43 | 56.4 | YES | CC | NG | FO2 |  | 343.013
1416 | Long Island Power Authority | Wading River 1 | K | 23522 | Shoreham | 103 | 36 | 1989-08-01 | 79.5 | 81.2 | 78.8 | 98.3 |  | GT | FO2 |  |  | 9.7376
1417 | Long Island Power Authority | Wading River 2 | K | 23547 | Shoreham | 103 | 36 | 1989-08-01 | 79.5 | 81.3 | 76.6 | 96.2 |  | GT | FO2 |  |  | 13.415
1418 | Long Island Power Authority | Wading River 3 | K | 23601 | Shoreham | 103 | 36 | 1989-08-01 | 79.5 | 81.3 | 73.3 | 95.5 |  | GT | FO2 |  |  | 8.217
1419 | Long Island Power Authority | West Babylon 4 | K | 23714 | West Babylon | 103 | 36 | 1971-08-01 | 52.4 | 49 | 47.8 | 66.1 |  | GT | FO2 |  |  | 2.442
1420 | Long Island Power Authority | Yaphank (LF) | K | 5012 | Yaphank | 103 | 36 | 1983-09-01 | 1.6 | 1.5 | 0 | 0 |  | IC | MTE
1421 | Madison Windpower, LLC | Madison Wind Power | E | 24146 | Madison | 053 | 36 | 2000-09-01 | 11.6 | 11.5 | 11.6 | 11.6 |  | WT | WND |  |  | 20.998
1422 | Marble River LLC | Marble River Wind | D | 323696 | Ellenburg | 019 | 36 | 2012-07-01 | 215.5 | 0 | 0 | 0 |  | WT | WND |  |  | 539.202
1423 | Marsh Hill Energy LLC | Marsh Hill Wind Farm | C | 323713 | Jasper | 101 | 36 | 2014-12-01 | 16.2 | 0 | 0 | 0 |  | WT | WND |  |  | 8.7753 | (N) (5)
1424 | Model City Energy LLC | Model City Energy | A | 24167 | Lewiston | 063 | 36 | 2001-06-01 | 5.6 | 5.6 | 5.6 | 5.6 |  | IC | MTE |  |  | 39.4512
1425 | Modern Innovative Energy, LLC | Modern LF | A | 323580 | Lewiston | 063 | 36 | 2006-02-01 | 6.4 | 6.4 | 6.4 | 6.4 |  | IC | MTE |  |  | 31.5332
1426 | New York Power Authority | Ashokan 1 | G | 23654 | Ashokan | 111 | 36 | 1982-11-01 | 2.3 | 1.8 | 2.3 | 2.3 |  | HY | WAT |  |  | 4.698
1427 | New York Power Authority | Ashokan 2 | G | 23654 | Ashokan | 111 | 36 | 1982-11-01 | 2.3 | 1.8 | 2.3 | 2.3 |  | HY | WAT |  |  | 3.025
1428 | New York Power Authority | Astoria CC 1 | J | 323568 | Queens | 081 | 36 | 2006-01-01 | 288 | 246.2 | 229.5 | 260 |  | CC | NG | JF | KER | 3246.7092 | (G)
1429 | New York Power Authority | Astoria CC 2 | J | 323569 | Queens | 081 | 36 | 2006-01-01 | 288 | 246.2 | 229.4 | 260 |  | CC | NG | JF | KER
1430 | New York Power Authority | Blenheim - Gilboa 1 | F | 23756 | Gilboa NY | 095 | 36 | 1973-07-01 | 290 | 290.7 | 290.9 | 292.2 |  | PS | WAT |  |  | 83.078
1431 | New York Power Authority | Blenheim - Gilboa 2 | F | 23757 | Gilboa NY | 095 | 36 | 1973-07-01 | 290 | 291.2 | 291.6 | 292.1 |  | PS | WAT |  |  | 217.128
1432 | New York Power Authority | Blenheim - Gilboa 3 | F | 23758 | Gilboa NY | 095 | 36 | 1973-07-01 | 290 | 291.7 | 292 | 291.2 |  | PS | WAT |  |  | 34.987
1433 | New York Power Authority | Blenheim - Gilboa 4 | F | 23759 | Gilboa NY | 095 | 36 | 1973-07-01 | 290 | 291.5 | 292.7 | 293.7 |  | PS | WAT |  |  | 30.932
1434 | New York Power Authority | Brentwood | K | 24164 | Brentwood | 103 | 36 | 2001-08-01 | 50 | 47.1 | 45.5 | 46.4 |  | GT | NG |  |  | 43.1631
1435 | New York Power Authority | Crescent 1 | F | 24018 | Crescent | 001 | 36 | 1991-07-01 | 2.8 | 3.2 | 2.8 | 2.8 |  | HY | WAT |  |  | 15.4395
1436 | New York Power Authority | Crescent 2 | F | 24018 | Crescent | 001 | 36 | 1991-07-01 | 2.8 | 3.2 | 2.8 | 2.8 |  | HY | WAT |  |  | 15.2589
1437 | New York Power Authority | Crescent 3 | F | 24018 | Crescent | 001 | 36 | 1991-07-01 | 3 | 3.2 | 3 | 3 |  | HY | WAT |  |  | 21.0087
1438 | New York Power Authority | Crescent 4 | F | 24018 | Crescent | 001 | 36 | 1991-07-01 | 3 | 3.2 | 3 | 3 |  | HY | WAT |  |  | 0
1439 | New York Power Authority | Flynn | K | 23794 | Holtsville | 103 | 36 | 1994-05-01 | 170 | 135.5 | 133.8 | 162.7 |  | CC | NG | FO2 |  | 1207.9985
1440 | New York Power Authority | Gowanus 5 | J | 24156 | Brooklyn | 047 | 36 | 2001-08-01 | 50 | 45.4 | 40 | 40 |  | GT | NG |  |  | 31.3208
1441 | New York Power Authority | Gowanus 6 | J | 24157 | Brooklyn | 047 | 36 | 2001-08-01 | 50 | 46.1 | 39.9 | 39.9 |  | GT | NG |  |  | 40.1437
1442 | New York Power Authority | Grahamsville | G | 23607 | Grahamsville | 105 | 36 | 1956-12-01 | 18 | 16.3 | 18 | 18 |  | HY | WAT |  |  | 98.831
1443 | New York Power Authority | Greenport IC 4 | K | 1652 | Greenport | 103 | 36 | 1957-06-06 | 1.2 | 1.7 | 1 | 1 |  | IC | FO2 |  |  | 0
1444 | New York Power Authority | Greenport IC 5 | K | 1652 | Greenport | 103 | 36 | 1965-07-08 | 1.8 | 1.7 | 1.5 | 1.5 |  | IC | FO2 |  |  | 0
1445 | New York Power Authority | Greenport IC 6 | K | 1652 | Greenport | 103 | 36 | 1971-09-17 | 3.8 | 2.7 | 2.5 | 2.5 |  | IC | FO2 |  |  | 0
1446 | New York Power Authority | Harlem River 1 | J | 24160 | Bronx | 005 | 36 | 2001-08-01 | 50 | 46 | 39.9 | 39.9 |  | GT | NG |  |  | 31.0331
1447 | New York Power Authority | Harlem River 2 | J | 24161 | Bronx | 005 | 36 | 2001-08-01 | 50 | 45.2 | 40 | 40 |  | GT | NG |  |  | 23.3039
1448 | New York Power Authority | Hellgate 1 | J | 24158 | Bronx | 005 | 36 | 2001-08-01 | 50 | 45 | 39.9 | 39.9 |  | GT | NG |  |  | 24.6768
1449 | New York Power Authority | Hellgate 2 | J | 24159 | Bronx | 005 | 36 | 2001-08-01 | 50 | 45 | 40 | 40 |  | GT | NG |  |  | 20.922
1450 | New York Power Authority | Jarvis 1 | E | 23743 | Hinckley | 065 | 36 | 1991-07-01 | 4.5 | 4.5 | 4.5 | 4.5 |  | HY | WAT |  |  | 26.1518
1451 | New York Power Authority | Jarvis 2 | E | 23743 | Hinckley | 065 | 36 | 1991-07-01 | 4.5 | 4.5 | 4.5 | 4.5 |  | HY | WAT |  |  | 0
1452 | New York Power Authority | Kent | J | 24152 | Brooklyn | 047 | 36 | 2001-08-01 | 50 | 46.9 | 46 | 46.6 |  | GT | NG |  |  | 39.8391
1453 | New York Power Authority | Lewiston PS (Fleet) | A | 23760 | Niagara Falls | 063 | 36 | 1961-01-01 | 240 | 240 | 240 | 240 |  | PS | WAT |  |  | 483.243
1454 | New York Power Authority | Moses Niagara (Fleet) | A | 23760 | Niagara Falls | 063 | 36 | 1961-01-01 | 2860 | 2460 | 2444.7 | 2442 |  | HY | WAT |  |  | 13211.884
1455 | New York Power Authority | Neversink | G | 23608 | Grahamsville | 105 | 36 | 1953-12-01 | 25 | 22 | 25 | 25 |  | HY | WAT |  |  | 41.3915
1456 | New York Power Authority | Pouch | J | 24155 | Staten Island | 085 | 36 | 2001-08-01 | 50 | 47.1 | 46 | 46.8 |  | GT | NG |  |  | 40.746
1457 | New York Power Authority | St Lawrence - FDR (Fleet) | D | 23600 | Massena | 089 | 36 | 1958-07-01 | 1088 | 856 | 843.2 | 820.8 |  | HY | WAT |  |  | 7077.4912
1458 | New York Power Authority | Vernon Blvd 2 | J | 24162 | Queens | 081 | 36 | 2001-08-01 | 50 | 46.2 | 40 | 40 |  | GT | NG |  |  | 20.9283
1459 | New York Power Authority | Vernon Blvd 3 | J | 24163 | Queens | 081 | 36 | 2001-08-01 | 50 | 43.8 | 39.9 | 39.9 |  | GT | NG |  |  | 28.2714
1460 | New York Power Authority | Vischer Ferry 1 | F | 24020 | Vischer Ferry | 091 | 36 | 1991-07-01 | 2.8 | 3.2 | 2.8 | 2.9 |  | HY | WAT |  |  | 14.9829
1461 | New York Power Authority | Vischer Ferry 2 | F | 24020 | Vischer Ferry | 091 | 36 | 1991-07-01 | 2.8 | 3.2 | 2.8 | 2.9 |  | HY | WAT |  |  | 14.354
1462 | New York Power Authority | Vischer Ferry 3 | F | 24020 | Vischer Ferry | 091 | 36 | 1991-07-01 | 3 | 3.2 | 3 | 2.9 |  | HY | WAT |  |  | 0
1463 | New York Power Authority | Vischer Ferry 4 | F | 24020 | Vischer Ferry | 091 | 36 | 1991-07-01 | 3 | 3.2 | 3 | 2.9 |  | HY | WAT |  |  | 20.9839
1464 | New York State Elec. & Gas Corp. | AA Dairy | C | 5013 | Ithaca | 109 | 36 | 1998-06-01 | 0.1 |  | 0 | 0 |  | IC | MTE |  |  | 0
1465 | New York State Elec. & Gas Corp. | Alice Falls 1 | D | 23915 | Ausable | 019 | 36 | 1991-11-01 | 1.5 | 1.6 | 0 | 0 |  | HY | WAT |  |  | 0
1466 | New York State Elec. & Gas Corp. | Alice Falls 2 | D | 23915 | Ausable | 019 | 36 | 1991-11-01 | 0.6 | 0.6 | 0 | 0 |  | HY | WAT |  |  | 0
1467 | New York State Elec. & Gas Corp. | Allegheny 8 | C | 23528 | Kittanning PA | 005 | 42 | 1990-10-01 | 16 | 14.7 | 16 | 16 |  | HY | WAT |  |  | 105.75
1468 | New York State Elec. & Gas Corp. | Allegheny 9 | C | 23528 | Kittanning PA | 005 | 42 | 1990-10-01 | 22 | 20.2 | 22 | 22 |  | HY | WAT |  |  | 129.2788
1469 | New York State Elec. & Gas Corp. | Auburn - Mill St. | C | 5014 | Auburn | 011 | 36 | 1981-10-01 | 0.4 |  | 0 | 0 |  | HY | WAT
1470 | New York State Elec. & Gas Corp. | Auburn - No. Div.St | C | 5015 | Auburn | 011 | 36 | 1992-12-01 | 0.8 |  | 0 | 0 |  | HY | WAT
1471 | New York State Elec. & Gas Corp. | Auburn - State St. | C | 24147 | Auburn | 011 | 36 | 1995-01-01 | 7.4 | 5.8 | 5 | 6.9 |  | GT | NG |  |  | 0.87618
1472 | New York State Elec. & Gas Corp. | Broome LFGE | C | 323600 | Binghamton | 007 | 36 | 2007-09-01 | 2.1 | 2.1 | 2.1 | 2.1 |  | IC | MTE |  |  | 16.9084
1473 | New York State Elec. & Gas Corp. | Cadyville 1 | D | 23628 | Schuyler Falls | 019 | 36 | 1921-08-01 | 1.2 | 1 | 1.2 | 1.2 |  | HY | WAT |  |  | 5.12
1474 | New York State Elec. & Gas Corp. | Cadyville 2 | D | 23628 | Schuyler Falls | 019 | 36 | 1921-08-01 | 1.2 | 1 | 1.2 | 1.2 |  | HY | WAT |  |  | 5.391
1475 | New York State Elec. & Gas Corp. | Cadyville 3 | D | 23628 | Schuyler Falls | 019 | 36 | 1986-09-01 | 3.1 | 2.7 | 3.1 | 3.1 |  | HY | WAT |  |  | 13.219
1476 | New York State Elec. & Gas Corp. | Chasm Hydro | D | 5016 | Chateaugay | 033 | 36 | 1982-03-01 | 1.6 |  | 0 | 0 |  | HY | WAT
1477 | New York State Elec. & Gas Corp. | Croton Fall Hydro | I | 5017 | North Salem | 119 | 36 | 1987-01-01 | 0.2 |  | 0 | 0 |  | HY | WAT
1478 | New York State Elec. & Gas Corp. | Harris Lake | D | 5018 | Newcomb | 031 | 36 | 1967-08-01 | 1.7 |  | 0 | 0 |  | IC | FO2
1479 | New York State Elec. & Gas Corp. | High Falls 1 | D | 23628 | Saranac | 019 | 36 | 1948-08-01 | 4 | 4.3 | 4 | 4 |  | HY | WAT |  |  | 13.14
1480 | New York State Elec. & Gas Corp. | High Falls 2 | D | 23628 | Saranac | 019 | 36 | 1949-08-01 | 4 | 4.3 | 4 | 4 |  | HY | WAT |  |  | 21.691
1481 | New York State Elec. & Gas Corp. | High Falls 3 | D | 23628 | Saranac | 019 | 36 | 1956-08-01 | 7 | 8.2 | 7 | 7 |  | HY | WAT |  |  | 40.993
1482 | New York State Elec. & Gas Corp. | Kent Falls 1 | D | 23628 | Schuyler Falls | 019 | 36 | 1928-08-01 | 3.6 | 3 | 3.6 | 3.6 |  | HY | WAT |  |  | 17.451
1483 | New York State Elec. & Gas Corp. | Kent Falls 2 | D | 23628 | Schuyler Falls | 019 | 36 | 1928-08-01 | 3.6 | 3 | 3.6 | 3.6 |  | HY | WAT |  |  | 0
1484 | New York State Elec. & Gas Corp. | Kent Falls 3 | D | 23628 | Schuyler Falls | 019 | 36 | 1985-07-01 | 6.4 | 6 | 6.4 | 6.4 |  | HY | WAT |  |  | 37.48
1485 | New York State Elec. & Gas Corp. | Lower Saranac 1 | D | 23913 | Schuyler Falls | 019 | 36 | 1990-10-01 | 3.2 | 3.5 | 0 | 0 |  | HY | WAT |  |  | 0
1486 | New York State Elec. & Gas Corp. | Lower Saranac 2 | D | 23913 | Schuyler Falls | 019 | 36 | 1990-10-01 | 3.2 | 3.5 | 0 | 0 |  | HY | WAT |  |  | 0
1487 | New York State Elec. & Gas Corp. | Lower Saranac 3 | D | 23913 | Schuyler Falls | 019 | 36 | 1990-10-01 | 0.3 | 2.9 | 0 | 0 |  | HY | WAT |  |  | 0
1488 | New York State Elec. & Gas Corp. | Mechanicville 1 | F | 23645 | Stillwater | 091 | 36 | 1983-09-01 | 9.2 | 10 | 9.2 | 9.3 |  | HY | WAT |  |  | 45.675
1489 | New York State Elec. & Gas Corp. | Mechanicville 2 | F | 23645 | Stillwater | 091 | 36 | 1983-09-01 | 9.3 | 10 | 9.3 | 9.3 |  | HY | WAT |  |  | 40.012
1490 | New York State Elec. & Gas Corp. | Mill C 1 | D | 23628 | Plattsburgh | 019 | 36 | 1944-08-01 | 1 | 0.9 | 1 | 1 |  | HY | WAT |  |  | 4.908
1491 | New York State Elec. & Gas Corp. | Mill C 2 | D | 23628 | Plattsburgh | 019 | 36 | 1943-08-01 | 1.2 | 1.2 | 1.2 | 1.2 |  | HY | WAT |  |  | 4.828
1492 | New York State Elec. & Gas Corp. | Mill C 3 | D | 23628 | Plattsburgh | 019 | 36 | 1984-11-01 | 3.8 | 3.7 | 3.8 | 3.8 |  | HY | WAT |  |  | 15.802
1493 | New York State Elec. & Gas Corp. | Montville Falls | C | 5019 | Moravia | 011 | 36 | 1992-08-01 | 0.2 |  | 0 | 0 |  | HY | WAT
1494 | New York State Elec. & Gas Corp. | Rainbow Falls 1 | D | 23628 | Ausable | 019 | 36 | 1926-08-01 | 1.3 | 1.5 | 1.3 | 1.3 |  | HY | WAT |  |  | 0
1495 | New York State Elec. & Gas Corp. | Rainbow Falls 2 | D | 23628 | Ausable | 019 | 36 | 1927-08-01 | 1.3 | 1.5 | 1.3 | 1.3 |  | HY | WAT |  |  | 0
1496 | New York State Elec. & Gas Corp. | Waterloo 2 | C | 5020 | Waterloo | 099 | 36 | 1998-06-01 | 0.5 |  | 0 | 0 |  | HY | WAT
1497 | New York State Elec. & Gas Corp. | Waterloo 3 | C | 5021 | Waterloo | 099 | 36 | 1998-06-01 | 0.5 |  | 0 | 0 |  | HY | WAT
1498 | New York State Elec. & Gas Corp. | Waterloo 4 | C | 5022 | Waterloo | 099 | 36 | 1998-06-01 | 0.5 |  | 0 | 0 |  | HY | WAT
1499 | Niagara Generation, LLC | Niagara Bio-Gen | A | 23895 | Niagara Falls | 063 | 36 | 1991-08-01 | 56 | 50.5 | 43.2 | 37.2 |  | ST | WD |  |  | 89.2867
1500 | Niagara Mohawk Power Corp. | Boralex - Hudson Falls | F | 24011 | Hudson Falls | 115 | 36 | 1995-10-01 | 44 | 43.7 | 44 | 44 |  | HY | WAT |  |  | 228.4533
1501 | Niagara Mohawk Power Corp. | Boralex - South Glens Falls | F | 24028 | Moreau | 091 | 36 | 1994-12-01 | 13.8 | 14.8 | 0 | 0 |  | HY | WAT |  |  | 89.8924
1502 | Niagara Mohawk Power Corp. | CHI-LaChute | F | 1654 | Ticonderoga | 031 | 36 | 1987-12-01 | 9 | 8.9 | 0 | 0 |  | HY | WAT |  |  | 33.4847
1503 | Niagara Mohawk Power Corp. | Fortis - Dolgeville | E | 23807 | Dolgeville | 043 | 36 | 1985-07-01 | 5 | 6.3 | 0 | 0 |  | HY | WAT |  |  | 17.408
1504 | Niagara Mohawk Power Corp. | Fortis Energy - Philadelphia | E | 1656 | Philadelphia | 045 | 36 | 1986-08-01 | 3.6 | 3.2 | 0 | 0 |  | HY | WAT |  |  | 8.7984
1505 | Niagara Mohawk Power Corp. | Fortis Energy - Moose River | E | 24016 | Moose River | 049 | 36 | 1987-09-01 | 12.6 | 12 | 0 | 0 |  | HY | WAT |  |  | 45.8894
1506 | Niagara Mohawk Power Corp. | Fortistar - N.Tonawanda | A | 24026 | N Tonawanda | 029 | 36 | 1993-06-01 | 55.3 | 57 | 54.9 | 63.9 |  | CC | NG | FO2 |  | 39.8154
1507 | Niagara Mohawk Power Corp. | General Mills Inc | A | 23808 | Buffalo | 029 | 36 | 1988-12-01 | 3.8 | 3.8 | 0 | 0 |  | GT | NG |  |  | 0.45622
1508 | Niagara Mohawk Power Corp. | International Paper - Curtis | F | 1655 | Corinth | 091 | 36 | 1986-01-01 | 9.8 | 30.8 | 0 | 0 |  | HY | WAT |  |  | 415.7582 | (G)
1509 | Niagara Mohawk Power Corp. | International Paper - Palmer | F | 1655 | Corinth | 091 | 36 | 1986-01-01 | 49.2 | 30.8 | 0 | 0 |  | HY | WAT
1510 | Niagara Mohawk Power Corp. | Little Falls Hydro | E | 24013 | Little Falls | 043 | 36 | 1987-01-01 | 13 | 12.6 | 0 | 0 |  | HY | WAT |  |  | 61.0951
1511 | Niagara Mohawk Power Corp. | Onondaga County | C | 23987 | North Syracuse | 067 | 36 | 1994-12-01 | 39.5 | 32.6 | 32.1 | 30.8 |  | ST | REF |  |  | 187.5989
1512 | Niagara Mohawk Power Corp. | Pyrites Assoc. | E | 24023 | Canton | 089 | 36 | 1985-12-01 | 8.2 | 7.5 | 0 | 0 |  | HY | WAT |  |  | 29.7146
1513 | Niagara Mohawk Power Corp. | Adams Hydro | E | 23633 | Adams | 045 | 36 | 1987-11-01 | 0.2 |  | 0 | 0 |  | HY | WAT |  |  | 0
1514 | Niagara Mohawk Power Corp. | Algon.-Burt Dam Assoc. | A | 23774 | Burt | 063 | 36 | 1987-12-01 | 0.4 |  | 0 | 0 |  | HY | WAT |  |  | 2.17
1515 | Niagara Mohawk Power Corp. | Algon.-Christine.Falls | F | 23643 | Wells | 041 | 36 | 1987-12-01 | 0.8 |  | 0 | 0 |  | HY | WAT |  |  | 2.487
1516 | Niagara Mohawk Power Corp. | Algon.-Cranberry. Lake | E | 23633 | Cranberry Lake | 049 | 36 | 1987-12-01 | 0.5 |  | 0 | 0 |  | HY | WAT |  |  | 0
1517 | Niagara Mohawk Power Corp. | Algon.-Forrestport | E | 23633 | Forrestport | 065 | 36 | 1987-12-01 | 3.4 |  | 0 | 0 |  | HY | WAT |  |  | 8.05
1518 | Niagara Mohawk Power Corp. | Algon.-Herkimer | E | 23633 | Herkimer | 043 | 36 | 1987-12-01 | 1.6 |  | 0 | 0 |  | HY | WAT |  |  | 0
1519 | Niagara Mohawk Power Corp. | Algon.-Hollow Dam Power | E | 23633 | Saint Lawrence | 089 | 36 | 1987-12-01 | 1 |  | 0 | 0 |  | HY | WAT |  |  | 3.066
1520 | Niagara Mohawk Power Corp. | Algon.-Kayuta | E | 23633 | Kayuta | 065 | 36 | 1988-05-01 | 0.4 |  | 0 | 0 |  | HY | WAT |  |  | 0
1521 | Niagara Mohawk Power Corp. | Algon.-Ogdensburg | E | 23633 | Ogdensberg | 089 | 36 | 1987-12-01 | 3.5 |  | 0 | 0 |  | HY | WAT |  |  | 10.003
1522 | Niagara Mohawk Power Corp. | Algon.-Otter Creek | E | 23633 | Greig | 049 | 36 | 1986-11-01 | 0.5 |  | 0 | 0 |  | HY | WAT |  |  | 1.248
1523 | Niagara Mohawk Power Corp. | Allied Frozen Storage | A | 23774 | Cheektowaga | 029 | 36 | 2008-05-01 | 0.1 |  | 0 | 0 |  | IC | NG |  |  | 0.066
1524 | Niagara Mohawk Power Corp. | Azure Mnt. Pwr Co | E | 23633 | St. Regis Falls | 033 | 36 | 1993-08-01 | 0.6 |  | 0 | 0 |  | HY | WAT |  |  | 1.846
1525 | Niagara Mohawk Power Corp. | Beaver Falls #1 | E | 23633 | Beaver Falls | 049 | 36 | 1986-01-01 | 1.5 |  | 0 | 0 |  | HY | WAT |  |  | 10.393
1526 | Niagara Mohawk Power Corp. | Beaver Falls #2 | E | 23633 | Beaver Falls | 049 | 36 | 1986-01-01 | 1 |  | 0 | 0 |  | HY | WAT |  |  | 5.713
1527 | Niagara Mohawk Power Corp. | Bellows Towers | E | 23633 | Malone | 033 | 36 | 1987-06-01 | 0.2 |  | 0 | 0 |  | HY | WAT |  |  | 0
1528 | Niagara Mohawk Power Corp. | Black River Hyd#1 | E | 23633 | Port Leyden | 049 | 36 | 1984-07-01 | 1.9 |  | 0 | 0 |  | HY | WAT |  |  | 4.883
1529 | Niagara Mohawk Power Corp. | Black River Hyd#2 | E | 23633 | Port Leyden | 049 | 36 | 1985-12-01 | 1.6 |  | 0 | 0 |  | HY | WAT |  |  | 2.142
1530 | Niagara Mohawk Power Corp. | Black River Hyd#3 | E | 23633 | Port Leyden | 049 | 36 | 1984-07-01 | 2.2 |  | 0 | 0 |  | HY | WAT |  |  | 14.86
1531 | Niagara Mohawk Power Corp. | Boralex - Middle Falls | F | 23643 | Easton | 115 | 36 | 1989-12-01 | 2.2 |  | 0 | 0 |  | HY | WAT |  |  | 13.162
1532 | Niagara Mohawk Power Corp. | Burrstone Energy Center, LLC LU | E | 23633 | Utica | 065 | 36 | 2009-11-01 | 1.1 |  | 0 | 0 |  | IC | NG |  |  | 2.661
1533 | Niagara Mohawk Power Corp. | Burrstone Energy Center, LLC U | E | 23633 | Utica | 065 | 36 | 2009-11-01 | 2.2 |  | 0 | 0 |  | IC | NG |  |  | 0.146
1534 | Niagara Mohawk Power Corp. | Cal Ban Power | A | 23774 | Allegany | 003 | 36 | 1995-06-01 | 0.1 |  | 0 | 0 |  | IC | NG |  |  | 0.054
1535 | Niagara Mohawk Power Corp. | Cellu-Tissue Corp - Natural Dam | E | 23633 | Natural Dam | 089 | 36 | 1986-01-01 | 1 |  | 0 | 0 |  | HY | WAT |  |  | 0.007
1536 | Niagara Mohawk Power Corp. | Champlain Spinner | F | 23643 | Whitehall | 031 | 36 | 1992-07-01 | 0.4 |  | 0 | 0 |  | HY | WAT |  |  | 1.168
1537 | Niagara Mohawk Power Corp. | CHI Dexter Hydro | E | 23633 | Dexter | 045 | 36 | 1988-01-01 | 4.2 |  | 0 | 0 |  | HY | WAT |  |  | 11.735
1538 | Niagara Mohawk Power Corp. | CHI Diamond Is HY | E | 23633 | Watertown | 045 | 36 | 1986-01-01 | 1.2 |  | 0 | 0 |  | HY | WAT |  |  | 6.321
1539 | Niagara Mohawk Power Corp. | CHI Fowler | E | 23633 | Fowler | 049 | 36 | 1986-01-01 | 0.6 |  | 0 | 0 |  | HY | WAT |  |  | 1.672
1540 | Niagara Mohawk Power Corp. | CHI Hailsboro #3 | E | 23633 | Hailsboro | 089 | 36 | 1986-01-01 | 0.8 |  | 0 | 0 |  | HY | WAT |  |  | 4.336
1541 | Niagara Mohawk Power Corp. | CHI Hailsboro #4 | E | 23633 | Hailsboro | 089 | 36 | 1986-01-01 | 1.4 |  | 0 | 0 |  | HY | WAT |  |  | 11.642
1542 | Niagara Mohawk Power Corp. | CHI Hailsboro #6 | E | 23633 | Hailsboro | 089 | 36 | 1986-01-01 | 0.8 |  | 0 | 0 |  | HY | WAT |  |  | 5.214
1543 | Niagara Mohawk Power Corp. | CHI Theresa Hydro | E | 23633 | Theresa | 089 | 36 | 1986-01-01 | 1.3 |  | 0 | 0 |  | HY | WAT |  |  | 7.495
1544 | Niagara Mohawk Power Corp. | Chittenden Falls | F | 23643 | Stuyvesant | 021 | 36 | 1995-12-01 | 0.6 |  | 0 | 0 |  | HY | WAT |  |  | 0.599
1545 | Niagara Mohawk Power Corp. | City of Oswego (H.D.) | C | 23634 | Oswego | 075 | 36 | 1994-02-01 | 11.9 |  | 0 | 0 |  | HY | WAT |  |  | 50.004
1546 | Niagara Mohawk Power Corp. | City of Utica - Sand Road | E | 23633 | Utica | 065 | 36 | 1993-05-01 | 0.2 |  | 0 | 0 |  | HY | WAT |  |  | 1.596
1547 | Niagara Mohawk Power Corp. | City of Utica -Trenton Falls | E | 23633 | Utica | 065 | 36 | 1993-02-01 | 0.2 |  | 0 | 0 |  | HY | WAT |  |  | 0.42
1548 | Niagara Mohawk Power Corp. | City of Watertown | E | 23633 | Watertown | 045 | 36 | 1986-01-01 | 8.1 |  | 0 | 0 |  | HY | WAT |  |  | 13.635
1549 | Niagara Mohawk Power Corp. | City of Watervliet | F | 23643 | Guilderland | 001 | 36 | 1986-01-01 | 1.2 |  | 0 | 0 |  | HY | WAT |  |  | 3.266
1550 | Niagara Mohawk Power Corp. | Cons. HY-Victory | F | 23643 | Victory Falls | 091 | 36 | 1986-12-01 | 1.7 |  | 0 | 0 |  | HY | WAT |  |  | 5.706
1551 | Niagara Mohawk Power Corp. | Copenhagen Assoc. | E | 23633 | Copenhagen | 049 | 36 | 1986-01-01 | 3.3 |  | 0 | 0 |  | HY | WAT |  |  | 10.447
1552 | Niagara Mohawk Power Corp. | Cottrell Paper | F | 23643 | Rock City Falls | 091 | 36 | 1987-01-01 | 0.3 |  | 0 | 0 |  | HY | WAT |  |  | 0.085
1553 | Niagara Mohawk Power Corp. | Edison Hydro Electric | F | 23643 | Stottville | 021 | 36 | 2009-11-01 | 0.4 |  | 0 | 0 |  | HY | WAT |  |  | 1.875
1554 | Niagara Mohawk Power Corp. | Empire HY Partner | E | 23633 | Port Leyden | 049 | 36 | 1984-11-01 | 1 |  | 0 | 0 |  | HY | WAT |  |  | 5.018
1555 | Niagara Mohawk Power Corp. | Finch Paper LLC - Glens Falls | F | 23643 | Glens Falls | 113 | 36 | 2009-11-01 | 11.8 |  | 0 | 0 |  | HY | WAT |  |  | 1.985
1556 | Niagara Mohawk Power Corp. | Finch Pruyn | F | 23643 | Glens Falls | 113 | 36 | 1989-12-01 | 29 |  | 0 | 0 |  | HY | WAT |  |  | 0
1557 | Niagara Mohawk Power Corp. | Fort Miller Assoc | F | 23643 | Schuylerville | 091 | 36 | 1985-10-01 | 5 |  | 0 | 0 |  | HY | WAT |  |  | 24.268
1558 | Niagara Mohawk Power Corp. | Fortis Energy - Diana | E | 23633 | Diana | 049 | 36 | 1985-07-01 | 1.8 |  | 0 | 0 |  | HY | WAT |  |  | 7.08
1559 | Niagara Mohawk Power Corp. | Franklin Hydro | D | 24055 | Franklin Falls | 033 | 36 | 1995-03-01 | 0.3 |  | 0 | 0 |  | HY | WAT |  |  | 0
1560 | Niagara Mohawk Power Corp. | Green Island Power Authority | F | 23643 | Green Island | 001 | 36 | 1971-01-01 | 6 |  | 0 | 0 |  | HY | WAT |  |  | 35.69
1561 | Niagara Mohawk Power Corp. | Hewittville Hydro | E | 23633 | Potsdam | 089 | 36 | 1984-07-01 | 3 |  | 0 | 0 |  | HY | WAT |  |  | 13.511
1562 | Niagara Mohawk Power Corp. | Hollings&Vose-Center | F | 23643 | Easton | 115 | 36 | 1986-01-01 | 0.4 |  | 0 | 0 |  | HY | WAT |  |  | 0.247
1563 | Niagara Mohawk Power Corp. | Hollings&Vose-Lower | F | 23643 | Easton | 115 | 36 | 1986-01-01 | 0.4 |  | 0 | 0 |  | HY | WAT |  |  | 0
1564 | Niagara Mohawk Power Corp. | Hollings&Vose-Upper | F | 23643 | Easton | 115 | 36 | 1986-01-01 | 0.4 |  | 0 | 0 |  | HY | WAT |  |  | 4.584
1565 | Niagara Mohawk Power Corp. | Hoosick Falls | F | 23643 | Hoosick Falls | 083 | 36 | 1988-08-01 | 0.6 |  | 0 | 0 |  | HY | WAT |  |  | 0
1566 | Niagara Mohawk Power Corp. | Hydrocarbon-Algny | A | 23774 | Allegany | 003 | 36 | 1992-12-01 | 0.2 |  | 0 | 0 |  | IC | NG |  |  | 0
1567 | Niagara Mohawk Power Corp. | Indian Falls HY | E | 23633 | Theresa | 045 | 36 | 1986-01-01 | 0.3 |  | 0 | 0 |  | HY | WAT |  |  | 0.57
1568 | Niagara Mohawk Power Corp. | Kings Falls | E | 23633 | Copenhagen | 049 | 36 | 1988-05-01 | 1.6 |  | 0 | 0 |  | HY | WAT |  |  | 0
1569 | Niagara Mohawk Power Corp. | Laidlaw Energy | A | 23774 | Ellicottville | 009 | 36 | 1991-07-01 | 3.4 |  | 0 | 0 |  | GT | NG |  |  | 0
1570 | Niagara Mohawk Power Corp. | Laidlaw Energy | A | 23774 | Ellicottville | 009 | 36 | 1991-07-01 | 2.4 |  | 0 | 0 |  | ST | NG |  |  | 0
1571 | Niagara Mohawk Power Corp. | Laquidara-Long Falls | E | 23633 | Carthage | 045 | 36 | 1991-06-01 | 3.3 |  | 0 | 0 |  | HY | WAT |  |  | 5.158
1572 | Niagara Mohawk Power Corp. | Lyonsdale Assoc. (Burrows) | E | 23633 | Lyons Falls | 049 | 36 | 1984-07-01 | 3 |  | 0 | 0 |  | HY | WAT |  |  | 11.147
1573 | Niagara Mohawk Power Corp. | Mechanicville | F | 23643 | Mechanicville | 091 | 36 | 2005-03-01 | 2 |  | 0 | 0 |  | HY | WAT |  |  | 17.174
1574 | Niagara Mohawk Power Corp. | Mountainaire Massage Spa | F | 23643 | Wevertown | 113 | 36 | 2009-11-01 | 0 |  | 0 | 0 |  | HY | WAT |  |  | 0
1575 | Niagara Mohawk Power Corp. | Mt. Ida Assoc. | F | 23643 | Troy | 083 | 36 | 1986-01-01 | 6 |  | 0 | 0 |  | HY | WAT |  |  | 9.108
1576 | Niagara Mohawk Power Corp. | Newport HY Assoc | E | 23633 | Newport | 043 | 36 | 1987-12-01 | 1.7 |  | 0 | 0 |  | HY | WAT |  |  | 7.294
1577 | Niagara Mohawk Power Corp. | Nottingham High School | C | 23634 | Syracuse | 067 | 36 | 1988-06-01 | 0.2 |  | 0 | 0 |  | CC | NG |  |  | 0
1578 | Niagara Mohawk Power Corp. | Oakvale Construction | D | 24055 | Wilmington | 031 | 36 | 2009-11-01 | 0.4 |  | 0 | 0 |  | HY | WAT |  |  | 1.632
1579 | Niagara Mohawk Power Corp. | Onondaga Energy Partners | C | 23634 | Onondaga | 067 | 36 | 1987-12-01 | 1.4 |  | 0 | 0 |  | IC | MTE |  |  | 0
1580 | Niagara Mohawk Power Corp. | Oswego County | C | 23634 | Oswego | 075 | 36 | 1986-03-01 | 3.6 |  | 0 | 0 |  | ST | REF |  |  | 4.963
1581 | Niagara Mohawk Power Corp. | Oswego HY Partners (Phoenix) | C | 23634 | Phoenix | 067 | 36 | 1990-12-01 | 3.4 |  | 0 | 0 |  | HY | WAT |  |  | 11.575
1582 | Niagara Mohawk Power Corp. | Riverrat Glass&Electric | F | 23643 | Wadhams | 031 | 36 | 1986-01-01 | 0.6 |  | 0 | 0 |  | HY | WAT |  |  | 2.212
1583 | Niagara Mohawk Power Corp. | Sandy Hollow HY | E | 23633 | Sandy Hollow | 045 | 36 | 1986-09-01 | 0.6 |  | 0 | 0 |  | HY | WAT |  |  | 1.496
1584 | Niagara Mohawk Power Corp. | Seneca Limited | C | 23634 | Syracuse | 067 | 36 | 1985-12-01 | 0.2 |  | 0 | 0 |  | HY | WAT |  |  | 0
1585 | Niagara Mohawk Power Corp. | St. Elizabeth Medical Center | E | 23633 | Utica | 065 | 36 | 2012-02-01 | 0.6 |  | 0 | 0 |  | IC | NG |  |  | 0.609
1586 | Niagara Mohawk Power Corp. | Stevens&Thompson Paper Co. | F | 23643 | Middle Falls | 115 | 36 | 1987-12-01 | 10.5 |  | 0 | 0 |  | HY | WAT |  |  | 14.286
1587 | Niagara Mohawk Power Corp. | Stillwater Assoc. | E | 23633 | Webb | 043 | 36 | 1987-01-01 | 1.8 |  | 0 | 0 |  | HY | WAT |  |  | 7.538
1588 | Niagara Mohawk Power Corp. | Stillwater HY Partners | F | 23643 | Stillwater | 091 | 36 | 1993-04-01 | 3.4 |  | 0 | 0 |  | HY | WAT |  |  | 13.637
1589 | Niagara Mohawk Power Corp. | Stuyvesant Falls | F | 23643 | Stuyvesant | 021 | 36 | 2013-02-01 | 7 |  | 0 | 0 |  | HY | WAT |  |  | 12.672
1590 | Niagara Mohawk Power Corp. | Sustainable Bioelectric LLC | A | 23774 | Wheeatfield | 063 | 36 | 2014-03-01 | 0.6 |  | 0 | 0 |  | IC | MTE
1591 | Niagara Mohawk Power Corp. | Synergics - Middle Greenwich | F | 23643 | Greenwich | 115 | 36 | 1987-12-01 | 0.2 |  | 0 | 0 |  | HY | WAT |  |  | 0
1592 | Niagara Mohawk Power Corp. | Synergics - Union Falls | D | 24055 | Union Falls | 019 | 36 | 1987-12-01 | 3 |  | 0 | 0 |  | HY | WAT |  |  | 13.406
1593 | Niagara Mohawk Power Corp. | Synergics - Upper Greenwich | F | 23643 | Greenwich | 115 | 36 | 1987-12-01 | 0.4 |  | 0 | 0 |  | HY | WAT |  |  | 0
1594 | Niagara Mohawk Power Corp. | Tannery Island | E | 23633 | Carthage | 045 | 36 | 1986-01-01 | 1.5 |  | 0 | 0 |  | HY | WAT |  |  | 9.223
1595 | Niagara Mohawk Power Corp. | Town of Wells | F | 23643 | Wells | 041 | 36 | 1987-12-01 | 0.5 |  | 0 | 0 |  | HY | WAT |  |  | 1.612
1596 | Niagara Mohawk Power Corp. | Tri-City JATC | F | 23643 | Latham | 001 | 36 | 2009-11-01 | 0 |  | 0 | 0 |  | IC | NG |  |  | 0
1597 | Niagara Mohawk Power Corp. | Unionville Hydro | E | 23633 | Potsdam | 089 | 36 | 1984-07-01 | 3 |  | 0 | 0 |  | HY | WAT |  |  | 13.562
1598 | Niagara Mohawk Power Corp. | United States Gypsum | A | 23774 | Batavia | 037 | 36 | 2009-11-01 | 5.8 |  | 0 | 0 |  | CC | NG |  |  | 0.903
1599 | Niagara Mohawk Power Corp. | Valatie Falls | F | 23643 | Valatie | 021 | 36 | 1992-12-01 | 0.1 |  | 0 | 0 |  | HY | WAT |  |  | 0.537
1600 | Niagara Mohawk Power Corp. | Valley Falls Assoc. | F | 23643 | Valley Falls | 083 | 36 | 1985-08-01 | 2.5 |  | 0 | 0 |  | HY | WAT |  |  | 8.178
1601 | Niagara Mohawk Power Corp. | Village of Gouverneur | E | 23633 | Gouverneur | 089 | 36 | 1986-01-01 | 0.1 |  | 0 | 0 |  | HY | WAT |  |  | 0.455
1602 | Niagara Mohawk Power Corp. | Village of Potsdam | E | 23633 | Potsdam | 089 | 36 | 1986-01-01 | 0.8 |  | 0 | 0 |  | HY | WAT |  |  | 3.061
1603 | Niagara Mohawk Power Corp. | Village of Potsdam 2 | E | 23633 | Potsdam | 089 | 36 | 2014-04-01 | 0.5 |  | 0 | 0 |  | HY | WAT |  |  | 1.21
1604 | Niagara Mohawk Power Corp. | Village of Saranac Lake | E | 23633 | Saranac Lake | 033 | 36 | 1996-12-01 | 0.2 |  | 0 | 0 |  | HY | WAT |  |  | 0.496
1605 | Niagara Mohawk Power Corp. | Wave Hydro LLC | C | 23634 | Baldwinsville | 067 | 36 | 2010-02-07 | 0.8 |  | 0 | 0 |  | HY | WAT |  |  | 0
1606 | Niagara Mohawk Power Corp. | West End Dam Assoc. | E | 23633 | Carthage | 045 | 36 | 1986-01-01 | 4.4 |  | 0 | 0 |  | HY | WAT |  |  | 24.272
1607 | Niagara Wind Power, LLC | Steel Wind | A | 323596 | Lackawanna | 029 | 36 | 2007-01-23 | 20 | 20 | 20 | 20 |  | WT | WND |  |  | 46.618
1608 | Nine Mile Point Nuclear Station, LLC | Nine Mile Point 1 | C | 23575 | Scriba | 075 | 36 | 1969-11-01 | 641.8 | 630.5 | 636.6 | 639.7 |  | NB | UR |  |  | 5442.124
1609 | Nine Mile Point Nuclear Station, LLC | Nine Mile Point 2 | C | 23744 | Scriba | 075 | 36 | 1988-08-01 | 1259.3 | 1246.6 | 1290.4 | 1296.5 |  | NB | UR |  |  | 9797.055
1610 | Noble Altona Windpark, LLC | Altona Wind Power | D | 323606 | Altona | 019 | 36 | 2008-09-23 | 97.5 | 97.5 | 97.5 | 97.5 |  | WT | WND |  |  | 186.42
1611 | Noble Bliss Windpark, LLC | Bliss Wind Power | A | 323608 | Bliss | 121 | 36 | 2008-03-20 | 100.5 | 100.5 | 100.5 | 100.5 |  | WT | WND |  |  | 206.554
1612 | Noble Chateaugay Windpark, LLC | Chateaugay Wind Power | D | 323614 | Chateaugay | 033 | 36 | 2008-10-07 | 106.5 | 106.5 | 106.5 | 106.5 |  | WT | WND |  |  | 200.475
1613 | Noble Clinton Windpark 1, LLC | Clinton Wind Power | D | 323605 | Clinton | 019 | 36 | 2008-04-09 | 100.5 | 100.5 | 100.5 | 100.5 |  | WT | WND |  |  | 186.202
1614 | Noble Ellenburg Windpark, LLC | Ellenburg Wind Power | D | 323604 | Ellenburg | 019 | 36 | 2008-03-31 | 81 | 81 | 81 | 81 |  | WT | WND |  |  | 176.555
1615 | Noble Wethersfield Windpark, LLC | Wethersfield Wind Power | C | 323626 | Wethersfield | 121 | 36 | 2008-12-11 | 126 | 126 | 126 | 126 |  | WT | WND |  |  | 267.81
1616 | Northbrook Lyons Falls, LLC | Lyons Falls Hydro | E | 23570 | Lyons Falls | 049 | 36 | 1986-01-01 | 8 | 7.3 | 8 | 8 |  | HY | WAT |  |  | 41.0866
1617 | NRG Power Marketing LLC | Arthur Kill GT 1 | J | 23520 | Staten Island | 085 | 36 | 1970-06-01 | 20 | 16.5 | 10.9 | 11.8 |  | GT | NG |  |  | 0.25497
1618 | NRG Power Marketing LLC | Arthur Kill ST 2 | J | 23512 | Staten Island | 085 | 36 | 1959-08-01 | 376.2 | 357.7 | 338.3 | 340.9 |  | ST | NG |  |  | 788.8207
1619 | NRG Power Marketing LLC | Arthur Kill ST 3 | J | 23513 | Staten Island | 085 | 36 | 1969-06-01 | 535.5 | 518 | 503 | 527.1 |  | ST | NG |  |  | 331.428
1620 | NRG Power Marketing LLC | Astoria GT 05 | J | 24106 | Queens | 081 | 36 | 1970-06-01 | 19.2 | 16 | 12.3 | 15.8 |  | GT | FO2 |  |  | 0.122
1621 | NRG Power Marketing LLC | Astoria GT 07 | J | 24107 | Queens | 081 | 36 | 1970-06-01 | 19.2 | 15.5 | 11.5 | 14 |  | GT | FO2 |  |  | 0.067
1622 | NRG Power Marketing LLC | Astoria GT 08 | J | 24108 | Queens | 081 | 36 | 1970-06-01 | 19.2 | 15.3 | 11.4 | 14.8 |  | GT | FO2 |  |  | 0.145
1623 | NRG Power Marketing LLC | Astoria GT 10 | J | 24110 | Queens | 081 | 36 | 1971-01-01 | 31.8 | 24.9 | 18.4 | 22.6 |  | GT | FO2 |  |  | 0.53357
1624 | NRG Power Marketing LLC | Astoria GT 11 | J | 24225 | Queens | 081 | 36 | 1971-02-01 | 31.8 | 23.6 | 16.5 | 25 |  | GT | FO2 |  |  | 0.953
1625 | NRG Power Marketing LLC | Astoria GT 12 | J | 24226 | Queens | 081 | 36 | 1971-05-01 | 31.8 | 22.7 | 17.7 | 22.4 |  | GT | FO2 |  |  | 0.63
1626 | NRG Power Marketing LLC | Astoria GT 13 | J | 24227 | Queens | 081 | 36 | 1971-05-01 | 31.8 | 24 | 16.9 | 22.1 |  | GT | FO2 |  |  | 0.439
1627 | NRG Power Marketing LLC | Astoria GT 2-1 | J | 24094 | Queens | 081 | 36 | 1970-06-01 | 46.5 | 41.2 | 35.7 | 43.9 |  | JE | KER | NG |  | 6.241
1628 | NRG Power Marketing LLC | Astoria GT 2-2 | J | 24095 | Queens | 081 | 36 | 1970-06-01 | 46.5 | 42.4 | 32.2 | 42.7 |  | JE | KER | NG |  | 6.773
1629 | NRG Power Marketing LLC | Astoria GT 2-3 | J | 24096 | Queens | 081 | 36 | 1970-06-01 | 46.5 | 41.2 | 31.8 | 42.2 |  | JE | KER | NG |  | 3.619
1630 | NRG Power Marketing LLC | Astoria GT 2-4 | J | 24097 | Queens | 081 | 36 | 1970-06-01 | 46.5 | 41 | 32.6 | 43.4 |  | JE | KER | NG |  | 3.124
1631 | NRG Power Marketing LLC | Astoria GT 3-1 | J | 24098 | Queens | 081 | 36 | 1970-06-01 | 46.5 | 41.2 | 31.7 | 41.8 |  | JE | KER | NG |  | 4.095
1632 | NRG Power Marketing LLC | Astoria GT 3-2 | J | 24099 | Queens | 081 | 36 | 1970-06-01 | 46.5 | 43.5 | 33.7 | 42.5 |  | JE | KER | NG |  | 3.112
1633 | NRG Power Marketing LLC | Astoria GT 3-3 | J | 24100 | Queens | 081 | 36 | 1970-06-01 | 46.5 | 43 | 32.2 | 42.3 |  | JE | KER | NG |  | 4.469
1634 | NRG Power Marketing LLC | Astoria GT 3-4 | J | 24101 | Queens | 081 | 36 | 1970-06-01 | 46.5 | 43 | 34.3 | 42.5 |  | JE | KER | NG |  | 3.081
1635 | NRG Power Marketing LLC | Astoria GT 4-1 | J | 24102 | Queens | 081 | 36 | 1970-07-01 | 46.5 | 42.6 | 34.3 | 42.7 |  | JE | KER | NG |  | 6.936
1636 | NRG Power Marketing LLC | Astoria GT 4-2 | J | 24103 | Queens | 081 | 36 | 1970-07-01 | 46.5 | 41.4 | 33.6 | 43.6 |  | JE | KER | NG |  | 3.753
1637 | NRG Power Marketing LLC | Astoria GT 4-3 | J | 24104 | Queens | 081 | 36 | 1970-07-01 | 46.5 | 41.1 | 32.8 | 42.8 |  | JE | KER | NG |  | 2.551
1638 | NRG Power Marketing LLC | Astoria GT 4-4 | J | 24105 | Queens | 081 | 36 | 1970-07-01 | 46.5 | 42.8 | 31.6 | 42.5 |  | JE | KER | NG |  | 3.758
1639 | NRG Power Marketing LLC | Dunkirk 2 | A | 23564 | Dunkirk | 013 | 36 | 1950-12-01 | 100 | 97.2 | 75 | 75 |  | ST | BIT |  |  | 368.484 | (S)
1640 | NRG Power Marketing LLC | Dunkirk IC 2 | A | 5050 | Dunkirk | 013 | 36 | 1990-01-01 | 0.5 |  | 0 | 0 |  | IC | FO2
1641 | NRG Power Marketing LLC | Huntley 67 | A | 23561 | Tonawanda | 029 | 36 | 1957-12-01 | 218 | 196.5 | 187.9 | 187 |  | ST | BIT |  |  | 500.038
1642 | NRG Power Marketing LLC | Huntley 68 | A | 23562 | Tonawanda | 029 | 36 | 1958-12-01 | 218 | 198 | 189.5 | 187.2 |  | ST | BIT |  |  | 703.942
1643 | NRG Power Marketing LLC | Huntley IC 1 | A | 5051 | Tonawanda | 029 | 36 | 1967-08-01 | 0.7 |  | 0 | 0 |  | IC | FO2
1644 | NRG Power Marketing LLC | Oswego 5 | C | 23606 | Oswego | 075 | 36 | 1976-02-01 | 901.8 | 850.3 | 828.5 | 825.5 |  | ST | FO6 |  |  | 43.291
1645 | NRG Power Marketing LLC | Oswego 6 | C | 23613 | Oswego | 075 | 36 | 1980-07-01 | 901.8 | 835.2 | 826.5 | 832 |  | ST | FO6 | NG |  | 40.598
1646 | NRG Power Marketing LLC | Oswego IC 1 | C | 5052 | Oswego | 075 | 36 | 1967-08-01 | 0.7 |  | 0 | 0 |  | IC | FO2
1647 | NRG Power Marketing LLC | Oswego IC 2 | C | 5053 | Oswego | 075 | 36 | 1976-02-01 | 0.8 |  | 0 | 0 |  | IC | FO2
1648 | NRG Power Marketing LLC | Oswego IC 3 | C | 5054 | Oswego | 075 | 36 | 1980-07-01 | 0.8 |  | 0 | 0 |  | IC | FO2
1649 | Orange and Rockland Utilities | Buttermilk Falls | G | 5055 | Highland Falls | 071 | 36 | 1986-12-01 | 0.1 |  | 0 | 0 |  | HY | WAT
1650 | Orange and Rockland Utilities | Intl. Crossroads | G | 5056 | Mahwah NJ | 003 | 34 | 1987-12-01 | 3 |  | 0 | 0 |  | IC | NG | FO2
1651 | Orange and Rockland Utilities | Landfill G.Part19 | G | 5057 | Goshen | 071 | 36 | 1988-12-01 | 2.5 |  | 0 | 0 |  | IC | MTE
1652 | Orange and Rockland Utilities | Middletown LFG | G | 5058 | Goshen | 071 | 36 | 1988-12-01 | 3 |  | 0 | 0 |  | IC | MTE
1653 | PSEG Energy Resource & Trade, LLC | Bethlehem Energy Center | F | 23843 | Bethlehem | 001 | 36 | 2005-07-01 | 893.1 | 756.9 | 762 | 870.3 |  | CC | NG | FO2 |  | 4526.7104
1654 | R.E. Ginna Nuclear Power Plant, LLC | Ginna | B | 23603 | Ontario | 117 | 36 | 1970-07-01 | 614 | 582 | 581.4 | 582.8 |  | NP | UR |  |  | 4662.4933
1655 | ReEnergy Holdings LLC | Black River | E | 23780 | Watertown | 045 | 36 | 2013-05-30 | 55.5 | 55.6 | 50.8 | 52.4 |  | ST | WD |  |  | 302.6477
1656 | ReEnergy Holdings LLC | Lyonsdale | E | 23803 | Lyonsdale | 049 | 36 | 1992-08-01 | 21.1 | 20.2 | 20.3 | 20.6 | YES | ST | WD |  |  | 146.7131
1657 | Rochester Gas and Electric Corp. | Mills Mills | B | 5059 | Fillmore | 003 | 36 | 1906-07-01 | 0.2 |  | 0 | 0 |  | HY | WAT
1658 | Rochester Gas and Electric Corp. | Mt Morris | B | 5060 | Mt Morris | 051 | 36 | 1916-07-01 | 0.3 |  | 0 | 0 |  | HY | WAT
1659 | Rochester Gas and Electric Corp. | Station 2 1 | B | 23604 | Rochester | 055 | 36 | 1913-07-01 | 8.5 | 6.5 | 8.5 | 8.5 |  | HY | WAT |  |  | 36.535
1660 | Rochester Gas and Electric Corp. | Station 26 1 | B | 23604 | Rochester | 055 | 36 | 1952-08-01 | 3 | 3 | 3 | 3 |  | HY | WAT |  |  | 0.823
1661 | Rochester Gas and Electric Corp. | Station 5 1 | B | 23604 | Rochester | 055 | 36 | 1918-07-01 | 14 | 11.8 | 14 | 14 |  | HY | WAT |  |  | 4.325
1662 | Rochester Gas and Electric Corp. | Station 5 2 | B | 23604 | Rochester | 055 | 36 | 1918-07-01 | 13.6 | 11.8 | 13.6 | 13.6 |  | HY | WAT |  |  | 0
1663 | Rochester Gas and Electric Corp. | Station 5 3 | B | 23604 | Rochester | 055 | 36 | 1918-07-01 | 18 | 16.5 | 18 | 18 |  | HY | WAT |  |  | 86.917
1664 | Rochester Gas and Electric Corp. | Wiscoy 1 | B | 5061 | Fillmore | 003 | 36 | 1922-07-01 | 0.6 |  | 0 | 0 |  | HY | WAT
1665 | Rochester Gas and Electric Corp. | Wiscoy 2 | B | 5062 | Fillmore | 003 | 36 | 1922-07-01 | 0.5 |  | 0 | 0 |  | HY | WAT
1666 | Rockville Centre, Village of | Charles P Keller 07 | K | 1661 | Rockville Centre | 059 | 36 | 1942-09-01 | 2 | 2 | 2 | 2 |  | IC | FO2 |  |  | 0.01
1667 | Rockville Centre, Village of | Charles P Keller 08 | K | 1661 | Rockville Centre | 059 | 36 | 1950-09-01 | 2.4 | 2.8 | 2.4 | 2.4 |  | IC | FO2 |  |  | 0.015
1668 | Rockville Centre, Village of | Charles P Keller 09 | K | 1661 | Rockville Centre | 059 | 36 | 1954-09-01 | 3.5 | 3.3 | 3.5 | 3.5 |  | IC | FO2 | NG |  | 0.046
1669 | Rockville Centre, Village of | Charles P Keller 10 | K | 1661 | Rockville Centre | 059 | 36 | 1954-09-01 | 3.5 | 3.2 | 3.5 | 3.5 |  | IC | FO2 | NG |  | 0.044
1670 | Rockville Centre, Village of | Charles P Keller 11 | K | 1661 | Rockville Centre | 059 | 36 | 1962-09-01 | 5.2 | 5.2 | 5.2 | 5.2 |  | IC | FO2 | NG |  | 0.054
1671 | Rockville Centre, Village of | Charles P Keller 12 | K | 1661 | Rockville Centre | 059 | 36 | 1967-09-01 | 5.5 | 5.5 | 5.5 | 5.5 |  | IC | FO2 | NG |  | 0.043
1672 | Rockville Centre, Village of | Charles P Keller 13 | K | 1661 | Rockville Centre | 059 | 36 | 1974-09-01 | 5.5 | 5.6 | 5.5 | 5.5 |  | IC | FO2 | NG |  | 0.072
1673 | Rockville Centre, Village of | Charles P Keller 14 | K | 1661 | Rockville Centre | 059 | 36 | 1994-09-01 | 6.2 | 6.3 | 6.2 | 6.2 |  | IC | FO2 | NG |  | 0.493
1674 | Selkirk Cogen Partners, L.P. | Selkirk-I | F | 23801 | Selkirk | 001 | 36 | 1992-03-01 | 107.2 | 82.1 | 76.2 | 107.6 | YES | CC | NG | FO2 |  | 287.0086
1675 | Selkirk Cogen Partners, L.P. | Selkirk-II | F | 23799 | Selkirk | 001 | 36 | 1994-09-01 | 338.8 | 291.3 | 270.4 | 334.2 | YES | CC | NG | FO2 |  | 928.6055
1676 | Seneca Energy II, LLC | Ontario LFGE | C | 23819 | Canandaigua | 069 | 36 | 2003-12-01 | 11.2 | 5.6 | 11.2 | 11.2 |  | IC | MTE |  |  | 75.6828
1677 | Seneca Energy II, LLC | Seneca Energy 1 | C | 23797 | Seneca Falls | 099 | 36 | 1996-03-01 | 8.8 | 8.8 | 8.8 | 8.8 |  | IC | MTE |  |  | 141.8049 | (G)
1678 | Seneca Energy II, LLC | Seneca Energy 2 | C | 23797 | Seneca Falls | 099 | 36 | 1997-08-01 | 8.8 | 8.8 | 8.8 | 8.8 |  | IC | MTE
1679 | Seneca Falls Power Corp. | Seneca Falls 1 | C | 23627 | Seneca Falls | 099 | 36 | 1998-06-01 | 1.8 | 1.6 | 0 | 0 |  | HY | WAT |  |  | 0
1680 | Seneca Falls Power Corp. | Seneca Falls 2 | C | 23627 | Seneca Falls | 099 | 36 | 1998-06-01 | 1.8 | 1.6 | 0 | 0 |  | HY | WAT |  |  | 0
1681 | Seneca Falls Power Corp. | Seneca Falls 4 | C | 23627 | Seneca Falls | 099 | 36 | 1998-06-01 | 2 | 1.8 | 0 | 0 |  | HY | WAT |  |  | 0
1682 | Seneca Power Partners, L.P. | Allegany | B | 23514 | Hume | 003 | 36 | 1995-03-01 | 67 | 62.9 | 60 | 61.7 | YES | CC | NG |  |  | 96.485
1683 | Seneca Power Partners, L.P. | Batavia | B | 24024 | Batavia | 037 | 36 | 1992-06-01 | 67.3 | 57.1 | 48.8 | 60.1 |  | CC | NG |  |  | 10.7801
1684 | Seneca Power Partners, L.P. | Carthage Energy | E | 23857 | Carthage | 045 | 36 | 1991-08-01 | 62.9 | 59 | 55.5 | 63.6 |  | CC | NG | FO2 |  | 11.4173
1685 | Seneca Power Partners, L.P. | Hillburn GT | G | 23639 | Hillburn | 087 | 36 | 1971-04-01 | 46.5 | 37.9 | 34.8 | 43.3 |  | JE | KER |  |  | 0.25788
1686 | Seneca Power Partners, L.P. | Shoemaker GT | G | 23640 | Middletown | 071 | 36 | 1971-05-01 | 41.9 | 33.1 | 31.6 | 41 |  | JE | KER |  |  | 0.3971
1687 | Seneca Power Partners, L.P. | Sterling | E | 23777 | Sherrill | 065 | 36 | 1991-06-01 | 65.3 | 57.4 | 50.1 | 63 |  | CC | NG |  |  | 22.4497
1688 | Sheldon Energy LLC | High Sheldon Wind Farm | C | 323625 | Sheldon | 121 | 36 | 2009-02-01 | 112.5 | 112.5 | 112.5 | 112.5 |  | WT | WND |  |  | 270.66
1689 | Shell Energy North America (US), L.P. | Glen Park Hydro | E | 23778 | Glen Park | 045 | 36 | 1986-01-01 | 32.6 | 40.4 | 32.6 | 32.6 |  | HY | WAT |  |  | 168.3042
1690 | Shell Energy North America (US), L.P. | Lockport | A | 23791 | Lockport | 063 | 36 | 1992-07-01 | 221.3 | 225.2 | 202.7 | 220.3 |  | CC | NG | FO2 |  | 388.8238
1691 | Shell Energy North America (US), L.P. | Munnsville Wind Power | E | 323609 | Bouckville | 053 | 36 | 2007-08-20 | 34.5 | 34.5 | 34.5 | 34.5 |  | WT | WND |  |  | 96.02
1692 | Somerset Operating Company, LLC | Somerset | A | 23543 | Somerset | 063 | 36 | 1984-08-01 | 655.1 | 686.5 | 681.5 | 681.2 |  | ST | BIT |  |  | 1786.6142
1693 | Stephentown Spindle LLC | Beacon LESR | F | 323632 | Stephentown | 083 | 36 | 2010-11-29 | 20 | 0 | 0 | 0 |  | ES | FW |  |  | 0
1694 | Stony Creek Energy LLC | Orangeville Wind Farm | C | 323706 | Orangeville | 121 | 36 | 2013-12-01 | 93.9 | 88.5 | 93.9 | 93.9 |  | WT | WND |  |  | 274.091
1695 | TC Ravenswood, LLC | Ravenswood 01 | J | 23729 | Queens | 081 | 36 | 1967-07-01 | 18.6 | 8.8 | 9.3 | 9.6 |  | GT | NG |  |  | 0.13
1696 | TC Ravenswood, LLC | Ravenswood 04 | J | 24252 | Queens | 081 | 36 | 1970-09-01 | 21.1 | 15.2 | 12.9 | 15.4 |  | GT | KER | NG |  | 0.161
1697 | TC Ravenswood, LLC | Ravenswood 05 | J | 24254 | Queens | 081 | 36 | 1970-08-01 | 21.1 | 15.7 | 13.6 | 15.6 |  | GT | KER |  |  | 0.1196
1698 | TC Ravenswood, LLC | Ravenswood 06 | J | 24253 | Queens | 081 | 36 | 1970-08-01 | 22 | 16.7 | 13.4 | 15.8 |  | GT | KER | NG |  | 0.172
1699 | TC Ravenswood, LLC | Ravenswood 09 | J | 24257 | Queens | 081 | 36 | 1970-07-01 | 25 | 21.7 | 16.9 | 21.7 |  | JE | KER | NG |  | 1.637
1700 | TC Ravenswood, LLC | Ravenswood 10 | J | 24258 | Queens | 081 | 36 | 1970-08-01 | 25 | 21.2 | 18 | 22.8 |  | JE | KER | NG |  | 0.29912
1701 | TC Ravenswood, LLC | Ravenswood 11 | J | 24259 | Queens | 081 | 36 | 1970-08-01 | 25 | 20.2 | 17.2 | 22.8 |  | JE | KER | NG |  | 1.409
1702 | TC Ravenswood, LLC | Ravenswood 2-1 | J | 24244 | Queens | 081 | 36 | 1970-12-01 | 42.9 | 40.4 | 32.7 | 37.4 |  | JE | NG |  |  | 1.56
1703 | TC Ravenswood, LLC | Ravenswood 2-2 | J | 24245 | Queens | 081 | 36 | 1970-12-01 | 42.9 | 37.6 | 31.4 | 43 |  | JE | NG |  |  | 1.47
1704 | TC Ravenswood, LLC | Ravenswood 2-3 | J | 24246 | Queens | 081 | 36 | 1970-12-01 | 42.9 | 39.2 | 0 | 0 |  | JE | NG |  |  | 0
1705 | TC Ravenswood, LLC | Ravenswood 2-4 | J | 24247 | Queens | 081 | 36 | 1970-12-01 | 42.9 | 39.8 | 32 | 37.5 |  | JE | NG |  |  | 1.827
1706 | TC Ravenswood, LLC | Ravenswood 3-1 | J | 24248 | Queens | 081 | 36 | 1970-08-01 | 42.9 | 40.5 | 30.3 | 40.9 |  | JE | NG |  |  | 1.412
1707 | TC Ravenswood, LLC | Ravenswood 3-2 | J | 24249 | Queens | 081 | 36 | 1970-08-01 | 42.9 | 38.1 | 30.6 | 35.8 |  | JE | NG |  |  | 1.316
1708 | TC Ravenswood, LLC | Ravenswood 3-3 (MB - 10/31/14) | J | 24250 | Queens | 081 | 36 | 1970-08-01 | 42.9 | 37.7 | 0 | 0 |  | JE | NG |  |  | 0.863 | (M) (6)
1709 | TC Ravenswood, LLC | Ravenswood 3-4 (ReAct. - 8/20/14) | J | 24251 | Queens | 081 | 36 | 1970-08-01 | 42.9 | 35.8 | 30.9 | 38.6 |  | JE | NG |  |  | 1.526 | (D) (7)
1710 | TC Ravenswood, LLC | Ravenswood CC 04 | J | 23820 | Queens | 081 | 36 | 2004-05-01 | 250 | 231.2 | 216.6 | 262.9 |  | CC | NG | FO2 |  | 1527.248
1711 | TC Ravenswood, LLC | Ravenswood ST 01 | J | 23533 | Queens | 081 | 36 | 1963-02-01 | 400 | 365.1 | 366.2 | 363.6 |  | ST | FO6 | NG |  | 696.2573
1712 | TC Ravenswood, LLC | Ravenswood ST 02 | J | 23534 | Queens | 081 | 36 | 1963-05-01 | 400 | 391.6 | 363.5 | 373.7 |  | ST | FO6 | NG |  | 1005.964
1713 | TC Ravenswood, LLC | Ravenswood ST 03 | J | 23535 | Queens | 081 | 36 | 1965-06-01 | 1027 | 986.8 | 969.2 | 960.1 |  | ST | FO6 | NG |  | 1540.284
1714 | TransAlta Energy Marketing (U.S.) Inc. | Saranac Energy | D | 23793 | Plattsburgh | 019 | 36 | 1994-06-01 | 285.6 | 253.7 | 244.9 | 273.4 |  | CC | NG |  |  | 224.3005
1715 | Triton Power Company | Chateaugay High Falls | D | 323578 | Chateaugay | 033 | 36 | 1987-12-01 | 1.7 | 1.7 | 0 | 0 |  | HY | WAT |  |  | 4.2656
1716 | Western New York Wind Corp. | Western NY Wind Power | B | 24143 | Wethersfield | 121 | 36 | 2000-10-01 | 6.6 | 0 | 0 | 0 |  | WT | WND |  |  | 9.2787
1717 | Wheelabrator Hudson Falls, LLC | Wheelabrator Hudson Falls | F | 23798 | Hudson Falls | 115 | 36 | 1991-10-01 | 14.4 | 12.7 | 11.4 | 11.7 |  | ST | REF |  |  | 74.942
1718 | Wheelabrator Westchester, LP | Wheelabrator Westchester | H | 23653 | Peekskill | 119 | 36 | 1984-04-01 | 59.7 | 53.5 | 52.7 | 53.6 |  | ST | REF |  |  | 388.699
1719
1720 | [8 empty] | 44866.1 | 40333.7 | 38664.5 | 41012.8 | [5 empty] | 141186.6
1721

## Gen_Codes
Table III-1: Existing Generating Facilities Codes and Abbreviations
|  | FUEL CODE |  |  |  | FUEL TYPE |  |  |  | UNIT TYPE |  |  | GEN CODE
| 1 - | Gas Only |  |  | BAT - | Battery |  |  | CC - | Combined Cycle |  | 1 - | Steam Turbine (Oil)
| 2 - | Oil Only |  |  | BIT - | Bituminous Coal |  |  | CG - | Cogeneration |  | 2 - | Steam Turbine (Oil & Gas)
| 3 - | Oil & Gas (Dual) |  |  | BUT - | Butane |  |  | CT - | Combustion Turbine Portion (CC) |  | 3 - | Steam Turbine (Gas)
| 4 - | Coal (Primary) |  |  | COL - | Liquefied Coal |  |  | CW - | Waste Heat Only (CC) |  | 4 - | Steam Turbine (Coal)
| 5 - | Nuclear |  |  | FO2 - | No. 2 Fuel Oil |  |  | ES - | Energy Storage |  | 5 - | Combined Cycle (Oil & Gas)
| 6 - | Water (Conventional Hydro) |  |  | FO4 - | No. 4 Fuel Oil |  |  | FC - | Fuel Cell |  | A - | Combined Cycle (Gas)
| 7 - | Wind |  |  | FO6 - | No. 6 Fuel Oil |  |  | GT - | Combustion Turbine |  | 6 - | Jet Engine (Oil)
| 8 - | Methane (BioGas) |  |  | FW - | Fly Wheel |  |  | HY - | Conventional Hydro |  | 7 - | Jet Engine (Oil & Gas)
| 9 - | Refuse (Solid Waste) |  |  | JF - | Jet Fuel |  |  | IC - | Internal Combustion |  | B - | Jet Engine (Gas)
| 10 - | Sun (Photovoltaic) |  |  | KER - | Kerosene |  |  | IG - | Integrated Coal Gasification (CC) |  | 8 - | Combustion Turbine (Oil)
| 11 - | Wood |  |  | MTE - | Methane (Bio Gas) |  |  | JE - | Jet Engine |  | 9 - | Combustion Turbine (Oil & Gas)
| 12 - | Water (Pumped Storage) |  |  | NG - | Natural Gas |  |  | NB - | Steam (BWR Nuclear) |  | 10 - | Combustion Turbine (Gas)
| 13 - | Energy Storage (Battery) |  |  | OT - | Other (Describe In Footnote) |  |  | NP - | Steam (PWR Nuclear) |  | 11 - | Internal Combustion (Oil / Gas)
| 14 - | Energy Storage (Flywheel) |  |  | REF - | Refuse (Solid Waste) |  |  | PS - | Pumped Storage Hydro |  | 12 - | Pumped Storage Hydro
[5 empty] | SUN - | Sunlight |  |  | PV - | Photovoltaic |  | 13 - | Steam (PWR Nuclear)
[5 empty] | UR - | Uranium |  |  | ST - | Steam Turbine (Fossil) |  | 14 - | Steam (BWR Nuclear)
[5 empty] | WAT - | Water |  |  | WT - | Wind Turbine |  | 15 - | Conventional Hydro
[5 empty] | WD - | Wood and/or Wood Waste | [5 empty] | 16 - | Internal Combustion (Methane)
[5 empty] | WND - | Wind | [5 empty] | 17 - | Steam Turbine (Wood)
[12 empty] | 18 - | Steam Turbine (Refuse)
[12 empty] | 19 - | Wind
[12 empty] | 20 - | Energy Storage (Battery)
[12 empty] | 21 - | Solar
|  | COUNTY CODES |  |  |  | COUNTY CODES |  |  |  |  | COUNTY CODES |  |  |  | COUNTY CODES
|  | NEW YORK - NY - 36 |  |  |  | PENNSYLVANIA - PA - 42 |  |  |  |  | MASSACHUSETTS - MA - 25 |  |  |  | NEW JERSEY - NJ - 34
| 001 | Albany | 063 | Niagara | 001 | Adams | 067 | Juniata |  | 001 | Barnstable |  |  | 001 | Atlantic
| 003 | Allegany | 065 | Oneida | 003 | Allegheny | 069 | Lackawanna |  | 003 | Berkshire |  |  | 003 | Bergen
| 005 | Bronx | 067 | Onondaga | 005 | Armstrong | 071 | Lancaster |  | 005 | Bristol |  |  | 005 | Burlington
| 007 | Broome | 069 | Ontario | 007 | Beaver | 073 | Lawrence |  | 007 | Dukes |  |  | 007 | Camden
| 009 | Cattaraugus | 071 | Orange | 009 | Bedford | 075 | Lebannon |  | 009 | Essex |  |  | 009 | Cape May
| 011 | Cayuga | 073 | Orleans | 011 | Berks | 077 | Lehigh |  | 011 | Franklin |  |  | 011 | Cumberland
| 013 | Chautauqua | 075 | Oswego | 013 | Blair | 079 | Luzerne |  | 013 | Hampden |  |  | 013 | Essex
| 015 | Chemung | 077 | Otsego | 015 | Bradford | 081 | Lycoming |  | 015 | Hampshire |  |  | 015 | Gloucester
| 017 | Chenango | 079 | Putnam | 017 | Bucks | 083 | McKean |  | 017 | Middlesex |  |  | 017 | Hudson
| 019 | Clinton | 081 | Queens | 019 | Butler | 085 | Mercer |  | 019 | Nantucket |  |  | 019 | Hunterdon
| 021 | Columbia | 083 | Rensselaer | 021 | Cambria | 087 | Mifflin |  | 021 | Norfolk |  |  | 021 | Mercer
| 023 | Cortland | 085 | Richmond | 023 | Cameron | 089 | Monroe |  | 023 | Plymouth |  |  | 023 | Middlesex
| 025 | Delaware | 087 | Rockland | 025 | Carbon | 091 | Montgomery |  | 025 | Suffolk |  |  | 025 | Monmouth
| 027 | Dutchess | 089 | St Lawrence | 027 | Centre | 093 | Montour |  | 027 | Worcester |  |  | 027 | Morris
| 029 | Erie | 091 | Saratoga | 029 | Chester | 095 | Northhampton | [5 empty] | 029 | Ocean
| 031 | Essex | 093 | Schenectady | 031 | Clarion | 097 | Northumberland | [5 empty] | 031 | Passaic
| 033 | Franklin | 095 | Schoharie | 033 | Clearfield | 099 | Perry | [5 empty] | 033 | Salem
| 035 | Fulton | 097 | Schuyler | 035 | Clinton | 101 | Philadelphia | [5 empty] | 035 | Somerset
| 037 | Genesee | 099 | Seneca | 037 | Columbia | 103 | Pike | [5 empty] | 037 | Sussex
| 039 | Greene | 101 | Steuben | 039 | Crawford | 105 | Potter | [5 empty] | 039 | Union
| 041 | Hamilton | 103 | Suffolk | 041 | Cumberland | 107 | Schuylkill | [5 empty] | 041 | Warren
| 043 | Herkimer | 105 | Sullivan | 043 | Dauphin | 109 | Snyder
| 045 | Jefferson | 107 | Tioga | 045 | Delaware | 111 | Somerset
| 047 | Kings | 109 | Tompkins | 047 | Elk | 113 | Sullivan
| 049 | Lewis | 111 | Ulster | 049 | Erie | 115 | Susquehanna
| 051 | Livingston | 113 | Warren | 051 | Fayette | 117 | Tioga
| 053 | Madison | 115 | Washington | 053 | Forest | 119 | Union
| 055 | Monroe | 117 | Wayne | 055 | Franklin | 121 | Venango
| 057 | Montgomery | 119 | Westchester | 057 | Fulton | 123 | Warren
| 059 | Nassau | 121 | Wyoming | 059 | Greene | 125 | Washington
| 061 | New York | 123 | Yates | 061 | Huntingdon | 127 | Wayne
[5 empty] | 063 | Indiana | 129 | Westmoreland
[5 empty] | 065 | Jefferson | 131 | Wyoming
[7 empty] | 133 | York

## Notes
NOTES FOR (TABLE I I I - 2) EXISTING GENERATORS
Note | Owner / Operator | Station Unit | Zone | PTID | Note
1 | Astoria Generating Company L.P. | Astoria 2 (Reactivation - 12/31/14) | J | 24149 | Unit produced power during Dec 2014.
2 | Binghamton BOP, LLC | Binghamton (Reactivation - 12/16/2014) | C | 23790 | Unit produced power during Dec 2014.
3 | Danskammer Energy, LLC | Danskammer 3 (Reactivation - 12/16/14) | G | 23590 | Unit produced power during Dec 2014.
4 | Danskammer Energy, LLC | Danskammer 4 (Reactivation - 11/1/14) | G | 23591 | Unit produced power during months Nov - Dec 2014.
5 | Marsh Hill Energy LLC | Marsh Hill Wind Farm | C | 323713 | Unit produced power during months Nov - Dec 2014.
6 | TC Ravenswood, LLC | Ravenswood 3-3 (Mothball - 10/31/14) | J | 24250 | Unit produced power during months Jan - Jul 2014.
7 | TC Ravenswood, LLC | Ravenswood 3-4 (Reactivation - 8/20/14) | J | 24251 | Unit produced power during months Aug - Dec 2014
A | Various | Generating Units | A-K | Various | Summer CRIS caps reflect capacity level of the unit that is deemed deliverable. See Definitions of Labels for the Load & Capacity Schedules (Section V) for description.
B | Various | Generating Units | A-K | Various | Summer Capability reflects DMNC values that are applicable to the Summer 2015 ICAP Market. Winter Capability reflects DMNC values that were applicable to the Winter 2014-2015 ICAP Market. DMNC stands for Dependable Maximum Net Generating Capability.
D | Various | Generating Units | A-K | Various | Unit(s) returned to service from mothballed status.
G | Various | Generating Station | A-K | Various | Generation is reported as Station Total.
M | Various | Mothballed Generator | A-K | Various | This unit is mothballed and therefore treated as retired, per PSC order in Case 05-E-0889, fn 1.
N | Various | New Generator | A-K | Various | Unit(s) added since the publication of the 2014 Load and Capacity Data Report.
S | Various | RSS Generator | A-K | Various | This unit is operating under a RSS (Reliability Support Services) agreement.
U | Various | Generating Units | A-K | Various | The fuel type selection is not meant to provide any information on current fuel inventories, nor does it indicate which of the fuels might be considered as primary.
V | Various | Generating Units | A-K | Various | Typically, Name Plate refers to a historic rating and may not reflect the most current value.