## Sources
This spreadsheet containts Hourly and 5-Minute profiles for four days to be used in the Public Policy market impact study.
Utility-Scale Resources are summarized separately from BTM Solar Resourses, as BTM Solar is a load modifier
Resource | Source of MW Target | Zonal Distribution | Source of Profile | Modifications/Notes
On-shore Wind | Final Supplmental EIS, May 19, 2016; Exhibit 4-1, Blend Case | Scaled to Jan 2017 Interconnection Queue | Zonal Production DAM Forecast for day | MW-hour profile scaled up to match GWh goal: MWti = (MWta* 2) - (MWta * (MWta/MWnameplate))
Off-Shore Wind | Final Supplmental EIS, May 19, 2016; Exhibit 4-1, Blend Case | Blend Case | NREL Wind Prospector, 2012 Data | MW-hour profile scaled up to match GWh goal: MWti = (MWta* 2) - (MWta * (MWta/MWnameplate)) DA Forecast simulated with error based on on-shore error values.
Utility-Scale Solar | Final Supplmental EIS, May 19, 2016; Exhibit 4-1, Blend Case | Blend Case, Exhibit 5-8 | Clear sky model and Genscape data. 2016 per-unit average. | Day-ahead MW-hour values based on clear sky profiles for July 25 to simulate forecast error.
Behind the Meter (BTM) Solar | MW Values based on 5,000 GWH Target | NYSERDA installed PV data, source file November 2016 | Genscape. 2016 per-unit average. | Adjusted clear sky profile to fit GWH values to a 13.5% capacity factor conversion to MWs. Zonal MW values then multiplied by zonal actual profiles from Genscape.
ROR Hydro | Final Supplmental EIS, May 19, 2016; Exhibit 4-1, Blend Case | Blend Case | Zonal DSS data for study days 2016
Biomass | Final Supplmental EIS, May 19, 2016; Exhibit 4-1, Blend Case | EIS exhibit 5-29 | Single 2014 average from DSS. | Used pre-2016 data for profiles because these units have mostly gone behind the meter since 2015. A single, average profile used.
Anaerobic Digesters | Final Supplmental EIS, May 19, 2016; Exhibit 4-1, Blend Case | EIS exhibit 5-27 | Flat, 70% of nameplate | LFG generators are must-run for condensate managment. Output is near flat when operating.

## MW Assumptions
MW Assumptions
| Existing MW 2016 |  | A | B | C | D | E | F | G | H | I | J | K | Total
|  | On-shore Wind | A: 135.5; B: 6.6; C: 568.7; D: 601; E: 441.85 | 1753.65
|  | Off-shore Wind | [11 empty] | 0
|  | Utility-Scale Solar | K: 31.5 | 31.5
|  | Hydro | 2865.28 | 65.222 | 132.003 | 1162.62 | 491.675 | 502.3 | 106.8 |  |  |  |  | 5325.9
|  | Biomass | A: 56; E: 92.05 | 148.05
|  | ADG/LFG | 28.6 | 15.6 | 49.6 | 6.4 | 11.2 | 14.3 | 5.5 |  |  |  | 6.1 | 137.3
|  | BTM Solar | 38 | 23 | 56 | 2 | 34 | 113 | 114 | 18 | 23 | 82 | 209 | 712
| Incremental MW Added by 2030 | [12 empty] | Total
|  | On-shore Wind | A: 980.8105; B: 238.0597; C: 947.0864; D: 850.9491; E: 1030.577; F: 140.5173 | 4188
|  | Off-shore Wind | J: 408; K: 591 | 999
|  | Utility-Scale Solar | A: 841; C: 391; F: 1812; G: 431; H: 7; K: 373 | 3855
|  | Hydro | 8 | 30 | 72 |  | 219 | 213 | 28 | 17 |  |  |  | 587
|  | Biomass | A: 57; C: 65 | 122
|  | ADG/LFG | 5 | 4 | 2 |  |  | 2 |  |  | 3 | 34 | 3 | 53
|  | BTM Solar | 192.8981 | 117.2943 | 286.6517 | 10.3118 | 174.1576 | 577.3264 | 584.0408 | 90.7371 | 118.0296 | 418.9175 | 1069.4084 | 3639.7733
| TOTAL MW ASSUMED FOR STUDY | [12 empty] | Total
|  | On-shore Wind | A: 1116.3105; B: 244.6597; C: 1515.7864; D: 1451.9491; E: 1472.427; F: 140.5173 | 5941.65
|  | Off-shore Wind | J: 408; K: 591 | 999
|  | Utility-Scale Solar | A: 841; C: 391; F: 1812; G: 431; H: 7; K: 404.5 | 3886.5
|  | Hydro | 2873.28 | 95.222 | 204.003 | 1162.62 | 710.675 | 715.3 | 134.8 | 17 |  |  |  | 5912.9
|  | Biomass | A: 113; C: 65; E: 92.05 | 270.05
|  | ADG/LFG | 33.6 | 19.6 | 51.6 | 6.4 | 11.2 | 16.3 | 5.5 |  | 3 | 34 | 9.1 | 190.3
|  | BTM Solar | 230.8981 | 140.2943 | 342.6517 | 12.3118 | 208.1576 | 690.3264 | 698.0408 | 108.7371 | 141.0296 | 500.9175 | 1278.4084 | 4351.7733
| TOTAL |  | 5208.0886 | 499.7759 | 2570.041 | 2633.2809 | 2494.5097 | 3374.4437 | 1269.3408 | 132.7371 | 144.0296 | 942.9175 | 2283.0084 | 21552.1733
| Renewable Resource | Renewable Generation (GWH) | F: Renewable Generation (MW)
|  | Base Case | C: High Load; F: Base Case; I: High Load
|  | PPA | Blend | Fixed REC | PPA | Blend | Fixed REC | PPA | Blend | Fixed REC | PPA | Blend | Fixed REC
To 2023
| Land-based Wind | 6251 | 5853 | 5455 | 8311 | 7570 | 6829 | 1811 | 1691 | 1572 | 2445 | 2221 | 1996
| Utility-scale Solar | 0 | 151 | 301 | 354 | 766 | 1177 | 0 | 124 | 248 | 291 | 632 | 974
| Hydro | 591 | 565 | 539 | 605 | 576 | 546 | 131 | 123 | 114 | 135 | 126 | 116
| Biomass/ADG | 286 | 485 | 684 | 732 | 1098 | 1464 | 47 | 75 | 103 | 111 | 163 | 215
| Offshore Wind | 0 | 0 | 0 | 0 | 0 | 0 | 0 | 0 | 0 | 0 | 0 | 0
| Imports | 579 | 654 | 729 | 1776 | 1769 | 1762 | 154 | 173 | 192 | 463 | 463 | 463
| Total | 7707 | 7708 | 7708 | 11778 | 11779 | 11778 | 2143 | 2186 | 2229 | 3445 | 3605 | 3764
To 2030
| Land-based Wind | 13651 | 14326 | 15002 | 19802 | 19276 | 18749 | 4000 | 4188 | 4375 | 5905 | 5738 | 5570
| Utility-scale Solar | 3274 | 4582 | 5889 | 6144 | 7127 | 8110 | 2736 | 3855 | 4974 | 5200 | 6032 | 6865
| Hydro | 2809 | 2720 | 2630 | 2867 | 2837 | 2808 | 608 | 587 | 566 | 624 | 616 | 609
| Biomass/ADG | 722 | 1179 | 1637 | 732 | 1602 | 2472 | 110 | 175 | 240 | 111 | 235 | 359
| Offshore Wind | 6839 | 4275 | 1711 | 7826 | 6646 | 5467 | 1599 | 1000 | 400 | 1830 | 1554 | 1278
| Imports | 1759 | 1972 | 2185 | 2879 | 2761 | 2644 | 455 | 516 | 576 | 834 | 777 | 721
| Total | 29054 | 29054 | 29054 | 40250 | 40249 | 40250 | 9508 | 10321 | 11131 | 14504 | 14952 | 15402

## 2016 Generators
TABLE III - 2
EXISTING GENERATING FACILITIES
LINE | Owner, |  |  |  | Location |  |  |  | Name | CRIS | 2016 |  | D |  | Fuel (U) |  |  | 2015
REF. | Operator, | [6 empty] | In-Service | Plate | Sum | Capability (B) |  | U |  |  |  |  | Net
NO. | and / or | [6 empty] | Date | Rating (V) | Cap (A) | MW |  | A | Unit | Type | Type | Type | Energy | Notes
| Billing Organization | Station Unit | Zone | PTID | Town | Cnty | St | YY-MM-DD | MW | MW | SUM | WIN | L | Type | 1 | 2 | 3 | GWh
a | b | c | d | e | f | g | h | i | j | k | l | m | n | o | p | q | r | s | t
R1001 | Albany Energy LLC | Albany LFGE | F | 323615 | Albany | 001 | 36 | 1998-05-01 | 5.6 | 4.5 | 5.6 | 5.6 |  | IC | MTE |  |  | 31.3824
R1002 | Astoria Energy II, LLC | Astoria Energy 2 - CC3 | J | 323677 | Queens | 081 | 36 | 2011-07-01 | 330 | 288 | 281.3 | 325.2 | YES | CC | NG | FO2 |  | 3257.6736 | ( G )
R1003 | Astoria Energy II, LLC | Astoria Energy 2 - CC4 | J | 323678 | Queens | 081 | 36 | 2011-07-01 | 330 | 288 | 281.3 | 325.2 | YES | CC | NG | FO2
R1004 | Astoria Energy, LLC | Astoria East Energy - CC1 | J | 323581 | Queens | 081 | 36 | 2006-04-01 | 320 | 278.7 | 281.8 | 317.8 | YES | CC | NG | FO2 |  | 3500.9945 | ( G )
R1005 | Astoria Energy, LLC | Astoria East Energy - CC2 | J | 323582 | Queens | 081 | 36 | 2006-04-01 | 320 | 278.7 | 281.8 | 317.8 | YES | CC | NG | FO2
R1006 | Astoria Generating Company L.P. | Astoria 2 | J | 24149 | Queens | 081 | 36 | 1954-03-01 | 180 | 177 | 172.3 | 166.6 |  | ST | NG |  |  | 6.488
R1007 | Astoria Generating Company L.P. | Astoria 3 | J | 23516 | Queens | 081 | 36 | 1958-09-01 | 376 | 369.9 | 377.2 | 377.2 | YES | ST | FO6 | NG |  | 415.713
R1008 | Astoria Generating Company L.P. | Astoria 5 | J | 23518 | Queens | 081 | 36 | 1962-05-01 | 387 | 376.3 | 382.3 | 385.5 | YES | ST | FO6 | NG |  | 478.942
R1009 | Astoria Generating Company L.P. | Astoria GT 01 | J | 23523 | Queens | 081 | 36 | 1967-07-01 | 16 | 15.7 | 14.5 | 18.3 |  | GT | NG |  |  | 0.49568
R1010 | Astoria Generating Company L.P. | Gowanus 1-1 | J | 24077 | Brooklyn | 047 | 36 | 1971-06-01 | 20 | 19.1 | 17.7 | 23.8 |  | GT | FO2 |  |  | 0.187
R1011 | Astoria Generating Company L.P. | Gowanus 1-2 | J | 24078 | Brooklyn | 047 | 36 | 1971-06-01 | 20 | 17.1 | 18.1 | 23.7 |  | GT | FO2 |  |  | 0.202
R1012 | Astoria Generating Company L.P. | Gowanus 1-3 | J | 24079 | Brooklyn | 047 | 36 | 1971-06-01 | 20 | 17.2 | 16.3 | 22.2 |  | GT | FO2 |  |  | 0.1515
R1013 | Astoria Generating Company L.P. | Gowanus 1-4 | J | 24080 | Brooklyn | 047 | 36 | 1971-06-01 | 20 | 17.1 | 15.7 | 21.6 |  | GT | FO2 |  |  | 0.1415
R1014 | Astoria Generating Company L.P. | Gowanus 1-5 | J | 24084 | Brooklyn | 047 | 36 | 1971-06-01 | 20 | 16.5 | 15.9 | 22.4 |  | GT | FO2 |  |  | 0.152
R1015 | Astoria Generating Company L.P. | Gowanus 1-6 | J | 24111 | Brooklyn | 047 | 36 | 1971-06-01 | 20 | 18 | 15.7 | 21.7 |  | GT | FO2 |  |  | 0.1045
R1016 | Astoria Generating Company L.P. | Gowanus 1-7 | J | 24112 | Brooklyn | 047 | 36 | 1971-06-01 | 20 | 17.6 | 16.4 | 21.7 |  | GT | FO2 |  |  | 0.091
R1017 | Astoria Generating Company L.P. | Gowanus 1-8 | J | 24113 | Brooklyn | 047 | 36 | 1971-06-01 | 20 | 16.1 | 15.2 | 20.6 |  | GT | FO2 |  |  | 0.082
R1018 | Astoria Generating Company L.P. | Gowanus 2-1 | J | 24114 | Brooklyn | 047 | 36 | 1971-06-01 | 20 | 17.9 | 16.9 | 21.3 | YES | GT | FO2 | NG |  | 0.76
R1019 | Astoria Generating Company L.P. | Gowanus 2-2 | J | 24115 | Brooklyn | 047 | 36 | 1971-06-01 | 20 | 18.8 | 18.2 | 22.5 | YES | GT | FO2 | NG |  | 0.83
R1020 | Astoria Generating Company L.P. | Gowanus 2-3 | J | 24116 | Brooklyn | 047 | 36 | 1971-06-01 | 20 | 20.6 | 19 | 23.7 | YES | GT | FO2 | NG |  | 1.46
R1021 | Astoria Generating Company L.P. | Gowanus 2-4 | J | 24117 | Brooklyn | 047 | 36 | 1971-06-01 | 20 | 19.3 | 17.5 | 21.7 | YES | GT | FO2 | NG |  | 0.88
R1022 | Astoria Generating Company L.P. | Gowanus 2-5 | J | 24118 | Brooklyn | 047 | 36 | 1971-06-01 | 20 | 18.6 | 17.5 | 22.7 | YES | GT | FO2 | NG |  | 1.078
R1023 | Astoria Generating Company L.P. | Gowanus 2-6 | J | 24119 | Brooklyn | 047 | 36 | 1971-06-01 | 20 | 20.3 | 19.1 | 23.6 | YES | GT | FO2 | NG |  | 1.48
R1024 | Astoria Generating Company L.P. | Gowanus 2-7 | J | 24120 | Brooklyn | 047 | 36 | 1971-06-01 | 20 | 19.6 | 19.1 | 23.5 | YES | GT | FO2 | NG |  | 1.17
R1025 | Astoria Generating Company L.P. | Gowanus 2-8 | J | 24121 | Brooklyn | 047 | 36 | 1971-06-01 | 20 | 17.7 | 17.2 | 21.6 | YES | GT | FO2 | NG |  | 0.84
R1026 | Astoria Generating Company L.P. | Gowanus 3-1 | J | 24122 | Brooklyn | 047 | 36 | 1971-07-01 | 20 | 17.7 | 16.5 | 21.7 | YES | GT | FO2 | NG |  | 0.69
R1027 | Astoria Generating Company L.P. | Gowanus 3-2 | J | 24123 | Brooklyn | 047 | 36 | 1971-07-01 | 20 | 17.7 | 16.5 | 21.7 | YES | GT | FO2 | NG |  | 0.6
R1028 | Astoria Generating Company L.P. | Gowanus 3-3 | J | 24124 | Brooklyn | 047 | 36 | 1971-07-01 | 20 | 19.8 | 17.9 | 23.3 | YES | GT | FO2 | NG |  | 0.67
R1029 | Astoria Generating Company L.P. | Gowanus 3-4 | J | 24125 | Brooklyn | 047 | 36 | 1971-07-01 | 20 | 17.9 | 16.3 | 21.5 | YES | GT | FO2 | NG |  | 0.47
R1030 | Astoria Generating Company L.P. | Gowanus 3-5 | J | 24126 | Brooklyn | 047 | 36 | 1971-07-01 | 20 | 19 | 17 | 22.3 | YES | GT | FO2 | NG |  | 0.77
R1031 | Astoria Generating Company L.P. | Gowanus 3-6 | J | 24127 | Brooklyn | 047 | 36 | 1971-07-01 | 20 | 17.6 | 15.2 | 20.3 | YES | GT | FO2 | NG |  | 0.45
R1032 | Astoria Generating Company L.P. | Gowanus 3-7 | J | 24128 | Brooklyn | 047 | 36 | 1971-07-01 | 20 | 18.1 | 17.9 | 23.1 | YES | GT | FO2 | NG |  | 1.25
R1033 | Astoria Generating Company L.P. | Gowanus 3-8 | J | 24129 | Brooklyn | 047 | 36 | 1971-07-01 | 20 | 19 | 18 | 23.2 | YES | GT | FO2 | NG |  | 0.65
R1034 | Astoria Generating Company L.P. | Gowanus 4-1 | J | 24130 | Brooklyn | 047 | 36 | 1971-07-01 | 20 | 16.8 | 18.8 | 23.7 |  | GT | FO2 |  |  | 0.33
R1035 | Astoria Generating Company L.P. | Gowanus 4-2 | J | 24131 | Brooklyn | 047 | 36 | 1971-07-01 | 20 | 17.3 | 17.5 | 22.7 |  | GT | FO2 |  |  | 0.22
R1036 | Astoria Generating Company L.P. | Gowanus 4-3 | J | 24132 | Brooklyn | 047 | 36 | 1971-07-01 | 20 | 17.6 | 17.1 | 22.4 |  | GT | FO2 |  |  | 0.12
R1037 | Astoria Generating Company L.P. | Gowanus 4-4 | J | 24133 | Brooklyn | 047 | 36 | 1971-07-01 | 20 | 17.1 | 16.2 | 21.4 |  | GT | FO2 |  |  | 0.14
R1038 | Astoria Generating Company L.P. | Gowanus 4-5 | J | 24134 | Brooklyn | 047 | 36 | 1971-07-01 | 20 | 17.1 | 15.7 | 21.9 |  | GT | FO2 |  |  | 0.11
R1039 | Astoria Generating Company L.P. | Gowanus 4-6 | J | 24135 | Brooklyn | 047 | 36 | 1971-07-01 | 20 | 18.6 | 17.5 | 21.9 |  | GT | FO2 |  |  | 0.10055
R1040 | Astoria Generating Company L.P. | Gowanus 4-7 | J | 24136 | Brooklyn | 047 | 36 | 1971-07-01 | 20 | 16.6 | 16.1 | 21.8 |  | GT | FO2 |  |  | 0.08
R1041 | Astoria Generating Company L.P. | Gowanus 4-8 | J | 24137 | Brooklyn | 047 | 36 | 1971-07-01 | 20 | 19 | 16.5 | 22.8 |  | GT | FO2 |  |  | 0.095
R1042 | Astoria Generating Company L.P. | Narrows 1-1 | J | 24228 | Brooklyn | 047 | 36 | 1972-05-01 | 22 | 21 | 18.5 | 24 | YES | GT | KER | NG |  | 4.797
R1043 | Astoria Generating Company L.P. | Narrows 1-2 | J | 24229 | Brooklyn | 047 | 36 | 1972-05-01 | 22 | 19.5 | 16.7 | 22.7 | YES | GT | KER | NG |  | 3.96
R1044 | Astoria Generating Company L.P. | Narrows 1-3 | J | 24230 | Brooklyn | 047 | 36 | 1972-05-01 | 22 | 20.4 | 18.2 | 23.3 | YES | GT | KER | NG |  | 3.3615
R1045 | Astoria Generating Company L.P. | Narrows 1-4 | J | 24231 | Brooklyn | 047 | 36 | 1972-05-01 | 22 | 20.1 | 18 | 23.6 | YES | GT | KER | NG |  | 4.05
R1046 | Astoria Generating Company L.P. | Narrows 1-5 | J | 24232 | Brooklyn | 047 | 36 | 1972-05-01 | 22 | 19.8 | 19 | 23.5 | YES | GT | KER | NG |  | 4.634
R1047 | Astoria Generating Company L.P. | Narrows 1-6 | J | 24233 | Brooklyn | 047 | 36 | 1972-05-01 | 22 | 18.9 | 16 | 21.1 | YES | GT | KER | NG |  | 3.97
R1048 | Astoria Generating Company L.P. | Narrows 1-7 | J | 24234 | Brooklyn | 047 | 36 | 1972-05-01 | 22 | 18.4 | 16.1 | 20.5 | YES | GT | KER | NG |  | 3.74
R1049 | Astoria Generating Company L.P. | Narrows 1-8 | J | 24235 | Brooklyn | 047 | 36 | 1972-05-01 | 22 | 19.9 | 16.9 | 22.2 | YES | GT | KER | NG |  | 3.88
R1050 | Astoria Generating Company L.P. | Narrows 2-1 | J | 24236 | Brooklyn | 047 | 36 | 1972-06-01 | 22 | 19.4 | 18.4 | 24.4 | YES | GT | KER | NG |  | 5.91
R1051 | Astoria Generating Company L.P. | Narrows 2-2 | J | 24237 | Brooklyn | 047 | 36 | 1972-06-01 | 22 | 18.7 | 17.2 | 22.5 | YES | GT | KER | NG |  | 4.25
R1052 | Astoria Generating Company L.P. | Narrows 2-3 | J | 24238 | Brooklyn | 047 | 36 | 1972-06-01 | 22 | 18.4 | 17.9 | 23.3 | YES | GT | KER | NG |  | 4.51
R1053 | Astoria Generating Company L.P. | Narrows 2-4 | J | 24239 | Brooklyn | 047 | 36 | 1972-06-01 | 22 | 18.4 | 18.3 | 23.2 | YES | GT | KER | NG |  | 4.36
R1054 | Astoria Generating Company L.P. | Narrows 2-5 | J | 24240 | Brooklyn | 047 | 36 | 1972-06-01 | 22 | 19.9 | 17.6 | 24 | YES | GT | KER | NG |  | 2.563
R1055 | Astoria Generating Company L.P. | Narrows 2-6 | J | 24241 | Brooklyn | 047 | 36 | 1972-06-01 | 22 | 18.1 | 15.5 | 21.3 | YES | GT | KER | NG |  | 2.35
R1056 | Astoria Generating Company L.P. | Narrows 2-7 | J | 24242 | Brooklyn | 047 | 36 | 1972-06-01 | 22 | 20.7 | 18.3 | 24.6 | YES | GT | KER | NG |  | 3
R1057 | Astoria Generating Company L.P. | Narrows 2-8 | J | 24243 | Brooklyn | 047 | 36 | 1972-06-01 | 22 | 17.5 | 15.8 | 21.6 | YES | GT | KER | NG |  | 2.2
R1058 | Athens Generating Company, LP | Athens 1 | F | 23668 | Athens | 039 | 36 | 2004-05-01 | 441 | 316.6 | 324.4 | 408.7 | YES | CC | NG | FO2 |  | 1396.0572
R1059 | Athens Generating Company, LP | Athens 2 | F | 23670 | Athens | 039 | 36 | 2004-05-01 | 441 | 315.6 | 323.7 | 408.7 | YES | CC | NG | FO2 |  | 1204.9647
R1060 | Athens Generating Company, LP | Athens 3 | F | 23677 | Athens | 039 | 36 | 2004-05-01 | 441 | 312.8 | 320.6 | 406.1 | YES | CC | NG | FO2 |  | 719.3327
R1061 | Bayonne Energy Center, LLC | Bayonne EC CTG1 | J | 323682 | Bayonne NJ | 017 | 34 | 2012-06-01 | 64 | 64 | 59.9 | 63.2 | YES | JE | NG | KER |  | 135.3876
R1062 | Bayonne Energy Center, LLC | Bayonne EC CTG2 | J | 323683 | Bayonne NJ | 017 | 34 | 2012-06-01 | 64 | 64 | 58.9 | 63.2 | YES | JE | NG | KER |  | 124.6581
R1063 | Bayonne Energy Center, LLC | Bayonne EC CTG3 | J | 323684 | Bayonne NJ | 017 | 34 | 2012-06-01 | 64 | 64 | 60 | 63 | YES | JE | NG | KER |  | 120.9395
R1064 | Bayonne Energy Center, LLC | Bayonne EC CTG4 | J | 323685 | Bayonne NJ | 017 | 34 | 2012-06-01 | 64 | 64 | 57.9 | 63 | YES | JE | NG | KER |  | 125.9092
R1065 | Bayonne Energy Center, LLC | Bayonne EC CTG5 | J | 323686 | Bayonne NJ | 017 | 34 | 2012-06-01 | 64 | 64 | 59.9 | 63.2 | YES | JE | NG | KER |  | 135.5542
R1066 | Bayonne Energy Center, LLC | Bayonne EC CTG6 | J | 323687 | Bayonne NJ | 017 | 34 | 2012-06-01 | 64 | 64 | 58.1 | 62.7 | YES | JE | NG | KER |  | 109.1133
R1067 | Bayonne Energy Center, LLC | Bayonne EC CTG7 | J | 323688 | Bayonne NJ | 017 | 34 | 2012-06-01 | 64 | 64 | 58.6 | 63.1 | YES | JE | NG | KER |  | 121.4682
R1068 | Bayonne Energy Center, LLC | Bayonne EC CTG8 | J | 323689 | Bayonne NJ | 017 | 34 | 2012-06-01 | 64 | 64 | 59.9 | 63.2 | YES | JE | NG | KER |  | 141.108
R1069 | Binghamton BOP, LLC | Binghamton | C | 23790 | Binghamton | 007 | 36 | 2001-03-01 | 47.7 | 43.8 | 41.9 | 46.9 | YES | CC | NG | KER |  | 32.92
R1070 | Boralex Hydro Operations Inc | Fourth Branch | F | 23824 | Waterford | 091 | 36 | 1987-12-01 | 3.3 | 3.5 | 3.3 | 3.3 |  | HY | WAT |  |  | 13.2897
R1071 | Boralex Hydro Operations Inc | NYS Dam | F | 23527 | Waterford | 091 | 36 | 1990-12-01 | 11.4 | 11.3 | 11.4 | 11.4 |  | HY | WAT |  |  | 41.9196
R1072 | Boralex Hydro Operations Inc | Sissonville | E | 23735 | Potsdam | 089 | 36 | 1990-08-01 | 3.1 | 3 | 3.1 | 3.1 |  | HY | WAT |  |  | 13.146
R1073 | Boralex Hydro Operations Inc | Warrensburg | F | 23737 | Warrensburg | 113 | 36 | 1988-12-01 | 2.9 | 3 | 2.9 | 2.9 |  | HY | WAT |  |  | 10.8767
R1074 | Calpine Energy Services LP | Bethpage | K | 23823 | Hicksville | 059 | 36 | 1989-09-01 | 83.6 | 54.9 | 51.5 | 60 |  | CC | NG |  |  | 323.968
R1075 | Calpine Energy Services LP | Bethpage GT4 | K | 323586 | Hicksville | 059 | 36 | 2002-07-01 | 60 | 48.2 | 44.4 | 48.1 |  | GT | NG |  |  | 168.412
R1076 | Calpine Energy Services LP | KIAC_JFK_GT1 | J | 23816 | Jamaica | 081 | 36 | 1995-02-01 | 60.6 | 58.7 | 60.6 | 61 | YES | CC | NG | FO2 |  | 713.244 | ( G )
R1077 | Calpine Energy Services LP | KIAC_JFK_GT2 | J | 23817 | Jamaica | 081 | 36 | 1995-02-01 | 60.6 | 58.3 | 58.8 | 60.4 | YES | CC | NG | FO2
R1078 | Canandaigua Power Partners, LLC | Canandaigua Wind Power | C | 323617 | Avoca | 101 | 36 | 2008-12-05 | 125 | 125 | 125 | 125 |  | WT | WND |  |  | 261.047
R1079 | Canastota Windpower LLC | Fenner Wind Power | C | 24204 | Fenner | 053 | 36 | 2001-12-01 | 30 | 0 | 0 | 0 |  | WT | WND |  |  | 67.3651
R1080 | Carr Street Generating Station LP | Carr St.-E. Syr | C | 24060 | Dewitt | 067 | 36 | 1993-08-01 | 122.6 | 89 | 88 | 103.4 | YES | CC | NG | FO2 |  | 307.32
R1081 | Castleton Power, LLC | Castleton Energy Center | F | 23900 | Castleton | 083 | 36 | 1992-01-01 | 72 | 67 | 61 | 71.8 | YES | CC | NG | FO2 |  | 283.8325
R1082 | Cayuga Operating Company, LLC | Cayuga 1 | C | 23584 | Lansing | 109 | 36 | 1955-09-01 | 155.3 | 154.1 | 150.1 | 152.3 |  | ST | BIT |  |  | 94.4152 | ( S )
R1083 | Cayuga Operating Company, LLC | Cayuga 2 | C | 23585 | Lansing | 109 | 36 | 1958-10-01 | 167.2 | 154.7 | 150.4 | 156.8 |  | ST | BIT |  |  | 434.6559 | ( S )
R1084 | Cayuga Operating Company, LLC | Cayuga IC 1 | C | 23629 | Lansing | 109 | 36 | 1967-08-01 | 2.8 | 0 | 0 | 0 |  | IC | FO2 |  |  | 0
R1085 | Cayuga Operating Company, LLC | Cayuga IC 2 | C | 23629 | Lansing | 109 | 36 | 1967-08-01 | 2.8 | 0 | 0 | 0 |  | IC | FO2 |  |  | 0
R1086 | Central Hudson Gas & Elec. Corp. | Coxsackie GT | G | 23611 | Coxsackie | 039 | 36 | 1969-12-01 | 21.6 | 19.9 | 19.6 | 23.6 | YES | GT | KER | NG |  | 0.1115
R1087 | Central Hudson Gas & Elec. Corp. | Dashville 1 | G | 23610 | Rifton | 111 | 36 | 1920-01-01 | 2.4 | 2.7 | 0 | 0 |  | HY | WAT |  |  | 0
R1088 | Central Hudson Gas & Elec. Corp. | Dashville 2 | G | 23610 | Rifton | 111 | 36 | 1920-01-01 | 2.4 | 2.7 | 0 | 0 |  | HY | WAT |  |  | 0
R1089 | Central Hudson Gas & Elec. Corp. | DCRRA | G | 23765 | Poughkeepsie | 027 | 36 | 1987-09-01 | 9.2 | 8.8 | 7.4 | 7.9 |  | ST | REF |  |  | 43.8334
R1090 | Central Hudson Gas & Elec. Corp. | High Falls | G | 23754 | Marbletown | 111 | 36 | 1986-12-01 | 3.2 | 3 | 0 | 0 |  | HY | WAT |  |  | 0
R1091 | Central Hudson Gas & Elec. Corp. | Millpond | G | 5004 | Catskill | 039 | 36 | 1993-12-01 | 0.9 |  | 0 | 0 |  | HY | WAT |  |  | 0
R1092 | Central Hudson Gas & Elec. Corp. | Montgomery West | G | 5005 | Montgomery | 071 | 36 | 1985-11-01 | 0.2 |  | 0 | 0 |  | HY | WAT |  |  | 0
R1093 | Central Hudson Gas & Elec. Corp. | Salisbury Mills | G | 5006 | Salisbury Mills | 071 | 36 | 1986-12-01 | 0.5 |  | 0 | 0 |  | HY | WAT |  |  | 0
R1094 | Central Hudson Gas & Elec. Corp. | South Cairo | G | 23612 | Cairo | 039 | 36 | 1970-06-01 | 21.6 | 19.8 | 19 | 23.5 |  | GT | KER |  |  | 0.059
R1095 | Central Hudson Gas & Elec. Corp. | Sturgeon 1 | G | 23609 | Rifton | 111 | 36 | 1924-01-01 | 4.8 | 5 | 0 | 0 |  | HY | WAT |  |  | 0
R1096 | Central Hudson Gas & Elec. Corp. | Sturgeon 2 | G | 23609 | Rifton | 111 | 36 | 1924-01-01 | 4.8 | 5.8 | 0 | 0 |  | HY | WAT |  |  | 0
R1097 | Central Hudson Gas & Elec. Corp. | Sturgeon 3 | G | 23609 | Rifton | 111 | 36 | 1924-01-01 | 4.8 | 5 | 0 | 0 |  | HY | WAT |  |  | 0
R1098 | Central Hudson Gas & Elec. Corp. | Wallkill | G | 5007 | Shwangunk | 111 | 36 | 1986-12-01 | 0.5 |  | 0 | 0 |  | HY | WAT |  |  | 0
R1099 | Central Hudson Gas & Elec. Corp. | Wappingers Falls | G | 23765 | Wappingers | 027 | 36 | 1988-12-01 | 2 | 2 | 2 | 2 |  | HY | WAT |  |  | 6.572
R1100 | CHI Energy Inc | Goodyear Lake | E | 323669 | Milford | 077 | 36 | 1980-07-01 | 1.4 | 1.4 | 0 | 0 |  | HY | WAT |  |  | 3.4815
R1101 | Consolidated Edison Co. of NY, Inc. | 59 St. GT 1 | J | 24138 | Manhattan | 061 | 36 | 1969-06-01 | 17.1 | 15.4 | 14.9 | 15 | YES | GT | KER | NG |  | 0.0447
R1102 | Consolidated Edison Co. of NY, Inc. | 74 St. GT 1 | J | 24260 | Manhattan | 061 | 36 | 1968-10-01 | 18.5 | 19 | 17.9 | 22.1 |  | GT | KER |  |  | 0.212
R1103 | Consolidated Edison Co. of NY, Inc. | 74 St. GT 2 | J | 24261 | Manhattan | 061 | 36 | 1968-10-01 | 18.5 | 20.1 | 19.8 | 22.1 |  | GT | KER |  |  | 0.166
R1104 | Consolidated Edison Co. of NY, Inc. | Brooklyn Navy Yard | J | 23515 | Brooklyn | 047 | 36 | 1996-11-01 | 322 | 266.9 | 260.3 | 301.8 | YES | CC | NG | FO2 |  | 1866.033
R1105 | Consolidated Edison Co. of NY, Inc. | East River 1 | J | 323558 | Manhattan | 061 | 36 | 2005-04-01 | 185 | 150.5 | 150.9 | 192.1 | YES | CC | NG | KER |  | 1169.4691
R1106 | Consolidated Edison Co. of NY, Inc. | East River 2 | J | 323559 | Manhattan | 061 | 36 | 2005-04-05 | 185 | 152.4 | 151.8 | 182.8 | YES | CC | NG | KER |  | 1062.9477
R1107 | Consolidated Edison Co. of NY, Inc. | East River 6 | J | 23660 | Manhattan | 061 | 36 | 1951-11-01 | 156.2 | 134.3 | 141.7 | 140.4 | YES | ST | NG | FO6 |  | 558.0058
R1108 | Consolidated Edison Co. of NY, Inc. | East River 7 | J | 23524 | Manhattan | 061 | 36 | 1955-06-01 | 200 | 184.7 | 184.9 | 184.1 | YES | ST | NG | FO6 |  | 137.4059
R1109 | Consolidated Edison Co. of NY, Inc. | Hudson Ave 3 | J | 23810 | Brooklyn | 047 | 36 | 1970-07-01 | 16.3 | 16 | 13.8 | 18.1 |  | GT | KER |  |  | 0.078
R1110 | Consolidated Edison Co. of NY, Inc. | Hudson Ave 4 | J | 23540 | Brooklyn | 047 | 36 | 1970-07-01 | 16.3 | 13.9 | 13.5 | 17.2 |  | GT | KER |  |  | 0.077
R1111 | Consolidated Edison Co. of NY, Inc. | Hudson Ave 5 | J | 23657 | Brooklyn | 047 | 36 | 1970-07-01 | 16.3 | 15.1 | 14.4 | 18.9 |  | GT | KER |  |  | 0.101
R1112 | Consolidated Edison Energy, Inc. | Broome 2 LFGE | C | 323671 | Binghamton | 007 | 36 | 2013-01-31 | 2.3 | 2 | 2 | 2 |  | IC | MTE |  |  | 17.8477
R1113 | Consolidated Edison Energy, Inc. | Fortistar - N.Tonawanda | A | 24026 | N Tonawanda | 029 | 36 | 1993-06-01 | 55.3 | 57 | 57.8 | 62.3 | YES | CC | NG | FO2 |  | 42.2224
R1114 | Consolidated Edison Energy, Inc. | Massena | D | 23902 | Massena | 089 | 36 | 1992-07-01 | 102.1 | 82.2 | 81.1 | 92.3 | YES | CC | NG | FO2 |  | 3.1589
R1115 | Consolidated Edison Energy, Inc. | Munnsville Wind Power | E | 323609 | Bouckville | 053 | 36 | 2007-08-20 | 34.5 | 34.5 | 34.5 | 34.5 |  | WT | WND |  |  | 91.305
R1116 | Consolidated Edison Energy, Inc. | Rensselaer | F | 23796 | Rensselaer | 083 | 36 | 1993-12-01 | 96.9 | 79 | 77 | 82.7 | YES | CC | NG | FO2 |  | 44.3436
R1117 | Consolidated Edison Energy, Inc. | Roseton 1 | G | 23587 | Newburgh | 071 | 36 | 1974-12-01 | 621 | 614.8 | 600.5 | 611.7 | YES | ST | FO6 | NG | FO2 | 236.4848
R1118 | Consolidated Edison Energy, Inc. | Roseton 2 | G | 23588 | Newburgh | 071 | 36 | 1974-09-01 | 621 | 605.7 | 596.3 | 602.5 | YES | ST | FO6 | NG | FO2 | 240.5811
R1119 | Consolidated Hydro New York, Inc. | Groveville Hydro | G | 323602 | Beacon | 027 | 36 | 1983-12-01 | 0.9 | 0.9 | 0 | 0 |  | HY | WAT |  |  | 1.3669
R1120 | Consolidated Hydro New York, Inc. | Walden Hydro | G | 24148 | Walden | 071 | 36 | 1983-12-01 | 2.4 |  | 0 | 0 |  | HY | WAT |  |  | 3.6302
R1121 | Covanta Niagara, LP | American Ref-Fuel 1 | A | 24010 | Niagara | 063 | 36 | 1993-05-01 | 25 | 19.6 | 17.1 | 17.5 |  | ST | REF |  |  | 223.424 | ( G )
R1122 | Covanta Niagara, LP | American Ref-Fuel 2 | A | 24010 | Niagara | 063 | 36 | 1993-05-01 | 25 | 19.6 | 17.1 | 17.5 |  | ST | REF
R1123 | Danskammer Energy, LLC | Danskammer 1 | G | 23586 | Newburgh | 071 | 36 | 1951-12-01 | 72 | 69 | 68.2 | 65.7 | YES | ST | NG | FO6 |  | 1.3946
R1124 | Danskammer Energy, LLC | Danskammer 2 | G | 23589 | Newburgh | 071 | 36 | 1954-09-01 | 73.5 | 64.7 | 64.5 | 64.2 | YES | ST | NG | FO6 |  | 3.3824
R1125 | Danskammer Energy, LLC | Danskammer 3 | G | 23590 | Newburgh | 071 | 36 | 1959-10-01 | 147.1 | 139.2 | 139.3 | 137.5 |  | ST | NG |  |  | 17.1262
R1126 | Danskammer Energy, LLC | Danskammer 4 | G | 23591 | Newburgh | 071 | 36 | 1967-09-01 | 239.4 | 238.2 | 212.2 | 224.5 |  | ST | NG |  |  | 12.8412
R1127 | Dynegy Marketing and Trade, LLC | Independence | C | 23970 | Scriba | 075 | 36 | 1994-11-01 | 1254 | 954.4 | 921.2 | 1126.4 |  | CC | NG |  |  | 6478.691
R1128 | Eagle Creek Hydro Power, LLC | Mongaup 1 | G | 23641 | Forestburg | 105 | 36 | 1923-07-01 | 1 | 0.9 | 0.98571 | 0.98571 |  | HY | WAT |  |  | 6.651 | ( G )
R1129 | Eagle Creek Hydro Power, LLC | Mongaup 2 | G | 23641 | Forestburg | 105 | 36 | 1923-07-01 | 1 | 1 | 0.98571 | 0.98571 |  | HY | WAT
R1130 | Eagle Creek Hydro Power, LLC | Mongaup 3 | G | 23641 | Forestburg | 105 | 36 | 1923-07-01 | 1 | 1 | 0.98571 | 0.98571 |  | HY | WAT
R1131 | Eagle Creek Hydro Power, LLC | Mongaup 4 | G | 23641 | Forestburg | 105 | 36 | 1926-01-01 | 1 | 1 | 0.98571 | 0.98571 |  | HY | WAT
R1132 | Eagle Creek Hydro Power, LLC | Rio | G | 23641 | Glen Spey | 105 | 36 | 1927-12-01 | 10.8 | 10.8 | 10.6 | 10.2 |  | HY | WAT |  |  | 13.2042
R1133 | Eagle Creek Hydro Power, LLC | Swinging Bridge 2 | G | 23641 | Forestburg | 105 | 36 | 1930-02-01 | 7 | 7.9 | 6.2 | 7 |  | HY | WAT |  |  | 6.531
R1134 | East Coast Power, LLC | Linden Cogen | J | 23786 | Linden NJ | 039 | 34 | 1992-05-01 | 974.1 | 755.3 | 761.5 | 800 | YES | CC | NG | BUT |  | 3501.8346
R1135 | Empire Generating Co, LLC | EMPIRE_CC_1 | F | 323656 | Rensselaer | 083 | 36 | 2010-09-02 | 335 | 294.2 | 290.5 | 338.9 | YES | CC | NG | FO2 |  | 1662.017
R1136 | Empire Generating Co, LLC | EMPIRE_CC_2 | F | 323658 | Rensselaer | 083 | 36 | 2010-09-02 | 335 | 298.2 | 291.2 | 338.8 | YES | CC | NG | FO2 |  | 1609.827
R1137 | Entergy Nuclear Power Marketing LLC | Fitzpatrick 1 | C | 23598 | Scriba | 075 | 36 | 1975-07-01 | 882 | 858.9 | 852.9 | 853.3 |  | NB | UR |  |  | 7382.234
R1138 | Entergy Nuclear Power Marketing LLC | Indian Point 2 | H | 23530 | Buchanan | 119 | 36 | 1973-08-01 | 1070 | 1026.5 | 1012.1 | 1030.2 |  | NP | UR |  |  | 8811.876
R1139 | Entergy Nuclear Power Marketing LLC | Indian Point 3 | H | 23531 | Buchanan | 119 | 36 | 1976-04-01 | 1080 | 1040.4 | 1039.4 | 1040.9 |  | NP | UR |  |  | 7609.375
R1140 | Erie Blvd. Hydro - Beaver River | Belfort 1 | E | 24048 | Belfort | 049 | 36 | 1903-01-01 | 0.4 | 0.4 | 0.4 | 0.4 |  | HY | WAT |  |  | 1.666
R1141 | Erie Blvd. Hydro - Beaver River | Belfort 2 | E | 24048 | Belfort | 049 | 36 | 1915-01-01 | 0.64 | 0.6 | 0.64 | 0.64 |  | HY | WAT |  |  | 2.987
R1142 | Erie Blvd. Hydro - Beaver River | Belfort 3 | E | 24048 | Belfort | 049 | 36 | 1918-01-01 | 1 | 1 | 1 | 1 |  | HY | WAT |  |  | 3.754
R1143 | Erie Blvd. Hydro - Beaver River | Eagle 1 | E | 24048 | Watson | 049 | 36 | 1914-01-01 | 1.3 | 1.2 | 1.3 | 1.3 |  | HY | WAT |  |  | 6.401
R1144 | Erie Blvd. Hydro - Beaver River | Eagle 2 | E | 24048 | Watson | 049 | 36 | 1915-01-01 | 1.35 | 1.3 | 1.35 | 1.35 |  | HY | WAT |  |  | 4.092
R1145 | Erie Blvd. Hydro - Beaver River | Eagle 3 | E | 24048 | Watson | 049 | 36 | 1919-01-01 | 1.35 | 1.3 | 1.35 | 1.35 |  | HY | WAT |  |  | 3.909
R1146 | Erie Blvd. Hydro - Beaver River | Eagle 4 | E | 24048 | Watson | 049 | 36 | 1925-01-01 | 2.05 | 2 | 2.05 | 2.05 |  | HY | WAT |  |  | 13.277
R1147 | Erie Blvd. Hydro - Beaver River | Effley 1 | E | 24048 | Belfort | 049 | 36 | 1902-01-01 | 0.4 | 0.3 | 0.4 | 0.4 |  | HY | WAT |  |  | 1.465
R1148 | Erie Blvd. Hydro - Beaver River | Effley 2 | E | 24048 | Belfort | 049 | 36 | 1907-01-01 | 0.4 | 0.3 | 0.4 | 0.4 |  | HY | WAT |  |  | 0.951
R1149 | Erie Blvd. Hydro - Beaver River | Effley 3 | E | 24048 | Belfort | 049 | 36 | 1910-01-01 | 0.6 | 0.5 | 0.6 | 0.6 |  | HY | WAT |  |  | 3.172
R1150 | Erie Blvd. Hydro - Beaver River | Effley 4 | E | 24048 | Belfort | 049 | 36 | 1923-01-01 | 1.56 | 1.5 | 1.56 | 1.56 |  | HY | WAT |  |  | 7.325
R1151 | Erie Blvd. Hydro - Beaver River | Elmer 1 | E | 24048 | Belfort | 049 | 36 | 1916-01-01 | 0.75 | 0.9 | 0.75 | 0.75 |  | HY | WAT |  |  | 5.011
R1152 | Erie Blvd. Hydro - Beaver River | Elmer 2 | E | 24048 | Belfort | 049 | 36 | 1916-01-01 | 0.75 | 0.9 | 0.75 | 0.75 |  | HY | WAT |  |  | 4.429
R1153 | Erie Blvd. Hydro - Beaver River | High Falls 1 | E | 24048 | Indian River | 049 | 36 | 1925-01-01 | 1.6 | 1.9 | 1.6 | 1.6 |  | HY | WAT |  |  | 6.731
R1154 | Erie Blvd. Hydro - Beaver River | High Falls 2 | E | 24048 | Indian River | 049 | 36 | 1925-01-01 | 1.6 | 1.9 | 1.6 | 1.6 |  | HY | WAT |  |  | 3.95
R1155 | Erie Blvd. Hydro - Beaver River | High Falls 3 | E | 24048 | Indian River | 049 | 36 | 1925-01-01 | 1.6 | 1.9 | 1.6 | 1.6 |  | HY | WAT |  |  | 14.798
R1156 | Erie Blvd. Hydro - Beaver River | Moshier 1 | E | 24048 | Belfort | 043 | 36 | 1929-01-01 | 4 | 4 | 4 | 4 |  | HY | WAT |  |  | 20.473
R1157 | Erie Blvd. Hydro - Beaver River | Moshier 2 | E | 24048 | Belfort | 043 | 36 | 1929-01-01 | 4 | 4 | 4 | 4 |  | HY | WAT |  |  | 11.226
R1158 | Erie Blvd. Hydro - Beaver River | Soft Maple 1 | E | 24048 | Croghan | 049 | 36 | 1925-01-01 | 7.5 | 8 | 7.5 | 7.5 |  | HY | WAT |  |  | 22.126
R1159 | Erie Blvd. Hydro - Beaver River | Soft Maple 2 | E | 24048 | Croghan | 049 | 36 | 1925-01-01 | 7.5 | 8 | 7.5 | 7.5 |  | HY | WAT |  |  | 9.51
R1160 | Erie Blvd. Hydro - Beaver River | Taylorville 1 | E | 24048 | Belfort | 049 | 36 | 1913-01-01 | 1.1 | 1 | 1.1 | 1.1 |  | HY | WAT |  |  | 5.425
R1161 | Erie Blvd. Hydro - Beaver River | Taylorville 2 | E | 24048 | Belfort | 049 | 36 | 1913-01-01 | 1.1 | 1 | 1.1 | 1.1 |  | HY | WAT |  |  | 3.35
R1162 | Erie Blvd. Hydro - Beaver River | Taylorville 3 | E | 24048 | Belfort | 049 | 36 | 1913-01-01 | 1.1 | 1 | 1.1 | 1.1 |  | HY | WAT |  |  | 3.78
R1163 | Erie Blvd. Hydro - Beaver River | Taylorville 4 | E | 24048 | Belfort | 049 | 36 | 1927-01-01 | 1.2 | 1.1 | 1.2 | 1.2 |  | HY | WAT |  |  | 7.156
R1164 | Erie Blvd. Hydro - Black River | Beebee Island 1 | E | 24047 | Watertown | 045 | 36 | 1963-01-01 | 4 | 4.4 | 4 | 4 |  | HY | WAT |  |  | 11.286
R1165 | Erie Blvd. Hydro - Black River | Beebee Island 2 | E | 24047 | Watertown | 045 | 36 | 1968-01-01 | 4 | 4.4 | 4 | 4 |  | HY | WAT |  |  | 31.043
R1166 | Erie Blvd. Hydro - Black River | Black River 1 | E | 24047 | Black River | 045 | 36 | 1920-01-01 | 2 | 2.3 | 2 | 2 |  | HY | WAT |  |  | 7.966
R1167 | Erie Blvd. Hydro - Black River | Black River 2 | E | 24047 | Black River | 045 | 36 | 1920-01-01 | 2 | 2.3 | 2 | 2 |  | HY | WAT |  |  | 16.949
R1168 | Erie Blvd. Hydro - Black River | Black River 3 | E | 24047 | Black River | 045 | 36 | 1920-01-01 | 2 | 2.3 | 2 | 2 |  | HY | WAT |  |  | 5.522
R1169 | Erie Blvd. Hydro - Black River | Deferiet 1 | E | 24047 | Deferiet | 045 | 36 | 1925-01-01 | 3.6 | 3.7 | 3.6 | 3.6 |  | HY | WAT |  |  | 12.734
R1170 | Erie Blvd. Hydro - Black River | Deferiet 2 | E | 24047 | Deferiet | 045 | 36 | 1925-01-01 | 3.6 | 3.7 | 3.6 | 3.6 |  | HY | WAT |  |  | 24.473
R1171 | Erie Blvd. Hydro - Black River | Deferiet 3 | E | 24047 | Deferiet | 045 | 36 | 1925-01-01 | 3.6 | 3.7 | 3.6 | 3.6 |  | HY | WAT |  |  | 6.962
R1172 | Erie Blvd. Hydro - Black River | Herrings 1 | E | 24047 | Herrings | 045 | 36 | 1924-01-01 | 1.8 | 1.8 | 1.8 | 1.8 |  | HY | WAT |  |  | 3.853
R1173 | Erie Blvd. Hydro - Black River | Herrings 2 | E | 24047 | Herrings | 045 | 36 | 1924-01-01 | 1.8 | 1.8 | 1.8 | 1.8 |  | HY | WAT |  |  | 8.612
R1174 | Erie Blvd. Hydro - Black River | Herrings 3 | E | 24047 | Herrings | 045 | 36 | 1924-01-01 | 1.8 | 1.8 | 1.8 | 1.8 |  | HY | WAT |  |  | 3.09
R1175 | Erie Blvd. Hydro - Black River | Kamargo 1 | E | 24047 | Black River | 045 | 36 | 1921-01-01 | 1.8 | 1.8 | 1.8 | 1.8 |  | HY | WAT |  |  | 5.66
R1176 | Erie Blvd. Hydro - Black River | Kamargo 2 | E | 24047 | Black River | 045 | 36 | 1921-01-01 | 1.8 | 1.8 | 1.8 | 1.8 |  | HY | WAT |  |  | 4.755
R1177 | Erie Blvd. Hydro - Black River | Kamargo 3 | E | 24047 | Black River | 045 | 36 | 1921-01-01 | 1.8 | 1.8 | 1.8 | 1.8 |  | HY | WAT |  |  | 2.503
R1178 | Erie Blvd. Hydro - Black River | Sewalls 1 | E | 24047 | Watertown | 045 | 36 | 1925-01-01 | 1 | 1.1 | 1 | 1 |  | HY | WAT |  |  | 2.815
R1179 | Erie Blvd. Hydro - Black River | Sewalls 2 | E | 24047 | Watertown | 045 | 36 | 1925-01-01 | 1 | 1.1 | 1 | 1 |  | HY | WAT |  |  | 3.618
R1180 | Erie Blvd. Hydro - East Canada Capital | Beardslee 1 | F | 24051 | Little Falls | 043 | 36 | 1924-01-01 | 10 | 9.5 | 10 | 10 |  | HY | WAT |  |  | 26.747
R1181 | Erie Blvd. Hydro - East Canada Capital | Beardslee 2 | F | 24051 | Little Falls | 043 | 36 | 1924-01-01 | 10 | 9.5 | 10 | 10 |  | HY | WAT |  |  | 14.734
R1182 | Erie Blvd. Hydro - East Canada Capital | Ephratah 1 | F | 24051 | Caroga Lake | 035 | 36 | 1920-01-01 | 1.35 | 0.7 | 1.35 | 1.35 |  | HY | WAT |  |  | 1.026
R1183 | Erie Blvd. Hydro - East Canada Capital | Ephratah 2 | F | 24051 | Caroga Lake | 035 | 36 | 1911-01-01 | 1.2 | 0.6 | 1.2 | 1.2 |  | HY | WAT |  |  | 4.524
R1184 | Erie Blvd. Hydro - East Canada Capital | Ephratah 3 | F | 24051 | Caroga Lake | 035 | 36 | 1911-01-01 | 1.3 |  | 0 | 0 |  | HY | WAT |  |  | 0
R1185 | Erie Blvd. Hydro - East Canada Capital | Ephratah 4 | F | 24051 | Caroga Lake | 035 | 36 | 1911-01-01 | 1.3 | 0.7 | 1.3 | 1.3 |  | HY | WAT |  |  | 5.744
R1186 | Erie Blvd. Hydro - East Canada Mohawk | Inghams 1 | E | 24050 | Little Falls | 043 | 36 | 1912-01-01 | 3.2 | 3.5 | 3.2 | 3.2 |  | HY | WAT |  |  | 8.487
R1187 | Erie Blvd. Hydro - East Canada Mohawk | Inghams 2 | E | 24050 | Little Falls | 043 | 36 | 1912-01-01 | 3.2 | 3.5 | 3.2 | 3.2 |  | HY | WAT |  |  | 12.109
R1188 | Erie Blvd. Hydro - Lower Hudson | Johnsonville 1 | F | 24059 | Johnsonville | 083 | 36 | 1909-01-01 | 1.2 | 1.3 | 1.2 | 1.2 |  | HY | WAT |  |  | 0
R1189 | Erie Blvd. Hydro - Lower Hudson | Johnsonville 2 | F | 24059 | Johnsonville | 083 | 36 | 1909-01-01 | 1.2 | 1.3 | 1.2 | 1.2 |  | HY | WAT |  |  | 4.906
R1190 | Erie Blvd. Hydro - Lower Hudson | Schaghticoke 1 | F | 24059 | Schaghticoke | 083 | 36 | 1908-01-01 | 3.275 | 4.1 | 3.275 | 3.275 |  | HY | WAT |  |  | 6.284
R1191 | Erie Blvd. Hydro - Lower Hudson | Schaghticoke 2 | F | 24059 | Schaghticoke | 083 | 36 | 1908-01-01 | 3.275 | 4.1 | 3.275 | 3.275 |  | HY | WAT |  |  | 9.677
R1192 | Erie Blvd. Hydro - Lower Hudson | Schaghticoke 3 | F | 24059 | Schaghticoke | 083 | 36 | 1908-01-01 | 3.275 | 4.1 | 3.275 | 3.275 |  | HY | WAT |  |  | 18.698
R1193 | Erie Blvd. Hydro - Lower Hudson | Schaghticoke 4 | F | 24059 | Schaghticoke | 083 | 36 | 1908-01-01 | 3.275 | 4.1 | 3.275 | 3.275 |  | HY | WAT |  |  | 11.87
R1194 | Erie Blvd. Hydro - Lower Hudson | School Street 1 | F | 24059 | Cohoes | 001 | 36 | 1974-01-01 | 7.2 | 6.9 | 7.2 | 7.2 |  | HY | WAT |  |  | 32.562
R1195 | Erie Blvd. Hydro - Lower Hudson | School Street 2 | F | 24059 | Cohoes | 001 | 36 | 1915-01-01 | 7.2 | 6.9 | 7.2 | 7.2 |  | HY | WAT |  |  | 29.015
R1196 | Erie Blvd. Hydro - Lower Hudson | School Street 3 | F | 24059 | Cohoes | 001 | 36 | 1915-01-01 | 7.2 | 6.9 | 7.2 | 7.2 |  | HY | WAT |  |  | 27.848
R1197 | Erie Blvd. Hydro - Lower Hudson | School Street 4 | F | 24059 | Cohoes | 001 | 36 | 1922-01-01 | 7.2 | 6.9 | 7.2 | 7.2 |  | HY | WAT |  |  | 19.595
R1198 | Erie Blvd. Hydro - Lower Hudson | School Street 5 | F | 24059 | Cohoes | 001 | 36 | 1924-01-01 | 10 | 9.6 | 10 | 10 |  | HY | WAT |  |  | 14.01
R1199 | Erie Blvd. Hydro - Lower Hudson | Schuylerville | F | 24059 | Schuylerville | 091 | 36 | 1919-01-01 | 1.2 | 1.5 | 1.2 | 1.2 |  | HY | WAT |  |  | 6.34
R1200 | Erie Blvd. Hydro - Lower Raquette | Colton 1 | E | 24057 | Colton | 089 | 36 | 1962-01-01 | 10 | 10 | 10 | 10 |  | HY | WAT |  |  | 52.186
R1201 | Erie Blvd. Hydro - Lower Raquette | Colton 2 | E | 24057 | Colton | 089 | 36 | 1918-01-01 | 10 | 10 | 10 | 10 |  | HY | WAT |  |  | 59.885
R1202 | Erie Blvd. Hydro - Lower Raquette | Colton 3 | E | 24057 | Colton | 089 | 36 | 1928-01-01 | 10 | 10 | 10 | 10 |  | HY | WAT |  |  | 67.079
R1203 | Erie Blvd. Hydro - Lower Raquette | East Norfolk | E | 24057 | East Norfolk | 089 | 36 | 1928-01-01 | 3.6 | 4 | 3.6 | 3.6 |  | HY | WAT |  |  | 22.223
R1204 | Erie Blvd. Hydro - Lower Raquette | Hannawa Falls 1 | E | 24057 | Hannawa Falls | 089 | 36 | 1914-01-01 | 3.6 | 3.7 | 3.6 | 3.6 |  | HY | WAT |  |  | 21.47
R1205 | Erie Blvd. Hydro - Lower Raquette | Hannawa Falls 2 | E | 24057 | Hannawa Falls | 089 | 36 | 1920-01-01 | 3.6 | 3.7 | 3.6 | 3.6 |  | HY | WAT |  |  | 16.779
R1206 | Erie Blvd. Hydro - Lower Raquette | Higley 1 | E | 24057 | Colton | 089 | 36 | 1913-01-01 | 1.2 | 1.1 | 1.2 | 1.2 |  | HY | WAT |  |  | 8.608
R1207 | Erie Blvd. Hydro - Lower Raquette | Higley 2 | E | 24057 | Colton | 089 | 36 | 1913-01-01 | 1.2 | 1.1 | 1.2 | 1.2 |  | HY | WAT |  |  | 6.397
R1208 | Erie Blvd. Hydro - Lower Raquette | Higley 3 | E | 24057 | Colton | 089 | 36 | 1943-01-01 | 2.08 | 2 | 2.08 | 2.08 |  | HY | WAT |  |  | 9.812
R1209 | Erie Blvd. Hydro - Lower Raquette | Higley 4 | E | 24057 | Colton | 089 | 36 | 1943-01-01 | 2.08 | 2 | 2.08 | 2.08 |  | HY | WAT |  |  | 6.993
R1210 | Erie Blvd. Hydro - Lower Raquette | Norfolk | E | 24057 | Norfolk | 089 | 36 | 1928-01-01 | 4.5 | 4.8 | 4.5 | 4.5 |  | HY | WAT |  |  | 24.632
R1211 | Erie Blvd. Hydro - Lower Raquette | Norwood | E | 24057 | Norwood | 089 | 36 | 1928-01-01 | 2 | 2.2 | 2 | 2 |  | HY | WAT |  |  | 13.002
R1212 | Erie Blvd. Hydro - Lower Raquette | Raymondville | E | 24057 | Raymondville | 089 | 36 | 1928-01-01 | 2 | 2.1 | 2 | 2 |  | HY | WAT |  |  | 11.077
R1213 | Erie Blvd. Hydro - Lower Raquette | Sugar Island 1 | E | 24057 | Potsdam | 089 | 36 | 1924-01-01 | 2.6 | 2.1 | 2.6 | 2.6 |  | HY | WAT |  |  | 11.165
R1214 | Erie Blvd. Hydro - Lower Raquette | Sugar Island 2 | E | 24057 | Potsdam | 089 | 36 | 1924-01-01 | 2.4 | 2 | 2.4 | 2.4 |  | HY | WAT |  |  | 14.066
R1215 | Erie Blvd. Hydro - Lower Raquette | Yaleville 1 | E | 24057 | Norwood | 089 | 36 | 1940-01-01 | 0.5 | 0.2 | 0.5 | 0.5 |  | HY | WAT |  |  | 2.101
R1216 | Erie Blvd. Hydro - Lower Raquette | Yaleville 2 | E | 24057 | Norwood | 089 | 36 | 1940-01-01 | 0.225 | 0.3 | 0.7 | 0.225 |  | HY | WAT |  |  | 1.198
R1217 | Erie Blvd. Hydro - North Salmon | Allens Falls | D | 24042 | Allens Falls | 089 | 36 | 1927-01-01 | 4.4 | 5 | 4.4 | 4.4 |  | HY | WAT |  |  | 21.845
R1218 | Erie Blvd. Hydro - North Salmon | Chasm 1 | D | 24042 | Chateaugay | 033 | 36 | 1913-01-01 | 1 | 1.1 | 1 | 1 |  | HY | WAT |  |  | 0.977
R1219 | Erie Blvd. Hydro - North Salmon | Chasm 2 | D | 24042 | Chateaugay | 033 | 36 | 1913-01-01 | 1 | 1.1 | 1 | 1 |  | HY | WAT |  |  | 4.72
R1220 | Erie Blvd. Hydro - North Salmon | Chasm 3 | D | 24042 | Chateaugay | 033 | 36 | 1926-01-01 | 1.35 | 1.6 | 1.35 | 1.35 |  | HY | WAT |  |  | 7.325
R1221 | Erie Blvd. Hydro - North Salmon | Franklin 1 | D | 24042 | Franklin | 033 | 36 | 1911-01-01 | 1.135 | 1.1 | 1.135 | 1.135 |  | HY | WAT |  |  | 6.125
R1222 | Erie Blvd. Hydro - North Salmon | Franklin 2 | D | 24042 | Franklin | 033 | 36 | 1926-01-01 | 1.135 | 1.1 | 1.135 | 1.135 |  | HY | WAT |  |  | 2.989
R1223 | Erie Blvd. Hydro - North Salmon | Hogansburg (RET - 3/17/15) | D | 24042 | Hogansburg | 033 | 36 | 1930-01-01 | 0.7 | 0.3 | 0 | 0 |  | HY | WAT |  |  | 0.157 | (1) ( R )
R1224 | Erie Blvd. Hydro - North Salmon | Macomb | D | 24042 | Malone | 033 | 36 | 1940-01-01 | 1 | 0.9 | 1 | 1 |  | HY | WAT |  |  | 4.966
R1225 | Erie Blvd. Hydro - North Salmon | Parishville | D | 24042 | Parishville | 089 | 36 | 1925-01-01 | 2.4 | 2.3 | 2.4 | 2.4 |  | HY | WAT |  |  | 12.192
R1226 | Erie Blvd. Hydro - North Salmon | Piercefield 1 | D | 24042 | Piercefield | 089 | 36 | 1957-01-01 | 1.5 | 1.6 | 1.5 | 1.5 |  | HY | WAT |  |  | 8.71
R1227 | Erie Blvd. Hydro - North Salmon | Piercefield 2 | D | 24042 | Piercefield | 089 | 36 | 1924-01-01 | 0.6 | 0.6 | 0.6 | 0.6 |  | HY | WAT |  |  | 3.197
R1228 | Erie Blvd. Hydro - North Salmon | Piercefield 3 | D | 24042 | Piercefield | 089 | 36 | 1924-01-01 | 0.6 | 0.6 | 0.6 | 0.6 |  | HY | WAT |  |  | 2.738
R1229 | Erie Blvd. Hydro - NYS Barge | Hydraulic Race | A | 23848 | Lockport | 063 | 36 | 1942-01-01 | 4.68 | 3.1 | 4.7 | 4.7 |  | HY | WAT |  |  | 9.714
R1230 | Erie Blvd. Hydro - Oak Orchard | Glenwood 1 | B | 24046 | Medina | 073 | 36 | 1950-01-01 | 0.5 | 0.5 | 0.5 | 0.5 |  | HY | WAT |  |  | 1.974
R1231 | Erie Blvd. Hydro - Oak Orchard | Glenwood 2 | B | 24046 | Medina | 073 | 36 | 1950-01-01 | 0.5 | 0.5 | 0.5 | 0.5 |  | HY | WAT |  |  | 2.533
R1232 | Erie Blvd. Hydro - Oak Orchard | Glenwood 3 | B | 24046 | Medina | 073 | 36 | 1950-01-01 | 0.5 | 0.5 | 0.5 | 0.5 |  | HY | WAT |  |  | 0.6664
R1233 | Erie Blvd. Hydro - Oak Orchard | Oak Orchard | B | 24046 | Waterport | 073 | 36 | 1941-01-01 | 0.35 | 0.3 | 0.35 | 0.35 |  | HY | WAT |  |  | 1.064
R1234 | Erie Blvd. Hydro - Oak Orchard | Waterport 1 | B | 24046 | Waterport | 073 | 36 | 1941-01-01 | 2.25 | 1.6 | 2.25 | 2.25 |  | HY | WAT |  |  | 3.539
R1235 | Erie Blvd. Hydro - Oak Orchard | Waterport 2 | B | 24046 | Waterport | 073 | 36 | 1968-01-01 | 2.45 | 1.8 | 2.45 | 2.45 |  | HY | WAT |  |  | 6.582
R1236 | Erie Blvd. Hydro - Oswegatchie | Browns Falls 1 | E | 24044 | Oswegatchie | 089 | 36 | 1923-01-01 | 7.5 | 8 | 7.5 | 7.5 |  | HY | WAT |  |  | 24.343
R1237 | Erie Blvd. Hydro - Oswegatchie | Browns Falls 2 | E | 24044 | Oswegatchie | 089 | 36 | 1923-01-01 | 7.5 | 8 | 7.5 | 7.5 |  | HY | WAT |  |  | 17.355
R1238 | Erie Blvd. Hydro - Oswegatchie | Eel Weir 1 | E | 24044 | Heuvelton | 089 | 36 | 1928-01-01 | 0.5 | 0.3 | 0.5 | 0.5 |  | HY | WAT |  |  | 1.793
R1239 | Erie Blvd. Hydro - Oswegatchie | Eel Weir 2 | E | 24044 | Heuvelton | 089 | 36 | 1938-01-01 | 1.1 | 0.8 | 1.1 | 1.1 |  | HY | WAT |  |  | 1.805
R1240 | Erie Blvd. Hydro - Oswegatchie | Eel Weir 3 | E | 24044 | Heuvelton | 089 | 36 | 1938-01-01 | 1.1 | 0.8 | 1.1 | 1.1 |  | HY | WAT |  |  | 4.073
R1241 | Erie Blvd. Hydro - Oswegatchie | Flat Rock 1 | E | 24044 | Flat Rock | 089 | 36 | 1924-01-01 | 3 | 2.6 | 3 | 3 |  | HY | WAT |  |  | 9.379
R1242 | Erie Blvd. Hydro - Oswegatchie | Flat Rock 2 | E | 24044 | Flat Rock | 089 | 36 | 1924-01-01 | 3 | 2.6 | 3 | 3 |  | HY | WAT |  |  | 3.805
R1243 | Erie Blvd. Hydro - Oswegatchie | Heuvelton 1 | E | 24044 | Heuvelton | 089 | 36 | 1924-01-01 | 0.52 | 0.4 | 0.52 | 0.52 |  | HY | WAT |  |  | 2.338
R1244 | Erie Blvd. Hydro - Oswegatchie | Heuvelton 2 | E | 24044 | Heuvelton | 089 | 36 | 1924-01-01 | 0.52 | 0.4 | 0.52 | 0.52 |  | HY | WAT |  |  | 2.183
R1245 | Erie Blvd. Hydro - Oswegatchie | Lower Newton Falls 1 | E | 24044 | Newton Falls | 089 | 36 | 2002-07-01 | 0.5 | 0.6 | 0.5 | 0.5 |  | HY | WAT |  |  | 2.038
R1246 | Erie Blvd. Hydro - Oswegatchie | Oswegatchie 1 | E | 24044 | Oswegatchie | 089 | 36 | 1937-01-01 | 0.56 | 1.3 | 0.56 | 0.56 |  | HY | WAT |  |  | 3.064
R1247 | Erie Blvd. Hydro - Oswegatchie | Oswegatchie 2 | E | 24044 | Oswegatchie | 089 | 36 | 1937-01-01 | 0.24 | 0.5 | 0.24 | 0.24 |  | HY | WAT |  |  | 2.718
R1248 | Erie Blvd. Hydro - Oswegatchie | South Edwards 1 | E | 24044 | South Edwards | 089 | 36 | 1937-01-01 | 1 | 1.2 | 1 | 1 |  | HY | WAT |  |  | 6.059
R1249 | Erie Blvd. Hydro - Oswegatchie | South Edwards 2 | E | 24044 | South Edwards | 089 | 36 | 1937-01-01 | 1 | 1.2 | 1 | 1 |  | HY | WAT |  |  | 2.505
R1250 | Erie Blvd. Hydro - Oswegatchie | South Edwards 3 | E | 24044 | South Edwards | 089 | 36 | 1921-01-01 | 0.68 | 0.8 | 0.68 | 0.68 |  | HY | WAT |  |  | 2.609
R1251 | Erie Blvd. Hydro - Oswegatchie | South Edwards 4 | E | 24044 | South Edwards | 089 | 36 | 1937-01-01 | 0.2 | 0.2 | 0.2 | 0.2 |  | HY | WAT |  |  | 1.853
R1252 | Erie Blvd. Hydro - Oswegatchie | Talcville 1 | E | 24044 | Edwards | 089 | 36 | 1986-12-01 | 0.5 | 0.4 | 0.5 | 0.5 |  | HY | WAT |  |  | 2.17
R1253 | Erie Blvd. Hydro - Oswegatchie | Talcville 2 | E | 24044 | Edwards | 089 | 36 | 1986-12-01 | 0.5 | 0.4 | 0.5 | 0.5 |  | HY | WAT |  |  | 0.447
R1254 | Erie Blvd. Hydro - Oswegatchie | Upper Newton Falls 2 | E | 24044 | Newton Falls | 089 | 36 | 2002-07-01 | 0.5 | 0.4 | 0.5 | 0.5 |  | HY | WAT |  |  | 2.534
R1255 | Erie Blvd. Hydro - Oswegatchie | Upper Newton Falls 3 | E | 24044 | Newton Falls | 089 | 36 | 2002-07-01 | 0.5 | 0.4 | 0.5 | 0.5 |  | HY | WAT |  |  | 0
R1256 | Erie Blvd. Hydro - Oswegatchie | Upper Newton Falls 4 | E | 24044 | Newton Falls | 089 | 36 | 2002-07-01 | 0.5 | 0.4 | 0.5 | 0.5 |  | HY | WAT |  |  | 1.912
R1257 | Erie Blvd. Hydro - Seneca Oswego | Baldwinsville 1 | C | 24041 | Baldwinsville | 067 | 36 | 1927-01-01 | 0.32 | 0.2 | 0.33195 | 0.33195 |  | HY | WAT |  |  | 2.26
R1258 | Erie Blvd. Hydro - Seneca Oswego | Baldwinsville 2 | C | 24041 | Baldwinsville | 067 | 36 | 1927-01-01 | 0.32 | 0.2 | 0.33195 | 0.33195 |  | HY | WAT |  |  | 1.7
R1259 | Erie Blvd. Hydro - Seneca Oswego | Granby 1 | C | 24041 | Granby | 075 | 36 | 1983-05-01 | 5 | 5.1 | 5.1868 | 5.1868 |  | HY | WAT |  |  | 15.727
R1260 | Erie Blvd. Hydro - Seneca Oswego | Granby 2 | C | 24041 | Granby | 075 | 36 | 1983-05-01 | 5 | 5.1 | 5.1868 | 5.1868 |  | HY | WAT |  |  | 24.384
R1261 | Erie Blvd. Hydro - Seneca Oswego | Minetto 2 | C | 24041 | Minetto | 075 | 36 | 1915-01-01 | 1.6 | 1.5 | 1.6598 | 1.6598 |  | HY | WAT |  |  | 5.753
R1262 | Erie Blvd. Hydro - Seneca Oswego | Minetto 3 | C | 24041 | Minetto | 075 | 36 | 1915-01-01 | 1.6 | 1.5 | 1.6598 | 1.6598 |  | HY | WAT |  |  | 8.676
R1263 | Erie Blvd. Hydro - Seneca Oswego | Minetto 4 | C | 24041 | Minetto | 075 | 36 | 1915-01-01 | 1.6 | 1.5 | 1.6598 | 1.6598 |  | HY | WAT |  |  | 7.954
R1264 | Erie Blvd. Hydro - Seneca Oswego | Minetto 5 | C | 24041 | Minetto | 075 | 36 | 1975-01-01 | 1.6 | 1.5 | 1.6598 | 1.6598 |  | HY | WAT |  |  | 7.285
R1265 | Erie Blvd. Hydro - Seneca Oswego | Minetto 6 | C | 24041 | Minetto | 075 | 36 | 1975-01-01 | 1.6 | 1.5 | 1.6598 | 1.6598 |  | HY | WAT |  |  | 7.606
R1266 | Erie Blvd. Hydro - Seneca Oswego | Oswego Falls E 1 | C | 24041 | Oswego | 075 | 36 | 1914-01-01 | 1.53 | 1.5 | 1.5872 | 1.5872 |  | HY | WAT |  |  | 8.945
R1267 | Erie Blvd. Hydro - Seneca Oswego | Oswego Falls E 2 | C | 24041 | Oswego | 075 | 36 | 1914-01-01 | 1.53 | 1.5 | 1.5872 | 1.5872 |  | HY | WAT |  |  | 6.491
R1268 | Erie Blvd. Hydro - Seneca Oswego | Oswego Falls E 3 | C | 24041 | Oswego | 075 | 36 | 1914-01-01 | 1.53 | 1.5 | 1.5872 | 1.5872 |  | HY | WAT |  |  | 8.394
R1269 | Erie Blvd. Hydro - Seneca Oswego | Oswego Falls W 4 | C | 24041 | Oswego | 075 | 36 | 1914-01-01 | 0.9 | 1 | 0.93362 | 0.93362 |  | HY | WAT |  |  | 4.149
R1270 | Erie Blvd. Hydro - Seneca Oswego | Oswego Falls W 5 | C | 24041 | Oswego | 075 | 36 | 1914-01-01 | 0.9 | 1 | 0.93362 | 0.93362 |  | HY | WAT |  |  | 3.936
R1271 | Erie Blvd. Hydro - Seneca Oswego | Oswego Falls W 6 | C | 24041 | Oswego | 075 | 36 | 2007-01-01 | 0.5 | 0.5 | 0.51868 | 0.51868 |  | HY | WAT |  |  | 0.231
R1272 | Erie Blvd. Hydro - Seneca Oswego | Oswego Falls W 7 | C | 24041 | Oswego | 075 | 36 | 2007-01-01 | 0.5 | 0.5 | 0.51868 | 0.51868 |  | HY | WAT |  |  | 0.16
R1273 | Erie Blvd. Hydro - Seneca Oswego | Varick 2 | C | 24041 | Oswego | 075 | 36 | 1926-01-01 | 2.2 | 1.9 | 2.2822 | 2.2822 |  | HY | WAT |  |  | 7.079
R1274 | Erie Blvd. Hydro - Seneca Oswego | Varick 3 | C | 24041 | Oswego | 075 | 36 | 1926-01-01 | 2.2 | 2.1 | 2.2822 | 2.2822 |  | HY | WAT |  |  | 2.742
R1275 | Erie Blvd. Hydro - Seneca Oswego | Varick 4 | C | 24041 | Oswego | 075 | 36 | 1926-01-01 | 2.2 | 1.9 | 2.2822 | 2.2822 |  | HY | WAT |  |  | 4.195
R1276 | Erie Blvd. Hydro - Seneca Oswego | Varick 5 | C | 24041 | Oswego | 075 | 36 | 1926-01-01 | 2.2 | 1.9 | 2.2822 | 2.2822 |  | HY | WAT |  |  | 7.411
R1277 | Erie Blvd. Hydro - South Salmon | Bennetts Bridge 1 | C | 24043 | Altmar | 075 | 36 | 1964-01-01 | 6.375 | 7 | 6.375 | 6.375 |  | HY | WAT |  |  | 6.23
R1278 | Erie Blvd. Hydro - South Salmon | Bennetts Bridge 2 | C | 24043 | Altmar | 075 | 36 | 1966-01-01 | 6.375 | 7 | 6.375 | 6.375 |  | HY | WAT |  |  | 13.5
R1279 | Erie Blvd. Hydro - South Salmon | Bennetts Bridge 3 | C | 24043 | Altmar | 075 | 36 | 1970-01-01 | 7 | 7.7 | 7 | 7 |  | HY | WAT |  |  | 29.708
R1280 | Erie Blvd. Hydro - South Salmon | Bennetts Bridge 4 | C | 24043 | Altmar | 075 | 36 | 1970-01-01 | 7 | 7.7 | 7 | 7 |  | HY | WAT |  |  | 36.776
R1281 | Erie Blvd. Hydro - South Salmon | Lighthouse Hill 1 | C | 24043 | Altmar | 075 | 36 | 1930-01-01 | 3.75 | 4.1 | 3.75 | 3.75 |  | HY | WAT |  |  | 13.388
R1282 | Erie Blvd. Hydro - South Salmon | Lighthouse Hill 2 | C | 24043 | Altmar | 075 | 36 | 1930-01-01 | 3.75 | 4.1 | 3.75 | 3.75 |  | HY | WAT |  |  | 7.443
R1283 | Erie Blvd. Hydro - Upper Hudson | E J West 1 | F | 24058 | Hadley | 091 | 36 | 1930-01-01 | 10 | 11.9 | 10 | 10 |  | HY | WAT |  |  | 25.458
R1284 | Erie Blvd. Hydro - Upper Hudson | E J West 2 | F | 24058 | Hadley | 091 | 36 | 1930-01-01 | 10 | 11.9 | 10 | 10 |  | HY | WAT |  |  | 21.501
R1285 | Erie Blvd. Hydro - Upper Hudson | Feeder Dam 1 | F | 24058 | S Glens Falls | 091 | 36 | 1924-01-01 | 1.2 | 0.9 | 1.2 | 1.2 |  | HY | WAT |  |  | 6.31
R1286 | Erie Blvd. Hydro - Upper Hudson | Feeder Dam 2 | F | 24058 | S Glens Falls | 091 | 36 | 1924-01-01 | 1.2 | 0.9 | 1.2 | 1.2 |  | HY | WAT |  |  | 4.864
R1287 | Erie Blvd. Hydro - Upper Hudson | Feeder Dam 3 | F | 24058 | S Glens Falls | 091 | 36 | 1924-01-01 | 1.2 | 0.9 | 1.2 | 1.2 |  | HY | WAT |  |  | 3.727
R1288 | Erie Blvd. Hydro - Upper Hudson | Feeder Dam 4 | F | 24058 | S Glens Falls | 091 | 36 | 1924-01-01 | 1.2 | 0.9 | 1.2 | 1.2 |  | HY | WAT |  |  | 4.881
R1289 | Erie Blvd. Hydro - Upper Hudson | Feeder Dam 5 | F | 24058 | S Glens Falls | 091 | 36 | 1924-01-01 | 1.2 | 0.9 | 1.2 | 1.2 |  | HY | WAT |  |  | 2.674
R1290 | Erie Blvd. Hydro - Upper Hudson | Sherman Island 1 | F | 24058 | Queensbury | 113 | 36 | 2009-03-01 | 8 | 0 | 0 | 0 |  | HY | WAT |  |  | 32.077
R1291 | Erie Blvd. Hydro - Upper Hudson | Sherman Island 2 | F | 24058 | Queensbury | 113 | 36 | 1923-01-01 | 7.2 | 8.1 | 7.2 | 7.2 |  | HY | WAT |  |  | 25.386
R1292 | Erie Blvd. Hydro - Upper Hudson | Sherman Island 3 | F | 24058 | Queensbury | 113 | 36 | 1923-01-01 | 8.7 | 9.7 | 8.7 | 8.7 |  | HY | WAT |  |  | 28.761
R1293 | Erie Blvd. Hydro - Upper Hudson | Sherman Island 4 | F | 24058 | Queensbury | 113 | 36 | 1923-01-01 | 7.2 | 8.1 | 7.2 | 7.2 |  | HY | WAT |  |  | 32.454
R1294 | Erie Blvd. Hydro - Upper Hudson | Sherman Island 5 | F | 24058 | Queensbury | 113 | 36 | 1923-01-01 | 7.2 | 8.1 | 7.2 | 7.2 |  | HY | WAT |  |  | 19.124
R1295 | Erie Blvd. Hydro - Upper Hudson | Sherman Island 6 | F | 24058 | Queensbury | 113 | 36 | 2009-02-02 | 1 | 0 | 0 | 0 |  | HY | WAT |  |  | 9.779
R1296 | Erie Blvd. Hydro - Upper Hudson | Spier Falls 1 | F | 24058 | Moreau | 091 | 36 | 1924-01-01 | 6.8 | 8.4 | 6.8 | 6.8 |  | HY | WAT |  |  | 54.394
R1297 | Erie Blvd. Hydro - Upper Hudson | Spier Falls 2 | F | 24058 | Moreau | 091 | 36 | 1930-01-01 | 37.6 | 46.9 | 37.6 | 37.6 |  | HY | WAT |  |  | 143.972
R1298 | Erie Blvd. Hydro - Upper Hudson | Stewarts Bridge 1 | F | 24058 | Hadley | 091 | 36 | 1952-01-01 | 30 | 35.8 | 30 | 30 |  | HY | WAT |  |  | 82.474
R1299 | Erie Blvd. Hydro - Upper Hudson | Stewarts Bridge 2 | F | 24058 | Hadley | 091 | 36 | 2013-06-01 | 2.5 | 0 | 0 | 0 |  | HY | WAT |  |  | 14.37
R1300 | Erie Blvd. Hydro - Upper Raquette | Blake | E | 24056 | Stark | 089 | 36 | 1957-01-01 | 14.4 | 15.6 | 14.4 | 14.4 |  | HY | WAT |  |  | 53.242
R1301 | Erie Blvd. Hydro - Upper Raquette | Five Falls | E | 24056 | Colton | 089 | 36 | 1955-01-01 | 22.5 | 24.4 | 22.5 | 22.5 |  | HY | WAT |  |  | 88.237
R1302 | Erie Blvd. Hydro - Upper Raquette | Rainbow Falls | E | 24056 | Colton | 089 | 36 | 1956-01-01 | 22.5 | 24.4 | 22.5 | 22.5 |  | HY | WAT |  |  | 90.279
R1303 | Erie Blvd. Hydro - Upper Raquette | South Colton | E | 24056 | South Colton | 089 | 36 | 1954-01-01 | 19.35 | 20.9 | 19.35 | 19.35 |  | HY | WAT |  |  | 74.483
R1304 | Erie Blvd. Hydro - Upper Raquette | Stark | E | 24056 | Stark | 089 | 36 | 1957-01-01 | 22.5 | 24.6 | 22.5 | 22.5 |  | HY | WAT |  |  | 82.822
R1305 | Erie Blvd. Hydro - West Canada | Prospect | E | 24049 | Prospect | 043 | 36 | 1959-01-01 | 17.32 | 21.7 | 17.32 | 17.32 |  | HY | WAT |  |  | 57.87
R1306 | Erie Blvd. Hydro - West Canada | Trenton Falls 5 | E | 24049 | Trenton | 065 | 36 | 1919-01-01 | 6.8 | 9.6 | 6.8 | 6.8 |  | HY | WAT |  |  | 53.853
R1307 | Erie Blvd. Hydro - West Canada | Trenton Falls 6 | E | 24049 | Trenton | 065 | 36 | 1919-01-01 | 6.4 | 9.1 | 6.4 | 6.4 |  | HY | WAT |  |  | 44.759
R1308 | Erie Blvd. Hydro - West Canada | Trenton Falls 7 | E | 24049 | Trenton | 065 | 36 | 1922-01-01 | 6.4 | 9.1 | 6.4 | 6.4 |  | HY | WAT |  |  | 30.543
R1309 | Erie Blvd. Hydropower LP | West Delaware Hydro | G | 323627 | Grahamsville | 105 | 36 | 1988-12-01 | 7.5 | 7.5 | 7.5 | 7.5 |  | HY | WAT |  |  | 22.078
R1310 | Erie Wind, LLC | Erie Wind | A | 323693 | Lackawanna | 029 | 36 | 2012-02-01 | 15 | 0 | 0 | 0 |  | WT | WND |  |  | 37.981
R1311 | Exelon Generation Company, LLC | Chaffee | A | 323603 | Chaffee | 029 | 36 | 2007-08-09 | 6.4 | 6.4 | 6.4 | 6.4 |  | IC | MTE |  |  | 51.677
R1312 | Exelon Generation Company, LLC | High Acres 1 | C | 23767 | Fairport | 117 | 36 | 1991-06-01 | 3.2 | 3.2 | 3.2 | 3.2 |  | IC | MTE |  |  | 24.883
R1313 | Exelon Generation Company, LLC | High Acres 2 | C | 23767 | Fairport | 117 | 36 | 2008-02-28 | 6.4 | 6.4 | 6.4 | 6.4 |  | IC | MTE |  |  | 47.531
R1314 | Exelon Generation Company, LLC | Madison County LF | E | 323628 | Wampsville | 053 | 36 | 2010-03-01 | 1.6 | 1.6 | 1.6 | 1.6 |  | IC | MTE |  |  | 6.703
R1315 | Exelon Generation Company, LLC | Mill Seat | B | 323607 | Riga | 055 | 36 | 2007-07-20 | 6.4 | 6.4 | 6.4 | 6.4 |  | IC | MTE |  |  | 51.85
R1316 | Exelon Generation Company, LLC | Monroe Livingston | B | 24207 | Scottsville | 055 | 36 | 1988-11-01 | 2.4 | 2.4 | 2.4 | 2.4 |  | IC | MTE |  |  | 8.09
R1317 | Exelon Generation Company, LLC | Oneida-Herkimer LFGE | E | 323681 | Boonville | 065 | 36 | 2012-04-01 | 3.2 | 3.2 | 3.2 | 3.2 |  | IC | MTE |  |  | 24.5186
R1318 | Exelon Generation Company, LLC | Synergy Biogas | B | 323694 | Wyoming | 121 | 36 | 2012-09-01 | 2 | 2 | 0 | 0 |  | IC | MTE |  |  | 5.0249
R1319 | Flat Rock Windpower II, LLC | Maple Ridge Wind 2 | E | 323611 | Lowville | 049 | 36 | 2007-12-01 | 90.8 | 90.7 | 90.8 | 90.8 |  | WT | WND |  |  | 216.995
R1320 | Flat Rock Windpower, LLC | Maple Ridge Wind 1 | E | 323574 | Lowville | 049 | 36 | 2006-01-01 | 231 | 231 | 231 | 231 |  | WT | WND |  |  | 568.387
R1321 | Freeport Electric | Freeport 1-2 | K | 1660 | Freeport | 059 | 36 | 1949-08-01 | 2.9 | 2 | 2.5921 | 2.7908 |  | IC | FO2 |  |  | 0.03861
R1322 | Freeport Electric | Freeport 1-3 | K | 1660 | Freeport | 059 | 36 | 1954-08-01 | 3.1 | 2.1 | 2.7709 | 2.9832 |  | IC | FO2 |  |  | 0.01171
R1323 | Freeport Electric | Freeport 1-4 | K | 1660 | Freeport | 059 | 36 | 1964-10-01 | 5.1 | 4.4 | 4.5586 | 4.9079 |  | IC | FO2 |  |  | 0.08272
R1324 | Freeport Electric | Freeport 2-3 | K | 1660 | Freeport | 059 | 36 | 1973-05-01 | 18.1 | 18.1 | 16.1784 | 17.4182 |  | GT | KER |  |  | 0.29315
R1325 | Freeport Electric | Freeport CT 2 | K | 23818 | Freeport | 059 | 36 | 2004-03-01 | 60.5 | 50.3 | 47.9 | 47.9 |  | GT | NG |  |  | 42.1855
R1326 | GenOn Energy Management, LLC | Bowline 1 | G | 23526 | West Haverstraw | 087 | 36 | 1972-09-01 | 621 | 577.7 | 567.1 | 576.1 | YES | ST | NG | FO6 |  | 1329.9329
R1327 | GenOn Energy Management, LLC | Bowline 2 | G | 23595 | West Haverstraw | 087 | 36 | 1974-05-01 | 621 | 557.4 | 569 | 561.3 | YES | ST | NG | FO6 |  | 125.0718
R1328 | Hampshire Paper Co., Inc. | Hampshire Paper | E | 323593 | Gouverneur | 089 | 36 | 1987-03-01 | 3.4 | 3.5 | 3.4 | 3.4 |  | HY | WAT |  |  | 15.8729
R1329 | Hardscrabble Wind Power LLC | Hardscrabble Wind | E | 323673 | Fairfield | 043 | 36 | 2011-02-01 | 74 | 74 | 74 | 74 |  | WT | WND |  |  | 183.517
R1330 | Howard Wind LLC | Howard Wind | C | 323690 | Howard | 101 | 36 | 2011-12-01 | 59.5 | 57.4 | 55.4 | 55.4 |  | WT | WND |  |  | 128.911
R1331 | Indeck Energy Services of Silver Springs | Indeck-Silver Springs | C | 23768 | Silver Springs | 121 | 36 | 1991-04-01 | 56.6 | 51.5 | 49 | 62.6 | YES | CC | NG | FO2 |  | 107.8502
R1332 | Indeck-Corinth LP | Indeck-Corinth | F | 23802 | Corinth | 091 | 36 | 1995-07-01 | 147 | 131.2 | 129.1 | 132.2 | YES | CC | NG | FO2 |  | 761.907
R1333 | Indeck-Olean LP | Indeck-Olean | A | 23982 | Olean | 009 | 36 | 1993-12-01 | 90.6 | 79.4 | 76.8 | 84.2 | YES | CC | NG | FO2 |  | 387.678
R1334 | Indeck-Oswego LP | Indeck-Oswego | C | 23783 | Oswego | 075 | 36 | 1990-05-01 | 57.4 | 51.6 | 47.9 | 61.3 | YES | CC | NG | FO2 |  | 88.779
R1335 | Indeck-Yerkes LP | Indeck-Yerkes | A | 23781 | Tonawanda | 029 | 36 | 1990-02-01 | 59.9 | 49.7 | 47.7 | 58.2 | YES | CC | NG | FO2 |  | 121.7219
R1336 | Innovative Energy Systems, Inc. | Auburn LFG | C | 323710 | Auburn | 011 | 36 | 2010-01-01 | 2.1 | 0 | 0 | 0 |  | IC | MTE |  |  | 0.58805 | ( 2 ) ( N )
R1337 | Innovative Energy Systems, Inc. | Chautauqua LFGE | A | 323629 | Jamestown | 013 | 36 | 2010-02-12 | 9.6 | 0 | 0 | 0 |  | IC | MTE |  |  | 41.6586
R1338 | Innovative Energy Systems, Inc. | Clinton LFGE | D | 323618 | Morrisonville | 019 | 36 | 2008-10-01 | 6.4 | 6.4 | 6.4 | 6.4 |  | IC | MTE |  |  | 35.4591
R1339 | Innovative Energy Systems, Inc. | Colonie LFGTE | F | 323577 | Colonie | 001 | 36 | 2006-03-01 | 4.8 | 6.4 | 4.8 | 4.8 |  | IC | MTE |  |  | 35.5672
R1340 | Innovative Energy Systems, Inc. | DANC LFGE | E | 323619 | Watertown | 045 | 36 | 2008-09-08 | 6.4 | 6.4 | 6.4 | 6.4 |  | IC | MTE |  |  | 33.5073
R1341 | Innovative Energy Systems, Inc. | Fulton LFGE | F | 323630 | Johnstown | 035 | 36 | 2010-06-04 | 3.2 | 0 | 0 | 0 |  | IC | MTE |  |  | 11.0184
R1342 | Innovative Energy Systems, Inc. | Hyland LFGE | B | 323620 | Angelica | 003 | 36 | 2008-09-08 | 4.8 | 4.8 | 4.8 | 4.8 |  | IC | MTE |  |  | 30.3213
R1343 | Innovative Energy Systems, Inc. | Steuben County LF | C | 323667 | Bath | 101 | 36 | 2012-08-01 | 3.2 | 3.2 | 3.2 | 3.2 |  | IC | MTE |  |  | 17.2203
R1344 | International Paper Company | Ticonderoga | F | 23804 | Ticonderoga | 031 | 36 | 1970-01-01 | 42.1 | 7.6 | 6.2 | 9.8 |  | ST | FO6 |  |  | 0.070016
R1345 | Jamestown Board of Public Utilities | Jamestown 5 | A | 1658 | Jamestown | 013 | 36 | 1951-08-01 | 28.7 | 23 | 16.8352 | 16.7 |  | ST | BIT | NG |  | 5.7734
R1346 | Jamestown Board of Public Utilities | Jamestown 6 | A | 1658 | Jamestown | 013 | 36 | 1968-08-01 | 25 | 22.4 | 14.6648 | 14.8 |  | ST | BIT | NG |  | 46.6672
R1347 | Jamestown Board of Public Utilities | Jamestown 7 | A | 1659 | Jamestown | 013 | 36 | 2002-01-01 | 47.3 | 40 | 38 | 45.8 |  | GT | NG |  |  | 175.4177
R1348 | Long Island Power Authority | Babylon (RR) | K | 323704 | Babylon | 103 | 36 | 1989-04-01 | 17 | 15.5 | 14.5 | 14.9 |  | ST | REF |  |  | 110.454
R1349 | Long Island Power Authority | Barrett 03 | K | 23706 | Island Park | 059 | 36 | 1970-06-01 | 18 | 17.9 | 17.2 | 20 | YES | GT | NG | FO2 |  | 4.873
R1350 | Long Island Power Authority | Barrett 04 | K | 23707 | Island Park | 059 | 36 | 1970-07-01 | 18 | 17.7 | 17.1 | 20.9 | YES | GT | NG | FO2 |  | 3.391
R1351 | Long Island Power Authority | Barrett 05 | K | 23708 | Island Park | 059 | 36 | 1970-07-01 | 18 | 17.8 | 17.3 | 19.9 | YES | GT | NG | FO2 |  | 4.084
R1352 | Long Island Power Authority | Barrett 06 | K | 23709 | Island Park | 059 | 36 | 1970-07-01 | 18 | 17.8 | 17.8 | 20 | YES | GT | NG | FO2 |  | 6.57
R1353 | Long Island Power Authority | Barrett 08 | K | 23711 | Island Park | 059 | 36 | 1970-07-01 | 18 | 17.3 | 16.9 | 20.4 | YES | GT | NG | FO2 |  | 6.489
R1354 | Long Island Power Authority | Barrett 09 | K | 23700 | Island Park | 059 | 36 | 1971-06-01 | 41.8 | 43.4 | 40.7 | 50.3 | YES | JE | NG | FO2 |  | 19.075
R1355 | Long Island Power Authority | Barrett 10 | K | 23701 | Island Park | 059 | 36 | 1971-06-01 | 41.8 | 42.7 | 39.6 | 49.7 | YES | JE | NG | FO2 |  | 12.674
R1356 | Long Island Power Authority | Barrett 11 | K | 23702 | Island Park | 059 | 36 | 1971-06-01 | 41.8 | 43.3 | 40.1 | 49.7 | YES | JE | NG | FO2 |  | 23.805
R1357 | Long Island Power Authority | Barrett 12 | K | 23703 | Island Park | 059 | 36 | 1971-06-01 | 41.8 | 44 | 40.9 | 49.3 | YES | JE | NG | FO2 |  | 21.431
R1358 | Long Island Power Authority | Barrett GT 01 | K | 23704 | Island Park | 059 | 36 | 1970-06-01 | 18 | 18.1 | 17.4 | 16 | YES | GT | NG | FO2 |  | 2.636
R1359 | Long Island Power Authority | Barrett GT 02 | K | 23705 | Island Park | 059 | 36 | 1970-06-01 | 18 | 17.4 | 17.5 | 20.6 | YES | GT | NG | FO2 |  | 3.832
R1360 | Long Island Power Authority | Barrett ST 01 | K | 23545 | Island Park | 059 | 36 | 1956-11-01 | 188 | 200.2 | 193 | 199.2 | YES | ST | NG | FO6 |  | 599.725
R1361 | Long Island Power Authority | Barrett ST 02 | K | 23546 | Island Park | 059 | 36 | 1963-10-01 | 188 | 197.5 | 192.7 | 196 | YES | ST | NG | FO6 |  | 829.509
R1362 | Long Island Power Authority | Bethpage 3 | K | 323564 | Hicksville | 059 | 36 | 2005-05-01 | 96 | 79.9 | 76.1 | 77.7 |  | CC | NG |  |  | 331.558
R1363 | Long Island Power Authority | Caithness_CC_1 | K | 323624 | Brookhaven | 103 | 36 | 2009-08-01 | 375 | 315.6 | 309 | 356.8 | YES | CC | NG | FO2 |  | 2013.2644
R1364 | Long Island Power Authority | East Hampton 2 | K | 23722 | E Hampton | 103 | 36 | 1962-12-01 | 2 | 2 | 1.9667 | 2.0677 |  | IC | FO2 |  |  | 0.80634
R1365 | Long Island Power Authority | East Hampton 3 | K | 23722 | E Hampton | 103 | 36 | 1962-12-01 | 2 | 2 | 1.9667 | 2.0677 |  | IC | FO2 |  |  | 0.83629
R1366 | Long Island Power Authority | East Hampton 4 | K | 23722 | E Hampton | 103 | 36 | 1962-12-01 | 2 | 2 | 1.9667 | 2.0677 |  | IC | FO2 |  |  | 0.66537
R1367 | Long Island Power Authority | East Hampton GT 01 | K | 23717 | E Hampton | 103 | 36 | 1970-12-01 | 21.3 | 19.2 | 19.2 | 24 |  | JE | FO2 |  |  | 8.434
R1368 | Long Island Power Authority | Far Rockaway GT1 | K | 24212 | Far Rockaway | 081 | 36 | 2002-07-01 | 60.5 | 53.5 | 54.2 | 59.4 |  | JE | NG |  |  | 223.2411
R1369 | Long Island Power Authority | Far Rockaway GT2 | K | 23815 | Jamaica Bay | 081 | 36 | 2003-07-02 | 60.5 | 55.4 | 53.3 | 54 |  | JE | FO2 |  |  | 19.409
R1370 | Long Island Power Authority | Freeport CT 1 | K | 23764 | Freeport | 059 | 36 | 2004-06-01 | 60 | 48.3 | 48.5 | 49.1 | YES | GT | NG | FO2 |  | 131.6224
R1371 | Long Island Power Authority | Glenwood GT 01 | K | 23712 | Glenwood | 059 | 36 | 1967-04-01 | 16 | 14.6 | 12.3 | 14.8 |  | GT | FO2 |  |  | 0.292
R1372 | Long Island Power Authority | Glenwood GT 02 | K | 23688 | Glenwood | 059 | 36 | 1972-06-01 | 55 | 52.7 | 49 | 64 |  | GT | FO2 |  |  | 1.497
R1373 | Long Island Power Authority | Glenwood GT 03 | K | 23689 | Glenwood | 059 | 36 | 1972-06-01 | 55 | 52.7 | 55.1 | 68.6 |  | GT | FO2 |  |  | 2.826
R1374 | Long Island Power Authority | Glenwood GT 04 | K | 24219 | Glenwood | 059 | 36 | 2002-06-01 | 53 | 40.3 | 40 | 46.8 | YES | GT | NG | FO2 |  | 101.6382
R1375 | Long Island Power Authority | Glenwood GT 05 | K | 24220 | Glenwood | 059 | 36 | 2002-06-01 | 53 | 40 | 40 | 43.2 | YES | GT | NG | FO2 |  | 75.713
R1376 | Long Island Power Authority | Greenport GT1 | K | 23814 | Greenport | 103 | 36 | 2003-07-02 | 54 | 51.9 | 52.7 | 56.5 |  | JE | FO2 |  |  | 20.3645
R1377 | Long Island Power Authority | Hempstead (RR) | K | 23647 | Hempstead | 059 | 36 | 1989-10-01 | 78.6 | 73.7 | 71.5 | 72.6 |  | ST | REF |  |  | 573.632
R1378 | Long Island Power Authority | Holtsville 01 | K | 23690 | Holtsville | 103 | 36 | 1974-07-01 | 56.7 | 55.1 | 55.5 | 62.1 |  | JE | FO2 |  |  | 1.57
R1379 | Long Island Power Authority | Holtsville 02 | K | 23691 | Holtsville | 103 | 36 | 1974-07-01 | 56.7 | 55.3 | 55.6 | 61.3 |  | JE | FO2 |  |  | 2.911
R1380 | Long Island Power Authority | Holtsville 03 | K | 23692 | Holtsville | 103 | 36 | 1974-07-01 | 56.7 | 52.1 | 51 | 64.8 |  | JE | FO2 |  |  | 1.987
R1381 | Long Island Power Authority | Holtsville 04 | K | 23693 | Holtsville | 103 | 36 | 1974-07-01 | 56.7 | 52.7 | 52.4 | 64.3 |  | JE | FO2 |  |  | 1.96
R1382 | Long Island Power Authority | Holtsville 05 | K | 23694 | Holtsville | 103 | 36 | 1974-07-01 | 56.7 | 53.3 | 53.4 | 65 |  | JE | FO2 |  |  | 2.099
R1383 | Long Island Power Authority | Holtsville 06 | K | 23695 | Holtsville | 103 | 36 | 1975-07-01 | 56.7 | 53 | 50.4 | 65.4 |  | JE | FO2 |  |  | 5.825
R1384 | Long Island Power Authority | Holtsville 07 | K | 23696 | Holtsville | 103 | 36 | 1975-07-01 | 56.7 | 55.1 | 49.2 | 64.8 |  | JE | FO2 |  |  | 0.881
R1385 | Long Island Power Authority | Holtsville 08 | K | 23697 | Holtsville | 103 | 36 | 1975-07-01 | 56.7 | 57.4 | 55.4 | 66.8 |  | JE | FO2 |  |  | 3.039
R1386 | Long Island Power Authority | Holtsville 09 | K | 23698 | Holtsville | 103 | 36 | 1975-07-01 | 56.7 | 57.5 | 55.3 | 69.1 |  | JE | FO2 |  |  | 1.249
R1387 | Long Island Power Authority | Holtsville 10 | K | 23699 | Holtsville | 103 | 36 | 1975-07-01 | 56.7 | 55.1 | 54.1 | 65.6 |  | JE | FO2 |  |  | 3.998
R1388 | Long Island Power Authority | Huntington (RR) | K | 323705 | Huntington | 103 | 36 | 1991-12-01 | 28 | 24.7 | 24.1 | 24.3 |  | ST | REF |  |  | 188.92
R1389 | Long Island Power Authority | Islip (RR) | K | 323679 | Ronkonkoma | 103 | 36 | 1990-03-01 | 12.5 | 11.2 | 8.5 | 8.3 |  | ST | REF |  |  | 54.609
R1390 | Long Island Power Authority | Long Island Solar Farm | K | 323691 | Upton | 103 | 36 | 2011-11-01 | 31.5 | 31.5 | 31.5 | 31.5 |  | PV | SUN |  |  | 52.287
R1391 | Long Island Power Authority | Northport 1 | K | 23551 | Northport | 103 | 36 | 1967-07-01 | 387 | 395 | 399.5 | 397 | YES | ST | NG | FO6 |  | 680.641
R1392 | Long Island Power Authority | Northport 2 | K | 23552 | Northport | 103 | 36 | 1968-06-01 | 387 | 396 | 399 | 399 | YES | ST | NG | FO6 |  | 574.12
R1393 | Long Island Power Authority | Northport 3 | K | 23553 | Northport | 103 | 36 | 1972-07-01 | 387 | 399.2 | 390.5 | 390 | YES | ST | NG | FO6 |  | 958.521
R1394 | Long Island Power Authority | Northport 4 | K | 23650 | Northport | 103 | 36 | 1977-12-01 | 387 | 399.2 | 391.7 | 386.2 | YES | ST | NG | FO6 |  | 840.038
R1395 | Long Island Power Authority | Northport GT | K | 23718 | Northport | 103 | 36 | 1967-03-01 | 16 | 13.8 | 11.8 | 15.8 |  | GT | FO2 |  |  | 0.008
R1396 | Long Island Power Authority | Oceanside (LF) | K | 5008 | Oceanside | 059 | 36 | 1991-02-01 | 2.1 | 1.1 | 0 | 0 |  | IC | MTE |  |  | 0
R1397 | Long Island Power Authority | Oyster Bay (LF) | K | 5009 | Bethpage | 059 | 36 | 1986-07-01 | 1.3 | 0 | 0 | 0 |  | IC | MTE |  |  | 0
R1398 | Long Island Power Authority | Pilgrim GT1 | K | 24216 | Brentwood | 103 | 36 | 2002-08-01 | 50 | 45.6 | 45.6 | 46.3 |  | GT | NG |  |  | 64.2755
R1399 | Long Island Power Authority | Pilgrim GT2 | K | 24217 | Brentwood | 103 | 36 | 2002-08-01 | 50 | 46.2 | 44.8 | 45.8 |  | GT | NG |  |  | 61.9465
R1400 | Long Island Power Authority | Pinelawn Power 1 | K | 323563 | Babylon | 103 | 36 | 2005-06-01 | 82 | 78 | 75.7 | 77 | YES | CC | NG | KER |  | 187.3294
R1401 | Long Island Power Authority | Port Jefferson 3 | K | 23555 | Port Jefferson | 103 | 36 | 1958-11-01 | 188 | 194.5 | 190.3 | 197 | YES | ST | FO6 | NG |  | 184.445
R1402 | Long Island Power Authority | Port Jefferson 4 | K | 23616 | Port Jefferson | 103 | 36 | 1960-11-01 | 188 | 198.7 | 189.5 | 198.2 | YES | ST | FO6 | NG |  | 213.722
R1403 | Long Island Power Authority | Port Jefferson GT 01 | K | 23713 | Port Jefferson | 103 | 36 | 1966-12-01 | 16 | 14.1 | 12.1 | 16.3 |  | GT | FO2 |  |  | -0.017
R1404 | Long Island Power Authority | Port Jefferson GT 02 | K | 24210 | Port Jefferson | 103 | 36 | 2002-07-01 | 53 | 42 | 40.5 | 45.7 | YES | GT | NG | FO2 |  | 49.9153
R1405 | Long Island Power Authority | Port Jefferson GT 03 | K | 24211 | Port Jefferson | 103 | 36 | 2002-07-01 | 53 | 41.1 | 41.1 | 46.3 | YES | GT | NG | FO2 |  | 65.7746
R1406 | Long Island Power Authority | S Hampton 1 | K | 23720 | South Hampton | 103 | 36 | 1963-03-01 | 11.5 | 10.3 | 8.5 | 11.5 |  | GT | FO2 |  |  | 0.693
R1407 | Long Island Power Authority | Shoreham 1 | K | 23715 | Shoreham | 103 | 36 | 1971-07-01 | 52.9 | 48.9 | 49.8 | 65 |  | GT | FO2 |  |  | 1.683
R1408 | Long Island Power Authority | Shoreham 2 | K | 23716 | Shoreham | 103 | 36 | 1984-04-01 | 18.6 | 18.5 | 15.9 | 21.1 |  | JE | FO2 |  |  | 0.341
R1409 | Long Island Power Authority | Shoreham GT3 | K | 24213 | Shoreham | 103 | 36 | 2002-08-01 | 50 | 45.1 | 45.6 | 42.4 |  | GT | FO2 |  |  | 2.2368
R1410 | Long Island Power Authority | Shoreham GT4 | K | 24214 | Shoreham | 103 | 36 | 2002-08-01 | 50 | 41.9 | 44.6 | 45.3 |  | GT | FO2 |  |  | 2.1423
R1411 | Long Island Power Authority | Smithtown (LF) | K | 5010 | Smithtown | 103 | 36 | 1985-12-01 | 1.1 | 0 | 0 | 0 |  | IC | MTE |  |  | 0
R1412 | Long Island Power Authority | South Oaks Hosp | K | 5011 | Amityville | 103 | 36 | 1990-06-01 | 1 | 0 | 0 | 0 |  | IC | NG |  |  | 0
R1413 | Long Island Power Authority | Southold 1 | K | 23719 | Southold | 103 | 36 | 1964-08-01 | 14 | 12.3 | 10 | 9 |  | GT | FO2 |  |  | 0.673
R1414 | Long Island Power Authority | Stony Brook | K | 24151 | Stony Brook | 103 | 36 | 1995-04-01 | 47 | 9.6 | 14.5 | 16.5 | YES | GT | NG | FO2 |  | 277.866
R1415 | Long Island Power Authority | Trigen-NDEC | K | 323695 | Garden City | 059 | 36 | 1991-03-01 | 55 | 51.6 | 45.6 | 57 | YES | CC | NG | FO2 |  | 324.602
R1416 | Long Island Power Authority | Wading River 1 | K | 23522 | Shoreham | 103 | 36 | 1989-08-01 | 79.5 | 81.2 | 82 | 101.3 |  | GT | FO2 |  |  | 4.823
R1417 | Long Island Power Authority | Wading River 2 | K | 23547 | Shoreham | 103 | 36 | 1989-08-01 | 79.5 | 81.3 | 76.9 | 96.2 |  | GT | FO2 |  |  | 4.57
R1418 | Long Island Power Authority | Wading River 3 | K | 23601 | Shoreham | 103 | 36 | 1989-08-01 | 79.5 | 81.3 | 81.7 | 101.1 |  | GT | FO2 |  |  | 6.93
R1419 | Long Island Power Authority | West Babylon 4 | K | 23714 | West Babylon | 103 | 36 | 1971-08-01 | 52.4 | 49 | 49.7 | 66.5 |  | GT | FO2 |  |  | 0.765
R1420 | Long Island Power Authority | Yaphank (LF) | K | 5012 | Yaphank | 103 | 36 | 1983-09-01 | 1.6 | 1.5 | 0 | 0 |  | IC | MTE |  |  | 0
R1421 | Lyonsdale Biomass, LLC | Lyonsdale | E | 23803 | Lyonsdale | 049 | 36 | 1992-08-01 | 21.1 | 20.2 | 19.9 | 20 |  | ST | WD |  |  | 132.14
R1422 | Madison Windpower, LLC | Madison Wind Power | E | 24146 | Madison | 053 | 36 | 2000-09-01 | 11.55 | 11.5 | 11.6 | 11.6 |  | WT | WND |  |  | 19.731
R1423 | Marble River LLC | Marble River Wind | D | 323696 | Ellenburg | 019 | 36 | 2012-07-01 | 215.5 | 0 | 0 | 0 |  | WT | WND |  |  | 543.439
R1424 | Marsh Hill Energy LLC | Marsh Hill Wind Farm | C | 323713 | Jasper | 101 | 36 | 2014-12-01 | 16.2 | 0 | 0 | 0 |  | WT | WND |  |  | 56.253
R1425 | Model City Energy LLC | Model City Energy | A | 24167 | Lewiston | 063 | 36 | 2001-06-01 | 5.6 | 5.6 | 5.6 | 5.6 |  | IC | MTE |  |  | 37.8299
R1426 | Modern Innovative Energy, LLC | Modern LF | A | 323580 | Lewiston | 063 | 36 | 2006-02-01 | 6.4 | 6.4 | 6.4 | 6.4 |  | IC | MTE |  |  | 17.8716
R1427 | New York Power Authority | Ashokan 1 | G | 23654 | Ashokan | 111 | 36 | 1982-11-01 | 2.3 | 1.8 | 2.3 | 2.3 |  | HY | WAT |  |  | 6.35
R1428 | New York Power Authority | Ashokan 2 | G | 23654 | Ashokan | 111 | 36 | 1982-11-01 | 2.3 | 1.8 | 2.3 | 2.3 |  | HY | WAT |  |  | 5.2979
R1429 | New York Power Authority | Astoria CC 1 | J | 323568 | Queens | 081 | 36 | 2006-01-01 | 288 | 246.2 | 231.5 | 260 | YES | CC | NG | JF | KER | 2891.4412 | ( G )
R1430 | New York Power Authority | Astoria CC 2 | J | 323569 | Queens | 081 | 36 | 2006-01-01 | 288 | 246.2 | 231.5 | 260 | YES | CC | NG | JF | KER
R1431 | New York Power Authority | Blenheim - Gilboa 1 | F | 23756 | Gilboa NY | 095 | 36 | 1973-07-01 | 290 | 290.7 | 291.6 | 290.3 |  | PS | WAT |  |  | 31.499
R1432 | New York Power Authority | Blenheim - Gilboa 2 | F | 23757 | Gilboa NY | 095 | 36 | 1973-07-01 | 290 | 291.2 | 291.7 | 291 |  | PS | WAT |  |  | 146.69
R1433 | New York Power Authority | Blenheim - Gilboa 3 | F | 23758 | Gilboa NY | 095 | 36 | 1973-07-01 | 290 | 291.7 | 290.7 | 290.7 |  | PS | WAT |  |  | 142.527
R1434 | New York Power Authority | Blenheim - Gilboa 4 | F | 23759 | Gilboa NY | 095 | 36 | 1973-07-01 | 290 | 291.5 | 291.7 | 291.5 |  | PS | WAT |  |  | 63.462
R1435 | New York Power Authority | Brentwood | K | 24164 | Brentwood | 103 | 36 | 2001-08-01 | 50 | 47.1 | 45 | 46.1 |  | GT | NG |  |  | 59.0312
R1436 | New York Power Authority | Crescent 1 | F | 24018 | Crescent | 001 | 36 | 1991-07-01 | 2.8 | 3.2 | 2.8 | 2.8 |  | HY | WAT |  |  | 14.6851
R1437 | New York Power Authority | Crescent 2 | F | 24018 | Crescent | 001 | 36 | 1991-07-01 | 2.8 | 3.2 | 2.8 | 2.8 |  | HY | WAT |  |  | 13.2355
R1438 | New York Power Authority | Crescent 3 | F | 24018 | Crescent | 001 | 36 | 1991-07-01 | 3 | 3.2 | 3 | 3 |  | HY | WAT |  |  | 6.5145
R1439 | New York Power Authority | Crescent 4 | F | 24018 | Crescent | 001 | 36 | 1991-07-01 | 3 | 3.2 | 3 | 3 |  | HY | WAT |  |  | 3.5387
R1440 | New York Power Authority | Flynn | K | 23794 | Holtsville | 103 | 36 | 1994-05-01 | 170 | 135.5 | 135.5 | 162.7 | YES | CC | NG | FO2 |  | 1011.7523
R1441 | New York Power Authority | Gowanus 5 | J | 24156 | Brooklyn | 047 | 36 | 2001-08-01 | 50 | 45.4 | 40 | 40 |  | GT | NG |  |  | 60.8375
R1442 | New York Power Authority | Gowanus 6 | J | 24157 | Brooklyn | 047 | 36 | 2001-08-01 | 50 | 46.1 | 39.9 | 39.9 |  | GT | NG |  |  | 57.9412
R1443 | New York Power Authority | Grahamsville | G | 23607 | Grahamsville | 105 | 36 | 1956-12-01 | 18 | 16.3 | 18 | 18 |  | HY | WAT |  |  | 72.881
R1444 | New York Power Authority | Greenport IC 4 | K | 1652 | Greenport | 103 | 36 | 1957-06-06 | 1.2 | 1.7 | 1 | 1 |  | IC | FO2 |  |  | 0
R1445 | New York Power Authority | Greenport IC 5 | K | 1652 | Greenport | 103 | 36 | 1965-07-08 | 1.8 | 1.7 | 1.5 | 1.5 |  | IC | FO2 |  |  | 0
R1446 | New York Power Authority | Greenport IC 6 | K | 1652 | Greenport | 103 | 36 | 1971-09-17 | 3.8 | 2.7 | 2.5 | 2.5 |  | IC | FO2 |  |  | 0
R1447 | New York Power Authority | Harlem River 1 | J | 24160 | Bronx | 005 | 36 | 2001-08-01 | 50 | 46 | 39.9 | 39.9 |  | GT | NG |  |  | 21.3318
R1448 | New York Power Authority | Harlem River 2 | J | 24161 | Bronx | 005 | 36 | 2001-08-01 | 50 | 45.2 | 40 | 40 |  | GT | NG |  |  | 20.6784
R1449 | New York Power Authority | Hellgate 1 | J | 24158 | Bronx | 005 | 36 | 2001-08-01 | 50 | 45 | 39.9 | 39.9 |  | GT | NG |  |  | 22.9761
R1450 | New York Power Authority | Hellgate 2 | J | 24159 | Bronx | 005 | 36 | 2001-08-01 | 50 | 45 | 40 | 40 |  | GT | NG |  |  | 22.9726
R1451 | New York Power Authority | Jarvis 1 | E | 23743 | Hinckley | 065 | 36 | 1991-07-01 | 4.5 | 4.5 | 4.5 | 4.5 |  | HY | WAT |  |  | 22.2836
R1452 | New York Power Authority | Jarvis 2 | E | 23743 | Hinckley | 065 | 36 | 1991-07-01 | 4.5 | 4.5 | 4.5 | 4.5 |  | HY | WAT |  |  | 1.259
R1453 | New York Power Authority | Kent | J | 24152 | Brooklyn | 047 | 36 | 2001-08-01 | 50 | 46.9 | 45.8 | 46 |  | GT | NG |  |  | 35.5695
R1454 | New York Power Authority | Lewiston PS (Fleet) | A | 23760 | Niagara Falls | 063 | 36 | 1961-01-01 | 240 | 240 | 240 | 240 |  | PS | WAT |  |  | 440.668
R1455 | New York Power Authority | Moses Niagara (Fleet) | A | 23760 | Niagara Falls | 063 | 36 | 1961-01-01 | 2860 | 2460 | 2455.5 | 2464.5 |  | HY | WAT |  |  | 14389.439
R1456 | New York Power Authority | Neversink | G | 23608 | Grahamsville | 105 | 36 | 1953-12-01 | 25 | 22 | 25 | 25 |  | HY | WAT |  |  | 35.7221
R1457 | New York Power Authority | Pouch | J | 24155 | Staten Island | 085 | 36 | 2001-08-01 | 50 | 47.1 | 45.7 | 46 |  | GT | NG |  |  | 64.0373
R1458 | New York Power Authority | St Lawrence - FDR (Fleet) | D | 23600 | Massena | 089 | 36 | 1958-07-01 | 1088 | 856 | 856.2 | 823.5 |  | HY | WAT |  |  | 6859.309
R1459 | New York Power Authority | Vernon Blvd 2 | J | 24162 | Queens | 081 | 36 | 2001-08-01 | 50 | 46.2 | 40 | 40 |  | GT | NG |  |  | 22.6557
R1460 | New York Power Authority | Vernon Blvd 3 | J | 24163 | Queens | 081 | 36 | 2001-08-01 | 50 | 43.8 | 39.9 | 39.9 |  | GT | NG |  |  | 27.2467
R1461 | New York Power Authority | Vischer Ferry 1 | F | 24020 | Vischer Ferry | 091 | 36 | 1991-07-01 | 2.8 | 3.2 | 2.8 | 2.9 |  | HY | WAT |  |  | 3.0957
R1462 | New York Power Authority | Vischer Ferry 2 | F | 24020 | Vischer Ferry | 091 | 36 | 1991-07-01 | 2.8 | 3.2 | 2.8 | 2.9 |  | HY | WAT |  |  | 11.2268
R1463 | New York Power Authority | Vischer Ferry 3 | F | 24020 | Vischer Ferry | 091 | 36 | 1991-07-01 | 3 | 3.2 | 3 | 2.9 |  | HY | WAT |  |  | 6.6387
R1464 | New York Power Authority | Vischer Ferry 4 | F | 24020 | Vischer Ferry | 091 | 36 | 1991-07-01 | 3 | 3.2 | 3 | 2.9 |  | HY | WAT |  |  | 5.5395
R1465 | New York State Elec. & Gas Corp. | AA Dairy | C | 5013 | Ithaca | 109 | 36 | 1998-06-01 | 0.1 |  | 0 | 0 |  | IC | MTE |  |  | 0
R1466 | New York State Elec. & Gas Corp. | Alice Falls 1 | D | 23915 | Ausable | 019 | 36 | 1991-11-01 | 1.5 | 1.6 | 0 | 0 |  | HY | WAT |  |  | 0
R1467 | New York State Elec. & Gas Corp. | Alice Falls 2 | D | 23915 | Ausable | 019 | 36 | 1991-11-01 | 0.6 | 0.6 | 0 | 0 |  | HY | WAT |  |  | 0
R1468 | New York State Elec. & Gas Corp. | Allegheny 8 | C | 23528 | Kittanning PA | 005 | 42 | 1990-10-01 | 16 | 14.7 | 16 | 16 |  | HY | WAT |  |  | 87.066
R1469 | New York State Elec. & Gas Corp. | Allegheny 9 | C | 23528 | Kittanning PA | 005 | 42 | 1990-10-01 | 22 | 20.2 | 22 | 22 |  | HY | WAT |  |  | 112.6692
R1470 | New York State Elec. & Gas Corp. | Auburn - Mill St. | C | 5014 | Auburn | 011 | 36 | 1981-10-01 | 0.4 |  | 0 | 0 |  | HY | WAT |  |  | 0
R1471 | New York State Elec. & Gas Corp. | Auburn - No. Div.St | C | 5015 | Auburn | 011 | 36 | 1992-12-01 | 0.8 |  | 0 | 0 |  | HY | WAT |  |  | 0
R1472 | New York State Elec. & Gas Corp. | Auburn - State St. | C | 24147 | Auburn | 011 | 36 | 1995-01-01 | 7.4 | 5.8 | 5.1 | 7.5 |  | GT | NG |  |  | 0.379
R1473 | New York State Elec. & Gas Corp. | Broome LFGE | C | 323600 | Binghamton | 007 | 36 | 2007-09-01 | 2.1 | 2.1 | 2.1 | 2.1 |  | IC | MTE |  |  | 13.7377
R1474 | New York State Elec. & Gas Corp. | Cadyville 1 | D | 23628 | Schuyler Falls | 019 | 36 | 1921-08-01 | 1.2 | 1 | 1.2 | 1.2 |  | HY | WAT |  |  | 3.121
R1475 | New York State Elec. & Gas Corp. | Cadyville 2 | D | 23628 | Schuyler Falls | 019 | 36 | 1921-08-01 | 1.2 | 1 | 1.2 | 1.2 |  | HY | WAT |  |  | 5.394
R1476 | New York State Elec. & Gas Corp. | Cadyville 3 | D | 23628 | Schuyler Falls | 019 | 36 | 1986-09-01 | 3.1 | 2.7 | 3.1 | 3.1 |  | HY | WAT |  |  | 13.158
R1477 | New York State Elec. & Gas Corp. | Chasm Falls Hydro | D | 5016 | Chateaugay | 033 | 36 | 1982-03-01 | 1.6 |  | 0 | 0 |  | HY | WAT |  |  | 0
R1478 | New York State Elec. & Gas Corp. | Croton Falls Hydro | I | 5017 | North Salem | 119 | 36 | 1987-01-01 | 0.2 |  | 0 | 0 |  | HY | WAT |  |  | 0
R1479 | New York State Elec. & Gas Corp. | Harris Lake | D | 5018 | Newcomb | 031 | 36 | 1967-08-01 | 1.7 |  | 0 | 0 |  | IC | FO2 |  |  | 0
R1480 | New York State Elec. & Gas Corp. | High Falls 1 | D | 23628 | Saranac | 019 | 36 | 1948-08-01 | 4 | 4.3 | 4 | 4 |  | HY | WAT |  |  | 22.574
R1481 | New York State Elec. & Gas Corp. | High Falls 2 | D | 23628 | Saranac | 019 | 36 | 1949-08-01 | 4 | 4.3 | 4 | 4 |  | HY | WAT |  |  | 12.9856
R1482 | New York State Elec. & Gas Corp. | High Falls 3 | D | 23628 | Saranac | 019 | 36 | 1956-08-01 | 7 | 8.2 | 7 | 7 |  | HY | WAT |  |  | 34.054
R1483 | New York State Elec. & Gas Corp. | Kent Falls 1 | D | 23628 | Schuyler Falls | 019 | 36 | 1928-08-01 | 3.6 | 3 | 3.6 | 3.6 |  | HY | WAT |  |  | 11.346
R1484 | New York State Elec. & Gas Corp. | Kent Falls 2 | D | 23628 | Schuyler Falls | 019 | 36 | 1928-08-01 | 3.6 | 3 | 3.6 | 3.6 |  | HY | WAT |  |  | 0
R1485 | New York State Elec. & Gas Corp. | Kent Falls 3 | D | 23628 | Schuyler Falls | 019 | 36 | 1985-07-01 | 6.4 | 6 | 6.4 | 6.4 |  | HY | WAT |  |  | 27.882
R1486 | New York State Elec. & Gas Corp. | Lower Saranac 1 | D | 23913 | Schuyler Falls | 019 | 36 | 1990-10-01 | 3.2 | 3.5 | 0 | 0 |  | HY | WAT |  |  | 0
R1487 | New York State Elec. & Gas Corp. | Lower Saranac 2 | D | 23913 | Schuyler Falls | 019 | 36 | 1990-10-01 | 3.2 | 3.5 | 0 | 0 |  | HY | WAT |  |  | 0
R1488 | New York State Elec. & Gas Corp. | Lower Saranac 3 | D | 23913 | Schuyler Falls | 019 | 36 | 1990-10-01 | 0.3 | 2.9 | 0 | 0 |  | HY | WAT |  |  | 0
R1489 | New York State Elec. & Gas Corp. | Mechanicville 1 | F | 23645 | Stillwater | 091 | 36 | 1983-09-01 | 9.2 | 10 | 9.2 | 9.25 |  | HY | WAT |  |  | 37.666
R1490 | New York State Elec. & Gas Corp. | Mechanicville 2 | F | 23645 | Stillwater | 091 | 36 | 1983-09-01 | 9.3 | 10 | 9.3 | 9.25 |  | HY | WAT |  |  | 28.994
R1491 | New York State Elec. & Gas Corp. | Mill C 1 | D | 23628 | Plattsburgh | 019 | 36 | 1944-08-01 | 1 | 0.9 | 1 | 1 |  | HY | WAT |  |  | 5.445
R1492 | New York State Elec. & Gas Corp. | Mill C 2 | D | 23628 | Plattsburgh | 019 | 36 | 1943-08-01 | 1.2 | 1.2 | 1.2 | 1.2 |  | HY | WAT |  |  | 5.606
R1493 | New York State Elec. & Gas Corp. | Mill C 3 | D | 23628 | Plattsburgh | 019 | 36 | 1984-11-01 | 3.8 | 3.7 | 3.8 | 3.8 |  | HY | WAT |  |  | 8.172
R1494 | New York State Elec. & Gas Corp. | Montville Falls | C | 5019 | Moravia | 011 | 36 | 1992-08-01 | 0.2 |  | 0 | 0 |  | HY | WAT |  |  | 0
R1495 | New York State Elec. & Gas Corp. | Rainbow Falls 1 | D | 23628 | Ausable | 019 | 36 | 1926-08-01 | 1.3 | 1.5 | 1.3 | 1.3 |  | HY | WAT |  |  | 0
R1496 | New York State Elec. & Gas Corp. | Rainbow Falls 2 | D | 23628 | Ausable | 019 | 36 | 1927-08-01 | 1.3 | 1.5 | 1.3 | 1.3 |  | HY | WAT |  |  | 0
R1497 | New York State Elec. & Gas Corp. | Waterloo 2 | C | 5020 | Waterloo | 099 | 36 | 1998-06-01 | 0.534 |  | 0 | 0 |  | HY | WAT |  |  | 0
R1498 | New York State Elec. & Gas Corp. | Waterloo 3 | C | 5021 | Waterloo | 099 | 36 | 1998-06-01 | 0.533 |  | 0 | 0 |  | HY | WAT |  |  | 0
R1499 | New York State Elec. & Gas Corp. | Waterloo 4 | C | 5022 | Waterloo | 099 | 36 | 1998-06-01 | 0.533 |  | 0 | 0 |  | HY | WAT |  |  | 0
R1500 | Niagara Generation, LLC | Niagara Bio-Gen (IIFO - 1/1/16) | A | 23895 | Niagara Falls | 063 | 36 | 1991-08-01 | 56 | 50.5 | 0 | 0 |  | ST | WD |  |  | 35.7489 | ( 3 ) ( I )
R1501 | Niagara Mohawk Power Corp. | Boralex - Hudson Falls | F | 24011 | Hudson Falls | 115 | 36 | 1995-10-01 | 44 | 43.7 | 44 | 44 |  | HY | WAT |  |  | 180.1822
R1502 | Niagara Mohawk Power Corp. | Boralex - South Glens Falls | F | 24028 | Moreau | 091 | 36 | 1994-12-01 | 13.8 | 14.8 | 0 | 0 |  | HY | WAT |  |  | 63.6367
R1503 | Niagara Mohawk Power Corp. | CHI-LaChute | F | 1654 | Ticonderoga | 031 | 36 | 1987-12-01 | 9 | 8.9 | 0 | 0 |  | HY | WAT |  |  | 23.2476
R1504 | Niagara Mohawk Power Corp. | Fortis - Dolgeville | E | 23807 | Dolgeville | 043 | 36 | 1985-07-01 | 5 | 6.3 | 0 | 0 |  | HY | WAT |  |  | 7.3661
R1505 | Niagara Mohawk Power Corp. | Fortis Energy - Philadelphia | E | 1656 | Philadelphia | 045 | 36 | 1986-08-01 | 3.6 | 3.2 | 0 | 0 |  | HY | WAT |  |  | 0.9258
R1506 | Niagara Mohawk Power Corp. | Fortis Energy - Moose River | E | 24016 | Lyonsdale | 049 | 36 | 1987-09-01 | 12.6 | 12 | 0 | 0 |  | HY | WAT |  |  | 41.3553
R1507 | Niagara Mohawk Power Corp. | General Mills Inc | A | 23808 | Buffalo | 029 | 36 | 1988-12-01 | 3.8 | 3.8 | 0 | 0 |  | GT | NG |  |  | 3.2733
R1508 | Niagara Mohawk Power Corp. | International Paper - Curtis | F | 1655 | Corinth | 091 | 36 | 1986-01-01 | 9.8 | 30.8 | 0 | 0 |  | HY | WAT |  |  | 286.8649 | ( G )
R1509 | Niagara Mohawk Power Corp. | International Paper - Palmer | F | 1655 | Corinth | 091 | 36 | 1986-01-01 | 49.2 | 30.8 | 0 | 0 |  | HY | WAT
R1510 | Niagara Mohawk Power Corp. | Little Falls Hydro | E | 24013 | Little Falls | 043 | 36 | 1987-01-01 | 13 | 12.6 | 0 | 0 |  | HY | WAT |  |  | 44.8791
R1511 | Niagara Mohawk Power Corp. | Onondaga County | C | 23987 | North Syracuse | 067 | 36 | 1994-12-01 | 39.5 | 32.6 | 31.6 | 28.9 |  | ST | REF |  |  | 190.995
R1512 | Niagara Mohawk Power Corp. | Pyrites Assoc. | E | 24023 | Canton | 089 | 36 | 1985-12-01 | 8.2 | 7.5 | 0 | 0 |  | HY | WAT |  |  | 23.2117
R1513 | Niagara Mohawk Power Corp. | Adams Hydro | E | 23633 | Adams | 045 | 36 | 1987-11-01 | 0.2 |  | 0 | 0 |  | HY | WAT |  |  | 0
R1514 | Niagara Mohawk Power Corp. | Algon.-Herkimer | E | 23633 | Herkimer | 043 | 36 | 1987-12-01 | 1.6 |  | 0 | 0 |  | HY | WAT |  |  | 0
R1515 | Niagara Mohawk Power Corp. | Algon.-Otter Creek | E | 23633 | Greig | 049 | 36 | 1986-11-01 | 0.5 |  | 0 | 0 |  | HY | WAT |  |  | 1.379
R1516 | Niagara Mohawk Power Corp. | Allied Frozen Storage | A | 23774 | Cheektowaga | 029 | 36 | 2008-05-01 | 0.1 |  | 0 | 0 |  | IC | NG |  |  | 0.015
R1517 | Niagara Mohawk Power Corp. | Azure Mountain | E | 23633 | St. Regis Falls | 033 | 36 | 1993-08-01 | 0.6 |  | 0 | 0 |  | HY | WAT |  |  | 2.059
R1518 | Niagara Mohawk Power Corp. | Beaver Falls #1 | E | 23633 | Beaver Falls | 049 | 36 | 1986-01-01 | 1.5 |  | 0 | 0 |  | HY | WAT |  |  | 7.849
R1519 | Niagara Mohawk Power Corp. | Beaver Falls #2 | E | 23633 | Beaver Falls | 049 | 36 | 1986-01-01 | 1 |  | 0 | 0 |  | HY | WAT |  |  | 4.145
R1520 | Niagara Mohawk Power Corp. | Bellows Towers | E | 23633 | Malone | 033 | 36 | 1987-06-01 | 0.2 |  | 0 | 0 |  | HY | WAT |  |  | 0
R1521 | Niagara Mohawk Power Corp. | Black River Hyd#1 | E | 23633 | Port Leyden | 049 | 36 | 1984-07-01 | 1.9 |  | 0 | 0 |  | HY | WAT |  |  | 4.027
R1522 | Niagara Mohawk Power Corp. | Black River Hyd#2 | E | 23633 | Port Leyden | 049 | 36 | 1985-12-01 | 1.6 |  | 0 | 0 |  | HY | WAT |  |  | 1.894
R1523 | Niagara Mohawk Power Corp. | Black River Hyd#3 | E | 23633 | Port Leyden | 049 | 36 | 1984-07-01 | 2.2 |  | 0 | 0 |  | HY | WAT |  |  | 13.277
R1524 | Niagara Mohawk Power Corp. | Boralex - Middle Falls | F | 23643 | Easton | 115 | 36 | 1989-12-01 | 2.2 |  | 0 | 0 |  | HY | WAT |  |  | 10.527
R1525 | Niagara Mohawk Power Corp. | Burrstone Energy Center, LLC LU | E | 23633 | Utica | 065 | 36 | 2009-11-01 | 1.1 |  | 0 | 0 |  | IC | NG |  |  | 2.155
R1526 | Niagara Mohawk Power Corp. | Burrstone Energy Center, LLC U | E | 23633 | Utica | 065 | 36 | 2009-11-01 | 2.2 |  | 0 | 0 |  | IC | NG |  |  | 0.122
R1527 | Niagara Mohawk Power Corp. | Burt Dam Hydro | A | 23774 | Burt | 063 | 36 | 1987-12-01 | 0.6 |  | 0 | 0 |  | HY | WAT |  |  | 1.446
R1528 | Niagara Mohawk Power Corp. | Cal Ban Power | A | 23774 | Allegany | 003 | 36 | 1995-06-01 | 0.1 |  | 0 | 0 |  | IC | NG |  |  | 0
R1529 | Niagara Mohawk Power Corp. | Cellu-Tissue Corp - Natural Dam | E | 23633 | Gouverneur | 089 | 36 | 1986-01-01 | 1 |  | 0 | 0 |  | HY | WAT |  |  | 0
R1530 | Niagara Mohawk Power Corp. | Champlain Spinner | F | 23643 | Whitehall | 031 | 36 | 1992-07-01 | 0.4 |  | 0 | 0 |  | HY | WAT |  |  | 1.012
R1531 | Niagara Mohawk Power Corp. | CHI Dexter Hydro | E | 23633 | Dexter | 045 | 36 | 1988-01-01 | 4.2 |  | 0 | 0 |  | HY | WAT |  |  | 16.501
R1532 | Niagara Mohawk Power Corp. | CHI Diamond Is HY | E | 23633 | Watertown | 045 | 36 | 1986-01-01 | 1.2 |  | 0 | 0 |  | HY | WAT |  |  | 4.804
R1533 | Niagara Mohawk Power Corp. | CHI Fowler | E | 23633 | Fowler | 049 | 36 | 1986-01-01 | 0.6 |  | 0 | 0 |  | HY | WAT |  |  | 3.19
R1534 | Niagara Mohawk Power Corp. | CHI Hailsboro #3 | E | 23633 | Hailsboro | 089 | 36 | 1986-01-01 | 0.75 |  | 0 | 0 |  | HY | WAT |  |  | 3.796
R1535 | Niagara Mohawk Power Corp. | CHI Hailsboro #4 | E | 23633 | Hailsboro | 089 | 36 | 1986-01-01 | 1.4 |  | 0 | 0 |  | HY | WAT |  |  | 10.021
R1536 | Niagara Mohawk Power Corp. | CHI Hailsboro #6 | E | 23633 | Hailsboro | 089 | 36 | 1986-01-01 | 0.8 |  | 0 | 0 |  | HY | WAT |  |  | 4.695
R1537 | Niagara Mohawk Power Corp. | CHI Theresa Hydro | E | 23633 | Theresa | 089 | 36 | 1986-01-01 | 1.3 |  | 0 | 0 |  | HY | WAT |  |  | 6.276
R1538 | Niagara Mohawk Power Corp. | Chittenden Falls | F | 23643 | Stuyvesant | 021 | 36 | 1995-12-01 | 0.6 |  | 0 | 0 |  | HY | WAT |  |  | 0
R1539 | Niagara Mohawk Power Corp. | Christine Falls Hydro | F | 23643 | Wells | 041 | 36 | 1987-12-01 | 0.85 |  | 0 | 0 |  | HY | WAT |  |  | 2.332
R1540 | Niagara Mohawk Power Corp. | City of Oswego (H.D.) | C | 23634 | Oswego | 075 | 36 | 1994-02-01 | 11.9 |  | 0 | 0 |  | HY | WAT |  |  | 44.513
R1541 | Niagara Mohawk Power Corp. | City of Utica - Sand Road | E | 23633 | Utica | 065 | 36 | 1993-05-01 | 0.2 |  | 0 | 0 |  | HY | WAT |  |  | 1.579
R1542 | Niagara Mohawk Power Corp. | City of Utica -Trenton Falls | E | 23633 | Utica | 065 | 36 | 1993-02-01 | 0.2 |  | 0 | 0 |  | HY | WAT |  |  | 0.343
R1543 | Niagara Mohawk Power Corp. | City of Watertown | E | 23633 | Watertown | 045 | 36 | 1986-01-01 | 8.1 |  | 0 | 0 |  | HY | WAT |  |  | 10.987
R1544 | Niagara Mohawk Power Corp. | City of Watervliet | F | 23643 | Guilderland | 001 | 36 | 1986-01-01 | 1.2 |  | 0 | 0 |  | HY | WAT |  |  | 1.601
R1545 | Niagara Mohawk Power Corp. | Cons. HY-Victory | F | 23643 | Victory Falls | 091 | 36 | 1986-12-01 | 1.7 |  | 0 | 0 |  | HY | WAT |  |  | 4.773
R1546 | Niagara Mohawk Power Corp. | Copenhagen Assoc. | E | 23633 | Copenhagen | 049 | 36 | 1986-01-01 | 3.3 |  | 0 | 0 |  | HY | WAT |  |  | 9.511
R1547 | Niagara Mohawk Power Corp. | Cottrell Paper | F | 23643 | Rock City Falls | 091 | 36 | 1987-01-01 | 0.3 |  | 0 | 0 |  | HY | WAT |  |  | 0.043
R1548 | Niagara Mohawk Power Corp. | Cranberry Lake | E | 23633 | Cranberry Lake | 049 | 36 | 1987-12-01 | 0.5 |  | 0 | 0 |  | HY | WAT |  |  | 0.246
R1549 | Niagara Mohawk Power Corp. | Edison Hydro Electric | F | 23643 | Stottville | 021 | 36 | 2009-11-01 | 0.3 |  | 0 | 0 |  | HY | WAT |  |  | 1.853
R1550 | Niagara Mohawk Power Corp. | Empire HY Partner | E | 23633 | Port Leyden | 049 | 36 | 1984-11-01 | 1 |  | 0 | 0 |  | HY | WAT |  |  | 4.418
R1551 | Niagara Mohawk Power Corp. | Finch Paper LLC - Glens Falls | F | 23643 | Glens Falls | 113 | 36 | 2009-11-01 | 11.8 |  | 0 | 0 |  | HY | WAT |  |  | 0.536
R1552 | Niagara Mohawk Power Corp. | Finch Pruyn | F | 23643 | Glens Falls | 113 | 36 | 1989-12-01 | 29 |  | 0 | 0 |  | HY | WAT |  |  | 0
R1553 | Niagara Mohawk Power Corp. | Forestport Hydro | E | 23633 | Forrestport | 065 | 36 | 1987-12-01 | 3.4 |  | 0 | 0 |  | HY | WAT |  |  | 9.237
R1554 | Niagara Mohawk Power Corp. | Fort Miller Assoc | F | 23643 | Schuylerville | 091 | 36 | 1985-10-01 | 5 |  | 0 | 0 |  | HY | WAT |  |  | 20.09
R1555 | Niagara Mohawk Power Corp. | Fortis Energy - Diana | E | 23633 | Diana | 049 | 36 | 1985-07-01 | 1.8 |  | 0 | 0 |  | HY | WAT |  |  | 4.969
R1556 | Niagara Mohawk Power Corp. | Franklin Hydro | D | 24055 | Franklin Falls | 033 | 36 | 1995-03-01 | 0.3 |  | 0 | 0 |  | HY | WAT |  |  | 0
R1557 | Niagara Mohawk Power Corp. | Gloversville Johnstown WWT | F | 23643 | Gloversville | 035 | 36 | 2010-01-01 | 0.7 |  | 0 | 0 |  | IC | MTE
R1558 | Niagara Mohawk Power Corp. | Green Island Power Authority | F | 23643 | Green Island | 001 | 36 | 1971-01-01 | 6 |  | 0 | 0 |  | HY | WAT |  |  | 29.098
R1559 | Niagara Mohawk Power Corp. | Hewittville Hydro | E | 23633 | Potsdam | 089 | 36 | 1984-07-01 | 3 |  | 0 | 0 |  | HY | WAT |  |  | 14.169
R1560 | Niagara Mohawk Power Corp. | Hollings&Vose-Center | F | 23643 | Easton | 115 | 36 | 1986-01-01 | 0.4 |  | 0 | 0 |  | HY | WAT |  |  | 0.748
R1561 | Niagara Mohawk Power Corp. | Hollings&Vose-Lower | F | 23643 | Easton | 115 | 36 | 1986-01-01 | 0.4 |  | 0 | 0 |  | HY | WAT |  |  | 0
R1562 | Niagara Mohawk Power Corp. | Hollings&Vose-Upper | F | 23643 | Easton | 115 | 36 | 1986-01-01 | 0.4 |  | 0 | 0 |  | HY | WAT |  |  | 0
R1563 | Niagara Mohawk Power Corp. | Hollow Dam Power | E | 23633 | Saint Lawrence | 089 | 36 | 1987-12-01 | 1 |  | 0 | 0 |  | HY | WAT |  |  | 2.973
R1564 | Niagara Mohawk Power Corp. | Hoosick Falls | F | 23643 | Hoosick Falls | 083 | 36 | 1988-08-01 | 0.6 |  | 0 | 0 |  | HY | WAT |  |  | 0
R1565 | Niagara Mohawk Power Corp. | Hydrocarbon-Algny | A | 23774 | Allegany | 003 | 36 | 1992-12-01 | 0.2 |  | 0 | 0 |  | IC | NG |  |  | 0
R1566 | Niagara Mohawk Power Corp. | Indian Falls HY | E | 23633 | Theresa | 045 | 36 | 1986-01-01 | 0.3 |  | 0 | 0 |  | HY | WAT |  |  | 0.003
R1567 | Niagara Mohawk Power Corp. | Kayuta Lake | E | 23633 | Kayuta | 065 | 36 | 1988-05-01 | 0.4 |  | 0 | 0 |  | HY | WAT |  |  | 0.981
R1568 | Niagara Mohawk Power Corp. | Kings Falls | E | 23633 | Copenhagen | 049 | 36 | 1988-05-01 | 1.6 |  | 0 | 0 |  | HY | WAT |  |  | 0
R1569 | Niagara Mohawk Power Corp. | Laidlaw Energy | A | 23774 | Ellicottville | 009 | 36 | 1991-07-01 | 3.4 |  | 0 | 0 |  | GT | NG |  |  | 0
R1570 | Niagara Mohawk Power Corp. | Laidlaw Energy | A | 23774 | Ellicottville | 009 | 36 | 1991-07-01 | 2.4 |  | 0 | 0 |  | ST | NG |  |  | 0
R1571 | Niagara Mohawk Power Corp. | Long Falls Hydro | E | 23633 | Carthage | 045 | 36 | 1991-06-01 | 3.3 |  | 0 | 0 |  | HY | WAT |  |  | 8.535
R1572 | Niagara Mohawk Power Corp. | Lyonsdale Assoc. (Burrows) | E | 23633 | Lyons Falls | 049 | 36 | 1984-07-01 | 3 |  | 0 | 0 |  | HY | WAT |  |  | 11.113
R1573 | Niagara Mohawk Power Corp. | Mechanicville | F | 23643 | Mechanicville | 091 | 36 | 2005-03-01 | 2 |  | 0 | 0 |  | HY | WAT |  |  | 17.527
R1574 | Niagara Mohawk Power Corp. | Mount Ida Hydro | F | 23643 | Troy | 083 | 36 | 1986-01-01 | 6 |  | 0 | 0 |  | HY | WAT |  |  | 7.406
R1575 | Niagara Mohawk Power Corp. | Mountainaire Massage Spa | F | 23643 | Wevertown | 113 | 36 | 2009-11-01 |  |  | 0 | 0 |  | HY | WAT |  |  | 0
R1576 | Niagara Mohawk Power Corp. | Newport HY Assoc | E | 23633 | Newport | 043 | 36 | 1987-12-01 | 1.7 |  | 0 | 0 |  | HY | WAT |  |  | 6.201
R1577 | Niagara Mohawk Power Corp. | Northbrook Carthage | E | 23633 | Carthage | 045 | 36 | 1986-01-01 | 4.4 |  | 0 | 0 |  | HY | WAT |  |  | 18.26
R1578 | Niagara Mohawk Power Corp. | Nottingham High School | C | 23634 | Syracuse | 067 | 36 | 1988-06-01 | 0.2 |  | 0 | 0 |  | CG | NG |  |  | 0
R1579 | Niagara Mohawk Power Corp. | Oakvale Construction | D | 24055 | Wilmington | 031 | 36 | 2009-11-01 | 0.4 |  | 0 | 0 |  | HY | WAT |  |  | 1.693
R1580 | Niagara Mohawk Power Corp. | Ogdensburg Hydro | E | 23633 | Ogdensburg | 089 | 36 | 1987-12-01 | 3.5 |  | 0 | 0 |  | HY | WAT |  |  | 7.534
R1581 | Niagara Mohawk Power Corp. | Onondaga Energy Partners | C | 23634 | Onondaga | 067 | 36 | 1987-12-01 | 1.4 |  | 0 | 0 |  | IC | MTE |  |  | 0
R1582 | Niagara Mohawk Power Corp. | Oswego County | C | 23634 | Oswego | 075 | 36 | 1986-03-01 | 3.6 |  | 0 | 0 |  | ST | REF |  |  | 4.764
R1583 | Niagara Mohawk Power Corp. | Oswego HY Partners (Phoenix) | C | 23634 | Phoenix | 075 | 36 | 1990-12-01 | 3.4 |  | 0 | 0 |  | HY | WAT |  |  | 11.28
R1584 | Niagara Mohawk Power Corp. | ReEnergy LLC | E | 23633 | Watertown | 045 | 36 | 2013-05-30 | 15.45 |  | 0 | 0 |  | ST | WD |  |  | 39.681
R1585 | Niagara Mohawk Power Corp. | Riverrat Glass & Electric | F | 23643 | Wadhams | 031 | 36 | 1986-01-01 | 0.6 |  | 0 | 0 |  | HY | WAT |  |  | 2.161
R1586 | Niagara Mohawk Power Corp. | Sandy Hollow HY | E | 23633 | Sandy Hollow | 045 | 36 | 1986-09-01 | 0.6 |  | 0 | 0 |  | HY | WAT |  |  | 1.059
R1587 | Niagara Mohawk Power Corp. | Seneca Limited | C | 23634 | Syracuse | 067 | 36 | 1985-12-01 | 0.2 |  | 0 | 0 |  | HY | WAT |  |  | 0
R1588 | Niagara Mohawk Power Corp. | St. Elizabeth Medical Center | E | 23633 | Utica | 065 | 36 | 2012-02-01 | 0.6 |  | 0 | 0 |  | IC | NG |  |  | 0.645
R1589 | Niagara Mohawk Power Corp. | Stevens&Thompson Paper Co. | F | 23643 | Middle Falls | 115 | 36 | 1987-12-01 | 10.5 |  | 0 | 0 |  | HY | WAT |  |  | 0
R1590 | Niagara Mohawk Power Corp. | Stillwater Assoc. | E | 23633 | Webb | 043 | 36 | 1987-01-01 | 1.8 |  | 0 | 0 |  | HY | WAT |  |  | 2.886
R1591 | Niagara Mohawk Power Corp. | Stillwater HY Partners | F | 23643 | Stillwater | 091 | 36 | 1993-04-01 | 3.4 |  | 0 | 0 |  | HY | WAT |  |  | 12.566
R1592 | Niagara Mohawk Power Corp. | Stuyvesant Falls | F | 23643 | Stuyvesant | 021 | 36 | 2013-02-01 | 7 |  | 0 | 0 |  | HY | WAT |  |  | 9.753
R1593 | Niagara Mohawk Power Corp. | Sustainable Bioelectric LLC | A | 23774 | Wheatfield | 063 | 36 | 2014-03-01 | 0.6 |  | 0 | 0 |  | IC | MTE |  |  | 0.192
R1594 | Niagara Mohawk Power Corp. | Synergics - Middle Greenwich | F | 23643 | Greenwich | 115 | 36 | 1987-12-01 | 0.2 |  | 0 | 0 |  | HY | WAT |  |  | 0
R1595 | Niagara Mohawk Power Corp. | Synergics - Union Falls | D | 24055 | Union Falls | 019 | 36 | 1987-12-01 | 3 |  | 0 | 0 |  | HY | WAT |  |  | 12.103
R1596 | Niagara Mohawk Power Corp. | Synergics - Upper Greenwich | F | 23643 | Greenwich | 115 | 36 | 1987-12-01 | 0.4 |  | 0 | 0 |  | HY | WAT |  |  | 0.001
R1597 | Niagara Mohawk Power Corp. | Tannery Island | E | 23633 | Carthage | 045 | 36 | 1986-01-01 | 1.5 |  | 0 | 0 |  | HY | WAT |  |  | 6.399
R1598 | Niagara Mohawk Power Corp. | Town of Wells | F | 23643 | Wells | 041 | 36 | 1987-12-01 | 0.5 |  | 0 | 0 |  | HY | WAT |  |  | 1.07
R1599 | Niagara Mohawk Power Corp. | Tri-City JATC | F | 23643 | Latham | 001 | 36 | 2009-11-01 |  |  | 0 | 0 |  | IC | NG |  |  | 0
R1600 | Niagara Mohawk Power Corp. | Unionville Hydro | E | 23633 | Potsdam | 089 | 36 | 1984-07-01 | 3 |  | 0 | 0 |  | HY | WAT |  |  | 13.042
R1601 | Niagara Mohawk Power Corp. | United States Gypsum | A | 23774 | Batavia | 037 | 36 | 2009-11-01 | 5.8 |  | 0 | 0 |  | CG | NG |  |  | 1.638
R1602 | Niagara Mohawk Power Corp. | Valatie Falls | F | 23643 | Valatie | 021 | 36 | 1992-12-01 | 0.1 |  | 0 | 0 |  | HY | WAT |  |  | 0.53
R1603 | Niagara Mohawk Power Corp. | Valley Falls Assoc. | F | 23643 | Valley Falls | 083 | 36 | 1985-08-01 | 2.5 |  | 0 | 0 |  | HY | WAT |  |  | 6.848
R1604 | Niagara Mohawk Power Corp. | Village of Gouverneur | E | 23633 | Gouverneur | 089 | 36 | 1986-01-01 | 0.1 |  | 0 | 0 |  | HY | WAT |  |  | 0.262
R1605 | Niagara Mohawk Power Corp. | Village of Potsdam | E | 23633 | Potsdam | 089 | 36 | 1986-01-01 | 0.8 |  | 0 | 0 |  | HY | WAT |  |  | 0
R1606 | Niagara Mohawk Power Corp. | Village of Potsdam 2 | E | 23633 | Potsdam | 089 | 36 | 2014-04-01 | 0.5 |  | 0 | 0 |  | HY | WAT |  |  | 1.077
R1607 | Niagara Mohawk Power Corp. | Village of Saranac Lake | E | 23633 | Saranac Lake | 033 | 36 | 1996-12-01 | 0.2 |  | 0 | 0 |  | HY | WAT |  |  | 0.303
R1608 | Niagara Mohawk Power Corp. | Wave Hydro LLC | C | 23634 | Baldwinsville | 067 | 36 | 2010-02-07 | 0.823 |  | 0 | 0 |  | HY | WAT |  |  | 0.029
R1609 | Niagara Wind Power, LLC | Steel Wind | A | 323596 | Lackawanna | 029 | 36 | 2007-01-23 | 20 | 20 | 0 | 0 |  | WT | WND |  |  | 50.585
R1610 | Nine Mile Point Nuclear Station, LLC | Nine Mile Point 1 | C | 23575 | Scriba | 075 | 36 | 1969-11-01 | 641.8 | 630.5 | 626.1 | 628.2 |  | NB | UR |  |  | 4953.9917
R1611 | Nine Mile Point Nuclear Station, LLC | Nine Mile Point 2 | C | 23744 | Scriba | 075 | 36 | 1988-08-01 | 1320 | 1246.6 | 1289.6 | 1300 |  | NB | UR |  |  | 11053.9151
R1612 | Noble Altona Windpark, LLC | Altona Wind Power | D | 323606 | Altona | 019 | 36 | 2008-09-23 | 97.5 | 97.5 | 97.5 | 97.5 |  | WT | WND |  |  | 170.11
R1613 | Noble Bliss Windpark, LLC | Bliss Wind Power | A | 323608 | Bliss | 121 | 36 | 2008-03-20 | 100.5 | 100.5 | 100.5 | 100.5 |  | WT | WND |  |  | 205.313
R1614 | Noble Chateaugay Windpark, LLC | Chateaugay Wind Power | D | 323614 | Chateaugay | 033 | 36 | 2008-10-07 | 106.5 | 106.5 | 106.5 | 106.5 |  | WT | WND |  |  | 211.398
R1615 | Noble Clinton Windpark 1, LLC | Clinton Wind Power | D | 323605 | Clinton | 019 | 36 | 2008-04-09 | 100.5 | 100.5 | 100.5 | 100.5 |  | WT | WND |  |  | 174.931
R1616 | Noble Ellenburg Windpark, LLC | Ellenburg Wind Power | D | 323604 | Ellenburg | 019 | 36 | 2008-03-31 | 81 | 81 | 81 | 81 |  | WT | WND |  |  | 173.478
R1617 | Noble Wethersfield Windpark, LLC | Wethersfield Wind Power | C | 323626 | Wethersfield | 121 | 36 | 2008-12-11 | 126 | 126 | 126 | 126 |  | WT | WND |  |  | 264.159
R1618 | Northbrook Lyons Falls, LLC | Lyons Falls Hydro | E | 23570 | Lyons Falls | 049 | 36 | 1986-01-01 | 8 | 7.3 | 8 | 8 |  | HY | WAT |  |  | 42.7283
R1619 | NRG Power Marketing LLC | Arthur Kill GT 1 | J | 23520 | Staten Island | 085 | 36 | 1970-06-01 | 20 | 16.5 | 11.1 | 13.7 |  | GT | NG |  |  | 0.69088
R1620 | NRG Power Marketing LLC | Arthur Kill ST 2 | J | 23512 | Staten Island | 085 | 36 | 1959-08-01 | 376.2 | 357.7 | 335.2 | 340.4 |  | ST | NG |  |  | 701.285
R1621 | NRG Power Marketing LLC | Arthur Kill ST 3 | J | 23513 | Staten Island | 085 | 36 | 1969-06-01 | 535.5 | 518 | 522.5 | 517.8 |  | ST | NG |  |  | 348.988
R1622 | NRG Power Marketing LLC | Astoria GT 05 (IIFO - 1/1/16) | J | 24106 | Queens | 081 | 36 | 1970-06-01 | 19.2 | 16 | 0 | 0 |  | GT | FO2 | KER |  | 0.037 | ( I )
R1623 | NRG Power Marketing LLC | Astoria GT 07 (IIFO - 1/1/16) | J | 24107 | Queens | 081 | 36 | 1970-06-01 | 19.2 | 15.5 | 0 | 0 |  | GT | FO2 | KER |  | 0.033 | ( I )
R1624 | NRG Power Marketing LLC | Astoria GT 08 | J | 24108 | Queens | 081 | 36 | 1970-06-01 | 19.2 | 15.3 | 0 | 0 |  | GT | FO2 | KER |  | 0
R1625 | NRG Power Marketing LLC | Astoria GT 10 | J | 24110 | Queens | 081 | 36 | 1971-01-01 | 31.8 | 24.9 | 0 | 0 |  | GT | FO2 | KER |  | 0
R1626 | NRG Power Marketing LLC | Astoria GT 11 | J | 24225 | Queens | 081 | 36 | 1971-02-01 | 31.8 | 23.6 | 0 | 0 |  | GT | FO2 | KER |  | 0.005
R1627 | NRG Power Marketing LLC | Astoria GT 12 (IIFO - 1/1/16) | J | 24226 | Queens | 081 | 36 | 1971-05-01 | 31.8 | 22.7 | 0 | 0 |  | GT | FO2 | KER |  | 0.067 | ( I )
R1628 | NRG Power Marketing LLC | Astoria GT 13 (IIFO - 1/1/16) | J | 24227 | Queens | 081 | 36 | 1971-05-01 | 31.8 | 24 | 0 | 0 |  | GT | FO2 | KER |  | 0.045 | ( I )
R1629 | NRG Power Marketing LLC | Astoria GT 2-1 | J | 24094 | Queens | 081 | 36 | 1970-06-01 | 46.5 | 41.2 | 36.2 | 44.3 | YES | JE | KER | NG |  | 3.534
R1630 | NRG Power Marketing LLC | Astoria GT 2-2 | J | 24095 | Queens | 081 | 36 | 1970-06-01 | 46.5 | 42.4 | 33.6 | 43.7 | YES | JE | KER | NG |  | 3.377
R1631 | NRG Power Marketing LLC | Astoria GT 2-3 | J | 24096 | Queens | 081 | 36 | 1970-06-01 | 46.5 | 41.2 | 34.4 | 44.5 | YES | JE | KER | NG |  | 1.705
R1632 | NRG Power Marketing LLC | Astoria GT 2-4 | J | 24097 | Queens | 081 | 36 | 1970-06-01 | 46.5 | 41 | 34 | 44.9 | YES | JE | KER | NG |  | 4.24
R1633 | NRG Power Marketing LLC | Astoria GT 3-1 | J | 24098 | Queens | 081 | 36 | 1970-06-01 | 46.5 | 41.2 | 32.8 | 41.8 | YES | JE | KER | NG |  | 1.5
R1634 | NRG Power Marketing LLC | Astoria GT 3-2 | J | 24099 | Queens | 081 | 36 | 1970-06-01 | 46.5 | 43.5 | 35.5 | 43 | YES | JE | KER | NG |  | 2.925
R1635 | NRG Power Marketing LLC | Astoria GT 3-3 | J | 24100 | Queens | 081 | 36 | 1970-06-01 | 46.5 | 43 | 33.6 | 43.8 | YES | JE | KER | NG |  | 2.908
R1636 | NRG Power Marketing LLC | Astoria GT 3-4 | J | 24101 | Queens | 081 | 36 | 1970-06-01 | 46.5 | 43 | 35.5 | 44.7 | YES | JE | KER | NG |  | 3.444
R1637 | NRG Power Marketing LLC | Astoria GT 4-1 | J | 24102 | Queens | 081 | 36 | 1970-07-01 | 46.5 | 42.6 | 34.4 | 43.7 | YES | JE | KER | NG |  | 4.942
R1638 | NRG Power Marketing LLC | Astoria GT 4-2 | J | 24103 | Queens | 081 | 36 | 1970-07-01 | 46.5 | 41.4 | 33.6 | 42.5 | YES | JE | KER | NG |  | 3.72
R1639 | NRG Power Marketing LLC | Astoria GT 4-3 | J | 24104 | Queens | 081 | 36 | 1970-07-01 | 46.5 | 41.1 | 33.5 | 43.1 | YES | JE | KER | NG |  | 2.547
R1640 | NRG Power Marketing LLC | Astoria GT 4-4 | J | 24105 | Queens | 081 | 36 | 1970-07-01 | 46.5 | 42.8 | 32.6 | 43.5 | YES | JE | KER | NG |  | 3.5
R1641 | NRG Power Marketing LLC | Dunkirk 2 (MB - 1/1/16) | A | 23564 | Dunkirk | 013 | 36 | 1950-12-01 | 100 | 97.2 | 0 | 0 |  | ST | BIT |  |  | 439.947 | ( M )
R1642 | NRG Power Marketing LLC | Dunkirk IC 2 (MB - 1/1/16) | A | 5050 | Dunkirk | 013 | 36 | 1990-01-01 | 0.5 |  | 0 | 0 |  | IC | FO2 |  |  | 0 | ( M )
R1643 | NRG Power Marketing LLC | Huntley 67 (RET - 3/1/16) | A | 23561 | Tonawanda | 029 | 36 | 1957-12-01 | 218 | 196.5 | 0 | 0 |  | ST | BIT |  |  | 249.43 | ( R )
R1644 | NRG Power Marketing LLC | Huntley 68 (RET - 3/1/16) | A | 23562 | Tonawanda | 029 | 36 | 1958-12-01 | 218 | 198 | 0 | 0 |  | ST | BIT |  |  | 160.405 | ( R )
R1645 | NRG Power Marketing LLC | Huntley IC 1 (RET - 3/1/16) | A | 5051 | Tonawanda | 029 | 36 | 1967-08-01 | 0.7 |  | 0 | 0 |  | IC | FO2 |  |  | 0 | ( R )
R1646 | NRG Power Marketing LLC | Oswego 5 | C | 23606 | Oswego | 075 | 36 | 1976-02-01 | 901.8 | 850.3 | 819.2 | 825.2 |  | ST | FO6 |  |  | 34.481
R1647 | NRG Power Marketing LLC | Oswego 6 | C | 23613 | Oswego | 075 | 36 | 1980-07-01 | 901.8 | 835.2 | 823.5 | 816.2 | YES | ST | FO6 | NG |  | 34.781
R1648 | NRG Power Marketing LLC | Oswego IC 1 | C | 5052 | Oswego | 075 | 36 | 1967-08-01 | 0.7 |  | 0 | 0 |  | IC | FO2 |  |  | 0
R1649 | NRG Power Marketing LLC | Oswego IC 2 | C | 5053 | Oswego | 075 | 36 | 1976-02-01 | 0.8 |  | 0 | 0 |  | IC | FO2 |  |  | 0
R1650 | NRG Power Marketing LLC | Oswego IC 3 | C | 5054 | Oswego | 075 | 36 | 1980-07-01 | 0.8 |  | 0 | 0 |  | IC | FO2 |  |  | 0
R1651 | Orange and Rockland Utilities | Buttermilk Falls | G | 5055 | Highland Falls | 071 | 36 | 1986-12-01 | 0.1 |  | 0 | 0 |  | HY | WAT |  |  | 0
R1652 | Orange and Rockland Utilities | Intl. Crossroads | G | 5056 | Mahwah NJ | 003 | 34 | 1987-12-01 | 3 |  | 0 | 0 | YES | IC | NG | FO2 |  | 0
R1653 | Orange and Rockland Utilities | Landfill G.Part19 | G | 5057 | Goshen | 071 | 36 | 1988-12-01 | 2.5 |  | 0 | 0 |  | IC | MTE |  |  | 0
R1654 | Orange and Rockland Utilities | Middletown LFG | G | 5058 | Goshen | 071 | 36 | 1988-12-01 | 3 |  | 0 | 0 |  | IC | MTE |  |  | 0
R1655 | PSEG Energy Resource & Trade, LLC | Bethlehem Energy Center | F | 323570 | Bethlehem | 001 | 36 | 2005-07-01 | 893.1 | 756.9 | 766.8 | 860.4 | YES | CC | NG | FO2 |  | 5152.7132
R1656 | R.E. Ginna Nuclear Power Plant, LLC | Ginna | B | 23603 | Ontario | 117 | 36 | 1970-07-01 | 614 | 582 | 581.4 | 582.1 |  | NP | UR |  |  | 4808.8203 | ( S )
R1657 | ReEnergy Black River LLC | Black River | E | 23780 | Watertown | 045 | 36 | 2013-05-30 | 55.5 | 55.6 | 0 | 0 |  | ST | WD |  |  | 214.3878
R1658 | Rochester Gas and Electric Corp. | Mills Mills | B | 5059 | Fillmore | 003 | 36 | 1906-07-01 | 0.2 |  | 0 | 0 |  | HY | WAT |  |  | 0
R1659 | Rochester Gas and Electric Corp. | Mt Morris | B | 5060 | Mt Morris | 051 | 36 | 1916-07-01 | 0.3 |  | 0 | 0 |  | HY | WAT |  |  | 0
R1660 | Rochester Gas and Electric Corp. | Station 2 1 | B | 23604 | Rochester | 055 | 36 | 1913-07-01 | 8.5 | 6.5 | 8.5 | 8.5 |  | HY | WAT |  |  | 27.508
R1661 | Rochester Gas and Electric Corp. | Station 26 1 | B | 23604 | Rochester | 055 | 36 | 1952-08-01 | 3 | 3 | 3 | 3 |  | HY | WAT |  |  | 6.244
R1662 | Rochester Gas and Electric Corp. | Station 5 1 | B | 23604 | Rochester | 055 | 36 | 1918-07-01 | 13.982 | 11.8 | 13.982 | 13.982 |  | HY | WAT |  |  | 48.794
R1663 | Rochester Gas and Electric Corp. | Station 5 2 | B | 23604 | Rochester | 055 | 36 | 1918-07-01 | 13.59 | 11.8 | 13.59 | 13.59 |  | HY | WAT |  |  | 0
R1664 | Rochester Gas and Electric Corp. | Station 5 3 | B | 23604 | Rochester | 055 | 36 | 1918-07-01 | 18 | 16.5 | 18 | 18 |  | HY | WAT |  |  | 67.049
R1665 | Rochester Gas and Electric Corp. | Wiscoy 1 | B | 5061 | Fillmore | 003 | 36 | 1922-07-01 | 0.6 |  | 0 | 0 |  | HY | WAT |  |  | 0
R1666 | Rochester Gas and Electric Corp. | Wiscoy 2 | B | 5062 | Fillmore | 003 | 36 | 1922-07-01 | 0.5 |  | 0 | 0 |  | HY | WAT |  |  | 0
R1667 | Rockville Centre, Village of | Charles P Keller 07 | K | 1661 | Rockville Centre | 059 | 36 | 1942-09-01 | 2 | 2 | 1.9882 | 1.9882 |  | IC | FO2 |  |  | 0.003
R1668 | Rockville Centre, Village of | Charles P Keller 08 | K | 1661 | Rockville Centre | 059 | 36 | 1950-09-01 | 2.4 | 2.8 | 2.3858 | 2.3858 |  | IC | FO2 |  |  | 0.008
R1669 | Rockville Centre, Village of | Charles P Keller 09 | K | 1661 | Rockville Centre | 059 | 36 | 1954-09-01 | 3.5 | 3.3 | 3.4793 | 3.4793 | YES | IC | FO2 | NG |  | 0.059
R1670 | Rockville Centre, Village of | Charles P Keller 10 | K | 1661 | Rockville Centre | 059 | 36 | 1954-09-01 | 3.5 | 3.2 | 3.4793 | 3.4793 | YES | IC | FO2 | NG |  | 0.079
R1671 | Rockville Centre, Village of | Charles P Keller 11 | K | 1661 | Rockville Centre | 059 | 36 | 1962-09-01 | 5.2 | 5.2 | 5.1692 | 5.1692 | YES | IC | FO2 | NG |  | 0.02
R1672 | Rockville Centre, Village of | Charles P Keller 12 | K | 1661 | Rockville Centre | 059 | 36 | 1967-09-01 | 5.5 | 5.5 | 5.4675 | 5.4675 | YES | IC | FO2 | NG |  | 0.007
R1673 | Rockville Centre, Village of | Charles P Keller 13 | K | 1661 | Rockville Centre | 059 | 36 | 1974-09-01 | 5.5 | 5.6 | 5.4675 | 5.4675 | YES | IC | FO2 | NG |  | 0.019
R1674 | Rockville Centre, Village of | Charles P Keller 14 | K | 1661 | Rockville Centre | 059 | 36 | 1994-09-01 | 6.2 | 6.3 | 6.1633 | 6.1633 | YES | IC | FO2 | NG |  | 0.773
R1675 | SBF New York, LLC | Beaver Falls | E | 23983 | Beaver Falls | 049 | 36 | 1995-03-01 | 107.8 | 80.2 | 80.6 | 90.1 | YES | CC | NG | FO2 |  | 2.9659
R1676 | SBF New York, LLC | Syracuse | C | 23985 | Syracuse | 067 | 36 | 1993-09-01 | 102.7 | 86.8 | 82 | 94.6 | YES | CC | NG | FO2 |  | 26.5684
R1677 | Selkirk Cogen Partners, L.P. | Selkirk-I | F | 23801 | Selkirk | 001 | 36 | 1992-03-01 | 107.2 | 82.1 | 76.4 | 104.7 | YES | CC | NG | FO2 |  | 273.745
R1678 | Selkirk Cogen Partners, L.P. | Selkirk-II | F | 23799 | Selkirk | 001 | 36 | 1994-09-01 | 338.8 | 291.3 | 279.6 | 334.8 | YES | CC | NG | FO2 |  | 834.64
R1679 | Seneca Energy II, LLC | Ontario LFGE | C | 23819 | Canandaigua | 069 | 36 | 2003-12-01 | 11.2 | 5.6 | 11.2 | 11.2 |  | IC | MTE |  |  | 60.9562
R1680 | Seneca Energy II, LLC | Seneca Energy 1 | C | 23797 | Seneca Falls | 099 | 36 | 1996-03-01 | 8.8 | 8.8 | 8.8 | 8.8 |  | IC | MTE |  |  | 139.2478 | ( G )
R1681 | Seneca Energy II, LLC | Seneca Energy 2 | C | 23797 | Seneca Falls | 099 | 36 | 1997-08-01 | 8.8 | 8.8 | 8.8 | 8.8 |  | IC | MTE
R1682 | Seneca Falls Power Corp. | Seneca Falls 1 | C | 23627 | Seneca Falls | 099 | 36 | 1998-06-01 | 1.8 | 1.6 | 0 | 0 |  | HY | WAT |  |  | 0
R1683 | Seneca Falls Power Corp. | Seneca Falls 2 | C | 23627 | Seneca Falls | 099 | 36 | 1998-06-01 | 1.8 | 1.6 | 0 | 0 |  | HY | WAT |  |  | 0
R1684 | Seneca Falls Power Corp. | Seneca Falls 4 | C | 23627 | Seneca Falls | 099 | 36 | 1998-06-01 | 2 | 1.8 | 0 | 0 |  | HY | WAT |  |  | 0
R1685 | Seneca Power Partners, L.P. | Allegany | B | 23514 | Hume | 003 | 36 | 1995-03-01 | 67 | 62.9 | 61.2 | 62.9 |  | CC | NG |  |  | 106.334
R1686 | Seneca Power Partners, L.P. | Batavia | B | 24024 | Batavia | 037 | 36 | 1992-06-01 | 67.3 | 57.1 | 48.5 | 59.1 |  | CC | NG |  |  | 34.2114
R1687 | Seneca Power Partners, L.P. | Carthage Energy | E | 23857 | Carthage | 045 | 36 | 1991-08-01 | 62.9 | 59 | 55.1 | 63.7 | YES | CC | NG | FO2 |  | 10.0598
R1688 | Seneca Power Partners, L.P. | Hillburn GT | G | 23639 | Hillburn | 087 | 36 | 1971-04-01 | 46.5 | 37.9 | 35.6 | 44.2 |  | JE | KER |  |  | 0.13328
R1689 | Seneca Power Partners, L.P. | Shoemaker GT | G | 23640 | Middletown | 071 | 36 | 1971-05-01 | 41.9 | 33.1 | 32.7 | 40.7 |  | JE | KER |  |  | 2.0232
R1690 | Seneca Power Partners, L.P. | Sterling | E | 23777 | Sherrill | 065 | 36 | 1991-06-01 | 65.3 | 57.4 | 50.5 | 63 |  | CC | NG |  |  | 21.5946
R1691 | Sheldon Energy LLC | High Sheldon Wind Farm | C | 323625 | Sheldon | 121 | 36 | 2009-02-01 | 118.1 | 112.5 | 118.1 | 118.1 |  | WT | WND |  |  | 258.4427
R1692 | Shell Energy North America (US), L.P. | Glen Park Hydro | E | 23778 | Glen Park | 045 | 36 | 1986-01-01 | 32.6 | 40.4 | 32.6 | 32.6 |  | HY | WAT |  |  | 106.6335
R1693 | Shell Energy North America (US), L.P. | Lockport | A | 23791 | Lockport | 063 | 36 | 1992-07-01 | 221.3 | 225.2 | 203.7 | 223.8 | YES | CC | NG | FO2 |  | 292.8714
R1694 | Somerset Operating Company, LLC | Somerset | A | 23543 | Somerset | 063 | 36 | 1984-08-01 | 655.1 | 686.5 | 685.3 | 691.7 |  | ST | BIT |  |  | 614.8828
R1695 | Stephentown Spindle LLC | Beacon LESR | F | 323632 | Stephentown | 083 | 36 | 2010-11-29 | 20 | 0 | 0 | 0 |  | ES | FW |  |  | 0
R1696 | Stony Creek Energy LLC | Orangeville Wind Farm | C | 323706 | Orangeville | 121 | 36 | 2013-12-01 | 93.9 | 88.5 | 93.9 | 93.9 |  | WT | WND |  |  | 286.908
R1697 | TC Ravenswood, LLC | Ravenswood 01 | J | 23729 | Queens | 081 | 36 | 1967-07-01 | 18.6 | 8.8 | 9.4 | 8 |  | GT | NG |  |  | 0.198
R1698 | TC Ravenswood, LLC | Ravenswood 04 | J | 24252 | Queens | 081 | 36 | 1970-09-01 | 21.1 | 15.2 | 12.9 | 15.6 | YES | GT | KER | NG |  | 0.237
R1699 | TC Ravenswood, LLC | Ravenswood 05 | J | 24254 | Queens | 081 | 36 | 1970-08-01 | 21.1 | 15.7 | 15.5 | 17.2 |  | GT | KER |  |  | 0.202
R1700 | TC Ravenswood, LLC | Ravenswood 06 | J | 24253 | Queens | 081 | 36 | 1970-08-01 | 22 | 16.7 | 12.6 | 16.5 | YES | GT | KER | NG |  | 0.287
R1701 | TC Ravenswood, LLC | Ravenswood 09 | J | 24257 | Queens | 081 | 36 | 1970-07-01 | 25 | 21.7 | 16.8 | 22.2 | YES | JE | KER | NG |  | 2.105
R1702 | TC Ravenswood, LLC | Ravenswood 10 | J | 24258 | Queens | 081 | 36 | 1970-08-01 | 25 | 21.2 | 17.8 | 23 | YES | JE | KER | NG |  | 1.8478
R1703 | TC Ravenswood, LLC | Ravenswood 11 | J | 24259 | Queens | 081 | 36 | 1970-08-01 | 25 | 20.2 | 16.8 | 25 | YES | JE | KER | NG |  | 1.748
R1704 | TC Ravenswood, LLC | Ravenswood 2-1 | J | 24244 | Queens | 081 | 36 | 1970-12-01 | 42.9 | 40.4 | 31.9 | 38.2 | YES | JE | NG | KER |  | 1.824
R1705 | TC Ravenswood, LLC | Ravenswood 2-2 | J | 24245 | Queens | 081 | 36 | 1970-12-01 | 42.9 | 37.6 | 31.1 | 42.2 |  | JE | NG |  |  | 1.74
R1706 | TC Ravenswood, LLC | Ravenswood 2-3 | J | 24246 | Queens | 081 | 36 | 1970-12-01 | 42.9 | 39.2 | 28.6 | 35.6 |  | JE | NG |  |  | 0.832
R1707 | TC Ravenswood, LLC | Ravenswood 2-4 | J | 24247 | Queens | 081 | 36 | 1970-12-01 | 42.9 | 39.8 | 31.7 | 40.8 |  | JE | NG |  |  | 1.653
R1708 | TC Ravenswood, LLC | Ravenswood 3-1 | J | 24248 | Queens | 081 | 36 | 1970-08-01 | 42.9 | 40.5 | 31.3 | 40.8 |  | JE | NG |  |  | 1.525
R1709 | TC Ravenswood, LLC | Ravenswood 3-2 | J | 24249 | Queens | 081 | 36 | 1970-08-01 | 42.9 | 38.1 | 26.8 | 36.3 |  | JE | NG |  |  | 0.975
R1710 | TC Ravenswood, LLC | Ravenswood 3-4 | J | 24251 | Queens | 081 | 36 | 1970-08-01 | 42.9 | 35.8 | 30.3 | 40.9 |  | JE | NG |  |  | 1.739
R1711 | TC Ravenswood, LLC | Ravenswood CC 04 | J | 23820 | Queens | 081 | 36 | 2004-05-01 | 250 | 231.2 | 217.7 | 267.3 | YES | CC | NG | FO2 |  | 1531.807
R1712 | TC Ravenswood, LLC | Ravenswood ST 01 | J | 23533 | Queens | 081 | 36 | 1963-02-01 | 400 | 365.1 | 365.2 | 363.2 | YES | ST | FO6 | NG |  | 914.384
R1713 | TC Ravenswood, LLC | Ravenswood ST 02 | J | 23534 | Queens | 081 | 36 | 1963-05-01 | 400 | 391.6 | 366.5 | 374.7 | YES | ST | FO6 | NG |  | 883.25
R1714 | TC Ravenswood, LLC | Ravenswood ST 03 | J | 23535 | Queens | 081 | 36 | 1965-06-01 | 1027 | 986.8 | 968.9 | 964.4 | YES | ST | FO6 | NG |  | 1439.153
R1715 | TransAlta Energy Marketing (U.S.) Inc. | Saranac Energy | D | 23793 | Plattsburgh | 019 | 36 | 1994-06-01 | 285.6 | 253.7 | 246.4 | 270.4 |  | CC | NG |  |  | 185.2789
R1716 | Triton Power Company | Chateaugay High Falls | D | 323578 | Chateaugay | 033 | 36 | 1987-12-01 | 1.7 | 1.7 | 0 | 0 |  | HY | WAT |  |  | 6.4465
R1717 | Western New York Wind Corp. | Western NY Wind Power | B | 24143 | Wethersfield | 121 | 36 | 2000-10-01 | 6.6 | 0 | 0 | 0 |  | WT | WND |  |  | 13.5903
R1718 | Wheelabrator Hudson Falls, LLC | Wheelabrator Hudson Falls | F | 23798 | Hudson Falls | 115 | 36 | 1991-10-01 | 14.4 | 12.7 | 11.8 | 11.4 |  | ST | REF |  |  | 74.171
R1719 | Wheelabrator Westchester, LP | Wheelabrator Westchester | H | 23653 | Peekskill | 119 | 36 | 1984-04-01 | 59.7 | 53.5 | 52.1 | 53 |  | ST | REF |  |  | 396.7444
R1727
R1728 | [8 empty] | 44686.1 | 40308 | 38575.5 | 40994.7 | [5 empty] | 142345.9
R1717
Table III-1: Existing Generating Facilities Codes and Abbreviations
[10 empty] | FUEL TYPE |  |  |  |  | UNIT TYPE
[9 empty] | BAT - | Battery |  |  |  | CC - | Combined Cycle
[9 empty] | BIT - | Bituminous Coal |  |  |  | CG - | Cogeneration
[9 empty] | BUT - | Butane |  |  |  | CT - | Combustion Turbine Portion (CC)
[9 empty] | COL - | Liquefied Coal |  |  |  | CW - | Waste Heat Only (CC)
[9 empty] | FO2 - | No. 2 Fuel Oil |  |  |  | ES - | Energy Storage
[9 empty] | FO4 - | No. 4 Fuel Oil |  |  |  | FC - | Fuel Cell
[9 empty] | FO6 - | No. 6 Fuel Oil |  |  |  | GT - | Combustion Turbine
[9 empty] | FW - | Fly Wheel |  |  |  | HY - | Conventional Hydro
[9 empty] | JF - | Jet Fuel |  |  |  | IC - | Internal Combustion
[9 empty] | KER - | Kerosene |  |  |  | IG - | Integrated Coal Gasification (CC)
[9 empty] | MTE - | Methane (Bio Gas) |  |  |  | JE - | Jet Engine
[9 empty] | NG - | Natural Gas |  |  |  | NB - | Steam (BWR Nuclear)
[9 empty] | OT - | Other (Describe In Footnote) |  |  |  | NP - | Steam (PWR Nuclear)
[9 empty] | REF - | Refuse (Solid Waste) |  |  |  | PS - | Pumped Storage Hydro
[9 empty] | SUN - | Sunlight |  |  |  | PV - | Photovoltaic
[9 empty] | UR - | Uranium |  |  |  | ST - | Steam Turbine (Fossil)
[9 empty] | WAT - | Water |  |  |  | WT - | Wind Turbine
[9 empty] | WD - | Wood and/or Wood Waste
[9 empty] | WND - | Wind
f: COUNTY CODES; k: COUNTY CODES; q: COUNTY CODES |  | COUNTY CODES
f: NEW YORK - NY - 36; k: PENNSYLVANIA - PA - 42; q: MASSACHUSETTS - MA - 25 |  | NEW JERSEY - NJ - 34
e: 001; f: Albany; g: 063; h: Niagara; j: 001; k: Adams; l: 067; m: Juniata; p: 001; q: Barnstable | 001 | Atlantic
e: 003; f: Allegany; g: 065; h: Oneida; j: 003; k: Allegheny; l: 069; m: Lackawanna; p: 003; q: Berkshire | 003 | Bergen
e: 005; f: Bronx; g: 067; h: Onondaga; j: 005; k: Armstrong; l: 071; m: Lancaster; p: 005; q: Bristol | 005 | Burlington
e: 007; f: Broome; g: 069; h: Ontario; j: 007; k: Beaver; l: 073; m: Lawrence; p: 007; q: Dukes | 007 | Camden
e: 009; f: Cattaraugus; g: 071; h: Orange; j: 009; k: Bedford; l: 075; m: Lebannon; p: 009; q: Essex | 009 | Cape May
e: 011; f: Cayuga; g: 073; h: Orleans; j: 011; k: Berks; l: 077; m: Lehigh; p: 011; q: Franklin | 011 | Cumberland
e: 013; f: Chautauqua; g: 075; h: Oswego; j: 013; k: Blair; l: 079; m: Luzerne; p: 013; q: Hampden | 013 | Essex
e: 015; f: Chemung; g: 077; h: Otsego; j: 015; k: Bradford; l: 081; m: Lycoming; p: 015; q: Hampshire | 015 | Gloucester
e: 017; f: Chenango; g: 079; h: Putnam; j: 017; k: Bucks; l: 083; m: McKean; p: 017; q: Middlesex | 017 | Hudson
e: 019; f: Clinton; g: 081; h: Queens; j: 019; k: Butler; l: 085; m: Mercer; p: 019; q: Nantucket | 019 | Hunterdon
e: 021; f: Columbia; g: 083; h: Rensselaer; j: 021; k: Cambria; l: 087; m: Mifflin; p: 021; q: Norfolk | 021 | Mercer
e: 023; f: Cortland; g: 085; h: Richmond; j: 023; k: Cameron; l: 089; m: Monroe; p: 023; q: Plymouth | 023 | Middlesex
e: 025; f: Delaware; g: 087; h: Rockland; j: 025; k: Carbon; l: 091; m: Montgomery; p: 025; q: Suffolk | 025 | Monmouth
e: 027; f: Dutchess; g: 089; h: St Lawrence; j: 027; k: Centre; l: 093; m: Montour; p: 027; q: Worcester | 027 | Morris
e: 029; f: Erie; g: 091; h: Saratoga; j: 029; k: Chester; l: 095; m: Northhampton | 029 | Ocean
e: 031; f: Essex; g: 093; h: Schenectady; j: 031; k: Clarion; l: 097; m: Northumberland | 031 | Passaic
e: 033; f: Franklin; g: 095; h: Schoharie; j: 033; k: Clearfield; l: 099; m: Perry | 033 | Salem
e: 035; f: Fulton; g: 097; h: Schuyler; j: 035; k: Clinton; l: 101; m: Philadelphia | 035 | Somerset
e: 037; f: Genesee; g: 099; h: Seneca; j: 037; k: Columbia; l: 103; m: Pike | 037 | Sussex
e: 039; f: Greene; g: 101; h: Steuben; j: 039; k: Crawford; l: 105; m: Potter | 039 | Union
e: 041; f: Hamilton; g: 103; h: Suffolk; j: 041; k: Cumberland; l: 107; m: Schuylkill | 041 | Warren
|  |  |  | 043 | Herkimer | 105 | Sullivan |  | 043 | Dauphin | 109 | Snyder
|  |  |  | 045 | Jefferson | 107 | Tioga |  | 045 | Delaware | 111 | Somerset
|  |  |  | 047 | Kings | 109 | Tompkins |  | 047 | Elk | 113 | Sullivan
|  |  |  | 049 | Lewis | 111 | Ulster |  | 049 | Erie | 115 | Susquehanna
|  |  |  | 051 | Livingston | 113 | Warren |  | 051 | Fayette | 117 | Tioga
|  |  |  | 053 | Madison | 115 | Washington |  | 053 | Forest | 119 | Union
|  |  |  | 055 | Monroe | 117 | Wayne |  | 055 | Franklin | 121 | Venango
|  |  |  | 057 | Montgomery | 119 | Westchester |  | 057 | Fulton | 123 | Warren
|  |  |  | 059 | Nassau | 121 | Wyoming |  | 059 | Greene | 125 | Washington
|  |  |  | 061 | New York | 123 | Yates |  | 061 | Huntingdon | 127 | Wayne
[9 empty] | 063 | Indiana | 129 | Westmoreland
[9 empty] | 065 | Jefferson | 131 | Wyoming
[11 empty] | 133 | York

## Jan19 DAM
January 19 Study Day
Sum of all utility-scale new renewables, as modeled, per zone each hour
Hour | Zone | 0 | 1 | 2 | 3 | 4 | 5 | 6 | 7 | 8 | 9 | 10 | 11 | 12 | 13 | 14 | 15 | 16 | 17 | 18 | 19 | 20 | 21 | 22 | 23
| A | 880.5207 | 874.5259 | 862.8989 | 844.6875 | 857.1208 | 869.0558 | 886.0236 | 892.1821 | 946.274 | 1027.7139 | 1102.1798 | 1156.6346 | 1154.8716 | 1146.5466 | 1118.2739 | 1056.4716 | 999.8643 | 978.0515 | 970.9955 | 970.1376 | 961.6633 | 957.5626 | 938.6342 | 913.6454
| B | 216.8695 | 213.4409 | 210.7147 | 206.1894 | 209.1555 | 212.0601 | 216.0635 | 216.803 | 223.3945 | 228.1545 | 232.5419 | 235.2372 | 229.4041 | 232.3096 | 240.3096 | 238.5004 | 236.6123 | 236.5681 | 234.2446 | 234.7122 | 231.8711 | 230.5553 | 226.8922 | 221.2154
| C | 937.0182 | 927.9459 | 922.6522 | 920.875 | 916.4464 | 926.441 | 938.1045 | 948.8403 | 988.7569 | 1028.3973 | 1056.7959 | 1073.8744 | 1097.3983 | 1093.8658 | 1075.7672 | 1058.4589 | 1035.5802 | 1013.6332 | 1012.8449 | 1010.0749 | 1005.1101 | 993.1186 | 978.7598 | 951.9733
| D | 799.3935 | 800.0886 | 808.6951 | 811.7933 | 815.3556 | 817.0732 | 817.6363 | 817.0732 | 816.5054 | 814.7737 | 812.3988 | 812.3988 | 811.7933 | 811.7933 | 810.5682 | 810.5682 | 812.3988 | 815.9329 | 818.1947 | 814.187 | 811.1831 | 807.4229 | 802.8216 | 797.9893
| E | 881.9122 | 891.2729 | 915.8133 | 952.9497 | 975.8827 | 1007.6557 | 1047.8269 | 1076.8923 | 1113.5845 | 1136.3832 | 1143.0175 | 1142.9031 | 1137.4121 | 1114.7168 | 1104.336 | 1096.1361 | 1104.5976 | 1122.2017 | 1120.4191 | 1117.8195 | 1107.1663 | 1061.6123 | 1018.1948 | 988.2707
| F | 199.1686 | 194.8759 | 184.1295 | 175.6069 | 172.5217 | 169.3078 | 162.7846 | 210.0382 | 382.383 | 579.731 | 918.5225 | 1083.737 | 1164.8864 | 1020.729 | 781.3065 | 511.9541 | 290.9017 | 239.1665 | 235.7875 | 232.4162 | 229.524 | 223.8033 | 222.2295 | 219.2981
| G | 8.6114 | 8.3273 | 8.3414 | 8.4495 | 8.4949 | 8.3699 | 10.5696 | 25.7058 | 78.6374 | 158.1836 | 228.9611 | 267.3438 | 276.9037 | 235.9283 | 153.659 | 79.9557 | 26.2534 | 10.3451 | 10.3025 | 10.1149 | 10.1178 | 9.6431 | 5.5761 | 3.6322
| H | 5.2284 | 5.0558 | 5.0644 | 5.13 | 5.1576 | 5.0817 | 6.4173 | 9.0743 | 9.9124 | 11.4092 | 12.7291 | 10.9325 | 10.9738 | 10.5503 | 9.683 | 8.0441 | 6.1887 | 6.281 | 6.2551 | 6.1412 | 6.1429 | 5.8548 | 3.3855 | 2.2052
| I | 2.1 | 2.1 | 2.1 | 2.1 | 2.1 | 2.1 | 2.1 | 2.1 | 2.1 | 2.1 | 2.1 | 2.1 | 2.1 | 2.1 | 2.1 | 2.1 | 2.1 | 2.1 | 2.1 | 2.1 | 2.1 | 2.1 | 2.1 | 2.1
| J | 430.8 | 375.4612 | 416.9239 | 347.1201 | 276.6305 | 301.0895 | 314.3068 | 273.048 | 219.3045 | 167.9633 | 128.8984 | 110.3024 | 120.6668 | 145.7915 | 152.2582 | 149.7403 | 149.179 | 134.661 | 85.0519 | 23.8 | 48.5453 | 98.0188 | 134.3095 | 177.5877
| K | 592.1 | 592.1 | 592.1 | 592.1 | 591.3111 | 593.0909 | 592.1 | 604.2704 | 657.5438 | 657.4856 | 562.881 | 534.7202 | 562.1348 | 589.6412 | 580.7835 | 498.5496 | 350.5305 | 359.9623 | 417.6019 | 473.0375 | 468.4157 | 416.1399 | 462.1567 | 423.1507
| Total | 4953.7226 | 4885.1943 | 4929.4335 | 4867.0013 | 4830.177 | 4911.3255 | 4993.933 | 5076.0275 | 5438.3965 | 5812.2952 | 6201.0259 | 6430.184 | 6568.5449 | 6403.9725 | 6029.045 | 5510.4788 | 5014.2066 | 4918.9031 | 4913.7976 | 4894.541 | 4881.8396 | 4805.8316 | 4795.06 | 4701.0681
BTM MW Values for Jan 19 | bar: 0 to 4
Hour | Zone | 0 | 1 | 2 | 3 | 4 | 5 | 6 | 7 | 8 | 9 | 10 | 11 | 12 | 13 | 14 | 15 | 16 | 17 | 18 | 19 | 20 | 21 | 22 | 23
| A | 0 | 0 | 0 | 0 | 0 | 0 | 0 | 0 | 6.3665 | 23.8654 | 40.2066 | 52.1855 | 51.072 | 45.8813 | 38.0354 | 20.5116 | 6.188 | 0 | 0 | 0 | 0 | 0 | 0 | 0
| B | 0 | 0 | 0 | 0 | 0 | 0 | 0 | 0 | 6.9962 | 23.0459 | 40.4188 | 58.1148 | 66.8269 | 60.2475 | 41.8325 | 16.6025 | 2.8094 | 0 | 0 | 0 | 0 | 0 | 0 | 0
| C | 0 | 0 | 0 | 0 | 0 | 0 | 0 | 1.5045 | 16.7612 | 39.1771 | 56.1192 | 62.3984 | 78.498 | 74.6367 | 56.6931 | 36.9601 | 17.6189 | 0 | 0 | 0 | 0 | 0 | 0 | 0
| D | 0 | 0 | 0 | 0 | 0 | 0 | 0 | 0 | 0 | 0 | 0.45175 | 0.83525 | 0.84825 | 0.3315 | 0.30225 | 0 | 0 | 0 | 0 | 0 | 0 | 0 | 0 | 0
| E | 0 | 0 | 0 | 0 | 0 | 0 | 0 | 1.4512 | 18.6909 | 42.9203 | 56.604 | 69.6938 | 76.36 | 66.3112 | 37.1457 | 19.8059 | 3.2183 | 0 | 0 | 0 | 0 | 0 | 0 | 0
| F | 0 | 0 | 0 | 0 | 0 | 0 | 0 | 10.1351 | 74.2388 | 145.3215 | 278.3477 | 341.6565 | 371.6724 | 310.446 | 214.0843 | 107.8658 | 19.7617 | 0 | 0 | 0 | 0 | 0 | 0 | 0
| G | 0 | 0 | 0 | 0 | 0 | 0 | 0 | 18.6665 | 107.3933 | 240.2281 | 358.5404 | 429.5748 | 445.5893 | 376.7818 | 238.2665 | 115.491 | 27.7092 | 0 | 0 | 0 | 0 | 0 | 0 | 0
| H | 0 | 0 | 0 | 0 | 0 | 0 | 0 | 3.723 | 17.4639 | 38.9827 | 58.6373 | 68.9579 | 69.6194 | 61.8774 | 43.9408 | 21.7219 | 4.6703 | 0 | 0 | 0 | 0 | 0 | 0 | 0
| I | 0 | 0 | 0 | 0 | 0 | 0 | 0 | 4.8533 | 22.7655 | 50.8167 | 76.4378 | 89.8915 | 90.7538 | 80.6616 | 57.2799 | 28.3161 | 6.0881 | 0 | 0 | 0 | 0 | 0 | 0 | 0
| J | 0 | 0 | 0 | 0 | 0 | 0 | 0 | 20.47 | 100.0413 | 199.6567 | 285.0194 | 337.7783 | 347.7031 | 312.2351 | 238.3381 | 134.3902 | 43.5774 | 0 | 0 | 0 | 0 | 0 | 0 | 0
| K | 0 | 0 | 0 | 0 | 0 | 0 | 0 | 43.1346 | 231.9484 | 476.4131 | 704.7666 | 849.3252 | 869.2624 | 791.2757 | 596.3545 | 323.8037 | 73.4195 | 0 | 0 | 0 | 0 | 0 | 0 | 0
| Total | 0 | 0 | 0 | 0 | 0 | 0 | 0 | 103.9383 | 602.666 | 1280.4277 | 1955.5496 | 2360.4119 | 2468.2056 | 2180.6859 | 1562.2731 | 825.4688 | 205.0607 | 0 | 0 | 0 | 0 | 0 | 0 | 0
All Incremental Generation Resources, as modeled:
Wind
| Zone | 0 | 1 | 2 | 3 | 4 | 5 | 6 | 7 | 8 | 9 | 10 | 11 | 12 | 13 | 14 | 15 | 16 | 17 | 18 | 19 | 20 | 21 | 22 | 23
| A | 833.7318 | 828.0681 | 816.4203 | 798.147 | 810.436 | 822.2976 | 839.2886 | 844.7385 | 875.194 | 893.3604 | 909.817 | 921.0375 | 924.5639 | 934.502 | 931.2961 | 931.2961 | 924.5639 | 924.5639 | 917.4042 | 917.4042 | 909.817 | 905.8632 | 888.9791 | 865.4696
| B | 202.2713 | 200.8973 | 198.0714 | 193.6381 | 196.6195 | 199.4973 | 203.6194 | 204.9417 | 212.3304 | 216.7378 | 220.7303 | 223.4525 | 224.3081 | 226.7191 | 225.9414 | 225.9414 | 224.3081 | 224.3081 | 222.571 | 222.571 | 220.7303 | 219.7711 | 215.6748 | 209.9712
| C | 863.6676 | 854.539 | 849.2626 | 842.7377 | 838.2706 | 848.1898 | 859.669 | 867.5725 | 888.2073 | 901.468 | 909.8096 | 918.4755 | 923.9627 | 926.974 | 927.4554 | 927.9309 | 925.4947 | 922.9121 | 921.8381 | 920.1832 | 916.1166 | 907.8032 | 896.2127 | 876.016
| D | 799.3935 | 800.0886 | 808.6951 | 811.7933 | 815.3556 | 817.0732 | 817.6363 | 817.0732 | 816.5054 | 814.7737 | 812.3988 | 812.3988 | 811.7933 | 811.7933 | 810.5682 | 810.5682 | 812.3988 | 815.9329 | 818.1947 | 814.187 | 811.1831 | 807.4229 | 802.8216 | 797.9893
| E | 773.425 | 782.6708 | 807.2255 | 844.6492 | 867.6972 | 899.4175 | 932.0995 | 947.3597 | 966.1096 | 979.3985 | 985.4726 | 984.4867 | 978.3492 | 974.0463 | 963.7469 | 955.1449 | 962.5498 | 963.7469 | 958.8948 | 956.4054 | 946.0253 | 929.1876 | 902.7307 | 880.4395
| F | 105.7739 | 107.0384 | 110.3965 | 115.5146 | 118.6666 | 123.0047 | 127.4743 | 129.5613 | 132.1256 | 133.943 | 134.7737 | 134.6388 | 133.7995 | 133.211 | 131.8024 | 130.626 | 131.6387 | 131.8024 | 131.1389 | 130.7984 | 129.3788 | 127.0761 | 123.4578 | 120.4093
G
H
I
| J | 407 | 351.6612 | 393.1239 | 323.3201 | 252.8305 | 277.2895 | 290.5068 | 249.248 | 195.5045 | 144.1633 | 105.0984 | 86.5024 | 96.8668 | 121.9915 | 128.4582 | 125.9403 | 125.379 | 110.861 | 61.2519 | 0 | 24.7453 | 74.2188 | 110.5095 | 153.7877
| K | 590 | 590 | 590 | 590 | 589.2111 | 590.9909 | 590 | 590 | 590 | 520.9665 | 361.9323 | 292.9846 | 314.7739 | 364.2841 | 410.4231 | 405.0889 | 327.7153 | 357.8623 | 415.5019 | 470.9375 | 466.3157 | 414.0399 | 460.0567 | 421.0507
| Total | 4575.2632 | 4514.9634 | 4573.1953 | 4519.7999 | 4489.0872 | 4577.7605 | 4660.294 | 4650.4949 | 4675.9768 | 4604.8111 | 4440.0327 | 4373.9768 | 4408.4174 | 4493.5213 | 4529.6917 | 4512.5367 | 4434.0483 | 4451.9896 | 4446.7955 | 4432.4868 | 4424.3122 | 4385.3828 | 4400.443 | 4325.1333
Hydroelectric |  | 0: Hour
| Zone | 0 | 1 | 2 | 3 | 4 | 5 | 6 | 7 | 8 | 9 | 10 | 11 | 12 | 13 | 14 | 15 | 16 | 17 | 18 | 19 | 20 | 21 | 22 | 23
| A | 3.1462 | 2.5983 | 2.6249 | 2.6003 | 2.5963 | 2.6034 | 2.5717 | 2.4164 | 2.2038 | 2.2978 | 2.4031 | 2.3959 | 0.61227 | 0.74413 | 3.0848 | 2.6024 | 2.5345 | 2.5227 | 2.3663 | 2.491 | 2.2242 | 2.1291 | 2.2446 | 2.2518
| B | 11.7982 | 9.7436 | 9.8433 | 9.7513 | 9.736 | 9.7628 | 9.644 | 9.0614 | 8.2641 | 8.6167 | 9.0115 | 8.9847 | 2.296 | 2.7905 | 11.5682 | 9.759 | 9.5043 | 9.46 | 8.8736 | 9.3412 | 8.3407 | 7.9843 | 8.4174 | 8.4442
| C | 26.1737 | 25.9829 | 25.9721 | 30.6214 | 30.4906 | 30.4905 | 30.6649 | 30.8503 | 31.7387 | 31.8259 | 32.9869 | 33.423 | 33.1886 | 30.9702 | 31.8477 | 35.1726 | 35.1726 | 35.1944 | 35.1835 | 35.189 | 34.9982 | 31.379 | 31.0737 | 26.1791
D
| E | 108.4872 | 108.6021 | 108.5879 | 108.3005 | 108.1856 | 108.2382 | 115.7274 | 129.5326 | 147.4748 | 156.9847 | 157.5449 | 158.4164 | 159.0629 | 140.6705 | 140.5891 | 140.9912 | 142.0478 | 158.4548 | 161.5242 | 161.4141 | 161.141 | 132.4247 | 115.464 | 107.8312
| F | 91.9947 | 86.4375 | 72.333 | 58.6923 | 52.4551 | 44.903 | 33.9103 | 53.3559 | 60.4531 | 75.5889 | 75.9538 | 80.6372 | 86.451 | 98.2633 | 104.7978 | 106.1847 | 107.7114 | 105.9641 | 103.2486 | 100.2178 | 98.7452 | 95.3272 | 97.3717 | 97.4888
| G | 8.6114 | 8.3273 | 8.3414 | 8.4495 | 8.4949 | 8.3699 | 10.5696 | 14.5627 | 14.5286 | 14.7787 | 14.9294 | 10.9079 | 10.9079 | 11.0073 | 11.4251 | 11.013 | 9.7124 | 10.3451 | 10.3025 | 10.1149 | 10.1178 | 9.6431 | 5.5761 | 3.6322
| H | 5.2284 | 5.0558 | 5.0644 | 5.13 | 5.1576 | 5.0817 | 6.4173 | 8.8417 | 8.821 | 8.9728 | 9.0643 | 6.6226 | 6.6226 | 6.683 | 6.9367 | 6.6865 | 5.8968 | 6.281 | 6.2551 | 6.1412 | 6.1429 | 5.8548 | 3.3855 | 2.2052
I
J
K
| Total | 255.4398 | 246.7476 | 232.767 | 223.5453 | 217.1161 | 209.4495 | 209.5053 | 248.6208 | 273.4842 | 299.0655 | 301.8938 | 301.3876 | 299.1413 | 291.129 | 310.2493 | 312.4094 | 312.5797 | 328.2219 | 327.7537 | 324.909 | 321.71 | 284.7421 | 263.5331 | 248.0325
Solar (Utility Scale)
| Zone | 0 | 1 | 2 | 3 | 4 | 5 | 6 | 7 | 8 | 9 | 10 | 11 | 12 | 13 | 14 | 15 | 16 | 17 | 18 | 19 | 20 | 21 | 22 | 23
| A | 0 | 0 | 0 | 0 | 0 | 0 | 0 | 0 | 22.4967 | 84.3313 | 142.0745 | 184.4033 | 180.4688 | 162.1269 | 134.4023 | 72.4802 | 21.866 | 0 | 0 | 0 | 0 | 0 | 0 | 0
| B | 0 | 0 | 0 | 0 | 0 | 0 | 0 | 0 | 0 | 0 | 0 | 0 | 0 | 0 | 0 | 0 | 0 | 0 | 0 | 0 | 0 | 0 | 0 | 0
| C | 0 | 0 | 0 | 0 | 0 | 0 | 0 | 1.6618 | 18.513 | 43.2719 | 61.9848 | 68.9203 | 86.7026 | 82.4377 | 62.6187 | 40.8232 | 19.4604 | 0 | 0 | 0 | 0 | 0 | 0 | 0
| D | 0 | 0 | 0 | 0 | 0 | 0 | 0 | 0 | 0 | 0 | 0 | 0 | 0 | 0 | 0 | 0 | 0 | 0 | 0 | 0 | 0 | 0 | 0 | 0
| E | 0 | 0 | 0 | 0 | 0 | 0 | 0 | 0 | 0 | 0 | 0 | 0 | 0 | 0 | 0 | 0 | 0 | 0 | 0 | 0 | 0 | 0 | 0 | 0
| F | 0 | 0 | 0 | 0 | 0 | 0 | 0 | 25.721 | 188.4043 | 368.7991 | 706.395 | 867.061 | 943.2359 | 787.8547 | 543.3063 | 273.7434 | 50.1516 | 0 | 0 | 0 | 0 | 0 | 0 | 0
| G | 0 | 0 | 0 | 0 | 0 | 0 | 0 | 11.143 | 64.1088 | 143.4049 | 214.0317 | 256.4359 | 265.9958 | 224.921 | 142.2339 | 68.9427 | 16.5411 | 0 | 0 | 0 | 0 | 0 | 0 | 0
| H | 0 | 0 | 0 | 0 | 0 | 0 | 0 | 0.23269 | 1.0915 | 2.4364 | 3.6648 | 4.3099 | 4.3512 | 3.8673 | 2.7463 | 1.3576 | 0.29189 | 0 | 0 | 0 | 0 | 0 | 0 | 0
| I | 0 | 0 | 0 | 0 | 0 | 0 | 0 | 0 | 0 | 0 | 0 | 0 | 0 | 0 | 0 | 0 | 0 | 0 | 0 | 0 | 0 | 0 | 0 | 0
| J | 0 | 0 | 0 | 0 | 0 | 0 | 0 | 0 | 0 | 0 | 0 | 0 | 0 | 0 | 0 | 0 | 0 | 0 | 0 | 0 | 0 | 0 | 0 | 0
| K | 0 | 0 | 0 | 0 | 0 | 0 | 0 | 12.1704 | 65.4438 | 134.4191 | 198.8487 | 239.6356 | 245.2609 | 223.2571 | 168.2604 | 91.3606 | 20.7152 | 0 | 0 | 0 | 0 | 0 | 0 | 0
| Total | 0 | 0 | 0 | 0 | 0 | 0 | 0 | 50.9288 | 360.0582 | 776.6627 | 1326.9995 | 1620.766 | 1726.0152 | 1484.4648 | 1053.5679 | 548.7077 | 129.0261 | 0 | 0 | 0 | 0 | 0 | 0 | 0
Biomass
| Zone | 0 | 1 | 2 | 3 | 4 | 5 | 6 | 7 | 8 | 9 | 10 | 11 | 12 | 13 | 14 | 15 | 16 | 17 | 18 | 19 | 20 | 21 | 22 | 23
| A | 40.1427 | 40.3594 | 40.3538 | 40.4401 | 40.5886 | 40.6548 | 40.6633 | 41.5273 | 42.8796 | 44.2245 | 44.3852 | 45.298 | 45.7266 | 45.6736 | 45.9906 | 46.5928 | 47.3999 | 47.4649 | 47.725 | 46.7424 | 46.1221 | 46.0703 | 43.9105 | 42.424
B
| C | 45.7768 | 46.0239 | 46.0175 | 46.1159 | 46.2852 | 46.3607 | 46.3705 | 47.3557 | 48.8978 | 50.4314 | 50.6147 | 51.6556 | 52.1443 | 52.0839 | 52.4455 | 53.1322 | 54.0525 | 54.1266 | 54.4233 | 53.3028 | 52.5953 | 52.5363 | 50.0734 | 48.3782
D
E
F
G
H
I
J
K
| Total | 85.9195 | 86.3833 | 86.3713 | 86.5561 | 86.8737 | 87.0155 | 87.0338 | 88.8829 | 91.7773 | 94.6559 | 94.9999 | 96.9536 | 97.8709 | 97.7574 | 98.4361 | 99.725 | 101.4524 | 101.5916 | 102.1483 | 100.0452 | 98.7174 | 98.6066 | 93.9839 | 90.8022
Landfill Gas/Anaerobic Digesters
|  | 0 | 1 | 2 | 3 | 4 | 5 | 6 | 7 | 8 | 9 | 10 | 11 | 12 | 13 | 14 | 15 | 16 | 17 | 18 | 19 | 20 | 21 | 22 | 23
| A | 3.5 | 3.5 | 3.5 | 3.5 | 3.5 | 3.5 | 3.5 | 3.5 | 3.5 | 3.5 | 3.5 | 3.5 | 3.5 | 3.5 | 3.5 | 3.5 | 3.5 | 3.5 | 3.5 | 3.5 | 3.5 | 3.5 | 3.5 | 3.5
| B | 2.8 | 2.8 | 2.8 | 2.8 | 2.8 | 2.8 | 2.8 | 2.8 | 2.8 | 2.8 | 2.8 | 2.8 | 2.8 | 2.8 | 2.8 | 2.8 | 2.8 | 2.8 | 2.8 | 2.8 | 2.8 | 2.8 | 2.8 | 2.8
| C | 1.4 | 1.4 | 1.4 | 1.4 | 1.4 | 1.4 | 1.4 | 1.4 | 1.4 | 1.4 | 1.4 | 1.4 | 1.4 | 1.4 | 1.4 | 1.4 | 1.4 | 1.4 | 1.4 | 1.4 | 1.4 | 1.4 | 1.4 | 1.4
| D | 0 | 0 | 0 | 0 | 0 | 0 | 0 | 0 | 0 | 0 | 0 | 0 | 0 | 0 | 0 | 0 | 0 | 0 | 0 | 0 | 0 | 0 | 0 | 0
| E | 0 | 0 | 0 | 0 | 0 | 0 | 0 | 0 | 0 | 0 | 0 | 0 | 0 | 0 | 0 | 0 | 0 | 0 | 0 | 0 | 0 | 0 | 0 | 0
| F | 1.4 | 1.4 | 1.4 | 1.4 | 1.4 | 1.4 | 1.4 | 1.4 | 1.4 | 1.4 | 1.4 | 1.4 | 1.4 | 1.4 | 1.4 | 1.4 | 1.4 | 1.4 | 1.4 | 1.4 | 1.4 | 1.4 | 1.4 | 1.4
| G | 0 | 0 | 0 | 0 | 0 | 0 | 0 | 0 | 0 | 0 | 0 | 0 | 0 | 0 | 0 | 0 | 0 | 0 | 0 | 0 | 0 | 0 | 0 | 0
| H | 0 | 0 | 0 | 0 | 0 | 0 | 0 | 0 | 0 | 0 | 0 | 0 | 0 | 0 | 0 | 0 | 0 | 0 | 0 | 0 | 0 | 0 | 0 | 0
| I | 2.1 | 2.1 | 2.1 | 2.1 | 2.1 | 2.1 | 2.1 | 2.1 | 2.1 | 2.1 | 2.1 | 2.1 | 2.1 | 2.1 | 2.1 | 2.1 | 2.1 | 2.1 | 2.1 | 2.1 | 2.1 | 2.1 | 2.1 | 2.1
| J | 23.8 | 23.8 | 23.8 | 23.8 | 23.8 | 23.8 | 23.8 | 23.8 | 23.8 | 23.8 | 23.8 | 23.8 | 23.8 | 23.8 | 23.8 | 23.8 | 23.8 | 23.8 | 23.8 | 23.8 | 23.8 | 23.8 | 23.8 | 23.8
| K | 2.1 | 2.1 | 2.1 | 2.1 | 2.1 | 2.1 | 2.1 | 2.1 | 2.1 | 2.1 | 2.1 | 2.1 | 2.1 | 2.1 | 2.1 | 2.1 | 2.1 | 2.1 | 2.1 | 2.1 | 2.1 | 2.1 | 2.1 | 2.1
| Total | 37.1 | 37.1 | 37.1 | 37.1 | 37.1 | 37.1 | 37.1 | 37.1 | 37.1 | 37.1 | 37.1 | 37.1 | 37.1 | 37.1 | 37.1 | 37.1 | 37.1 | 37.1 | 37.1 | 37.1 | 37.1 | 37.1 | 37.1 | 37.1

## March22 DAM
March 22 Study Day
Sum of all utility-scale new renewables, as modeled, per zone each hour
| Zone | 0 | 1 | 2 | 3 | 4 | 5 | 6 | 7 | 8 | 9 | 10 | 11 | 12 | 13 | 14 | 15 | 16 | 17 | 18 | 19 | 20 | 21 | 22 | 23
| A | 589.5377 | 580.0187 | 580.007 | 580.1066 | 560.4929 | 540.1822 | 519.577 | 538.1588 | 635.6014 | 668.6831 | 733.1674 | 932.3659 | 939.6856 | 1149.4275 | 897.7607 | 947.7721 | 982.2908 | 965.4249 | 924.4244 | 922.9591 | 945.3497 | 949.5633 | 963.4204 | 976.2502
| B | 144.0264 | 141.625 | 141.602 | 141.6518 | 136.8824 | 131.3071 | 126.3426 | 124.1123 | 121.6875 | 121.745 | 124.2427 | 131.7257 | 143.5664 | 173.9309 | 159.3168 | 194.3129 | 209.9519 | 214.994 | 215.1358 | 222.707 | 228.4152 | 229.4177 | 233.2605 | 236.7231
| C | 686.7986 | 634.2455 | 591.7291 | 596.4146 | 587.3865 | 596.6118 | 589.5346 | 598.2357 | 664.203 | 734.0936 | 821.4841 | 911.3615 | 935.2175 | 959.551 | 882.0952 | 943.5822 | 943.0739 | 960.5102 | 946.4174 | 962.9812 | 975.8796 | 990.6648 | 997.5677 | 1008.1049
| D | 575.4294 | 577.0386 | 589.7423 | 597.529 | 562.3865 | 528.4596 | 462.6416 | 394.8728 | 332.7655 | 308.1709 | 299.0861 | 319.421 | 367.5217 | 405.1804 | 386.5419 | 388.6317 | 350.2944 | 328.3362 | 247.7718 | 230.9662 | 247.7718 | 299.0861 | 330.5532 | 334.9731
| E | 750.4904 | 734.5958 | 689.0041 | 715.3059 | 637.7384 | 616.4745 | 588.2704 | 596.0605 | 621.1974 | 635.2203 | 683.058 | 722.6064 | 699.3859 | 705.7721 | 692.4736 | 702.0623 | 721.9792 | 751.3522 | 738.8942 | 817.873 | 915.4526 | 914.3368 | 934.1852 | 975.7008
| F | 175.6298 | 167.3073 | 159.1523 | 158.919 | 149.2327 | 147.8824 | 145.6656 | 232.6439 | 515.1258 | 871.7086 | 1142.9785 | 1339.5227 | 1424.0957 | 1419.6404 | 1245.6249 | 919.0336 | 717.6593 | 469.4484 | 252.6514 | 186.4473 | 200.2537 | 196.3989 | 195.2849 | 194.469
| G | 8.1596 | 8.1823 | 8.2249 | 8.2676 | 8.2676 | 8.1999 | 8.2335 | 32.6839 | 96.463 | 178.8193 | 251.6001 | 289.4147 | 302.5755 | 307.8948 | 282.7377 | 221.2431 | 142.4344 | 77.3204 | 30.2386 | 13.7175 | 13.0024 | 8.9042 | 8.2022 | 8.2022
| H | 4.954 | 4.9678 | 4.9937 | 5.0196 | 5.0196 | 4.9785 | 4.9989 | 6.8693 | 7.8992 | 9.1535 | 10.1175 | 9.8288 | 10.059 | 9.8644 | 9.7359 | 8.868 | 7.544 | 8.9514 | 8.0036 | 7.9392 | 7.8943 | 5.4061 | 4.9799 | 4.9799
| I | 2.1 | 2.1 | 2.1 | 2.1 | 2.1 | 2.1 | 2.1 | 2.1 | 2.1 | 2.1 | 2.1 | 2.1 | 2.1 | 2.1 | 2.1 | 2.1 | 2.1 | 2.1 | 2.1 | 2.1 | 2.1 | 2.1 | 2.1 | 2.1
| J | 135.1406 | 163.8746 | 142.7482 | 170.3964 | 152.8863 | 139.7621 | 148.4068 | 154.0622 | 111.809 | 72.8982 | 94.3972 | 66.5646 | 30.3639 | 24.5628 | 37.6702 | 42.5209 | 52.6508 | 70.5839 | 96.4995 | 93.8556 | 131.978 | 206.0261 | 247.7636 | 281.828
| K | 239.0546 | 287.932 | 393.6789 | 382.803 | 394.1827 | 400.6899 | 399.4179 | 452.5015 | 635.8422 | 735.404 | 791.2412 | 763.0592 | 698.7189 | 762.9999 | 667.9066 | 531.2723 | 364.2714 | 378.1773 | 496.0555 | 580.0268 | 592.1 | 592.1 | 592.1 | 592.1
| Total | 3311.321 | 3301.8876 | 3302.9825 | 3358.5136 | 3196.5755 | 3116.648 | 2995.1887 | 3132.3008 | 3744.6941 | 4337.9966 | 4953.4728 | 5487.9705 | 5553.2901 | 5920.9241 | 5263.9635 | 4901.3992 | 4494.2502 | 4227.199 | 3958.1921 | 4041.5729 | 4260.1974 | 4394.004 | 4509.4176 | 4615.4312
BTM MW Values for March 22 | bar: 0 to 4
| Zone | 0 | 1 | 2 | 3 | 4 | 5 | 6 | 7 | 8 | 9 | 10 | 11 | 12 | 13 | 14 | 15 | 16 | 17 | 18 | 19 | 20 | 21 | 22 | 23
| A | 0 | 0 | 0 | 0 | 0 | 0 | 0 | 7.9543 | 38.1307 | 47.1078 | 62.3224 | 109.641 | 97.5451 | 121.5598 | 67.1917 | 40.6033 | 31.851 | 20.6262 | 8.9389 | 0 | 0 | 0 | 0 | 0
| B | 0 | 0 | 0 | 0 | 0 | 0 | 0 | 5.9263 | 30.4633 | 49.1836 | 79.1025 | 82.2831 | 80.6958 | 74.4635 | 75.0097 | 36.6566 | 25.7421 | 8.8351 | 3.7591 | 0 | 0 | 0 | 0 | 0
| C | 0 | 0 | 0 | 0 | 0 | 0 | 0 | 11.667 | 59.3252 | 130.0995 | 184.911 | 229.8295 | 226.4881 | 191.283 | 154.4238 | 119.2065 | 55.9235 | 26.366 | 5.8437 | 0 | 0 | 0 | 0 | 0
| D | 0 | 0 | 0 | 0 | 0 | 0 | 0 | 0.34531 | 1.7293 | 3.2818 | 3.9559 | 4.7819 | 6.1217 | 8.0085 | 6.6355 | 4.9007 | 3.3923 | 1.5829 | 0.33426 | 0 | 0 | 0 | 0 | 0
| E | 0 | 0 | 0 | 0 | 0 | 0 | 0 | 8.2474 | 38.2196 | 81.8012 | 118.8095 | 136.2907 | 146.6623 | 134.4556 | 84.0264 | 70.2395 | 49.9479 | 18.3024 | 8.0225 | 0 | 0 | 0 | 0 | 0
| F | 0 | 0 | 0 | 0 | 0 | 0 | 0 | 33.374 | 144.0995 | 284.3369 | 391.1061 | 463.7163 | 498.7654 | 496.2609 | 428.823 | 299.9156 | 210.3407 | 108.7598 | 22.995 | 0 | 0 | 0 | 0 | 0
| G | 0 | 0 | 0 | 0 | 0 | 0 | 0 | 36.9405 | 143.6767 | 281.6857 | 404.0679 | 470.5372 | 492.8076 | 502.2372 | 459.5091 | 356.1617 | 223.9388 | 108.3056 | 29.5401 | 1.074 | 0 | 0 | 0 | 0
| H | 0 | 0 | 0 | 0 | 0 | 0 | 0 | 6.625 | 22.4957 | 42.8414 | 60.9424 | 74.4345 | 79.416 | 79.311 | 73.8601 | 58.0403 | 35.6704 | 20.1709 | 5.6128 | 0 | 0 | 0 | 0 | 0
| I | 0 | 0 | 0 | 0 | 0 | 0 | 0 | 8.6361 | 29.3247 | 55.8469 | 79.4428 | 97.0306 | 103.5244 | 103.3875 | 96.2819 | 75.6596 | 46.499 | 26.2942 | 7.3167 | 0 | 0 | 0 | 0 | 0
| J | 0 | 0 | 0 | 0 | 0 | 0 | 0 | 35.9598 | 119.7129 | 212.2004 | 284.926 | 333.7771 | 374.5583 | 376.5358 | 354.1714 | 299.836 | 219.6542 | 121.8039 | 34.4674 | 0 | 0 | 0 | 0 | 0
| K | 0 | 0 | 0 | 0 | 0 | 0 | 0 | 81.8456 | 306.4229 | 572.3376 | 790.529 | 916.7187 | 1000.9354 | 1006.7662 | 955.7749 | 824.5658 | 584.6911 | 304.4272 | 70.1172 | 0 | 0 | 0 | 0 | 0
| Total | 0 | 0 | 0 | 0 | 0 | 0 | 0 | 237.5212 | 933.6006 | 1760.7229 | 2460.1156 | 2919.0405 | 3107.5201 | 3094.269 | 2755.7073 | 2185.7855 | 1487.651 | 765.4741 | 196.9477 | 1.074 | 0 | 0 | 0 | 0
All Incremental Generation Resources, as modeled
Wind
| Zone | 0 | 1 | 2 | 3 | 4 | 5 | 6 | 7 | 8 | 9 | 10 | 11 | 12 | 13 | 14 | 15 | 16 | 17 | 18 | 19 | 20 | 21 | 22 | 23
| A | 543.3897 | 533.6653 | 533.6653 | 533.6653 | 513.8959 | 493.6992 | 473.0749 | 462.6025 | 452.0233 | 452.0233 | 462.6025 | 493.6992 | 543.3897 | 668.3105 | 608.4682 | 751.7692 | 816.4203 | 839.2886 | 839.2886 | 870.3852 | 893.3604 | 897.6348 | 913.664 | 927.9834
| B | 131.8315 | 129.4723 | 129.4723 | 129.4723 | 124.6761 | 119.7761 | 114.7725 | 112.2318 | 109.6652 | 109.6652 | 112.2318 | 119.7761 | 131.8315 | 162.1385 | 147.6202 | 182.3864 | 198.0714 | 203.6194 | 203.6194 | 211.1638 | 216.7378 | 217.7748 | 221.6636 | 225.1377
| C | 593.0084 | 540.2737 | 497.7473 | 502.3233 | 493.1479 | 502.3233 | 495.4505 | 488.525 | 500.0383 | 490.8394 | 518.1549 | 557.547 | 580.6859 | 643.97 | 605.1202 | 704.6387 | 773.102 | 823.1055 | 831.3943 | 855.5768 | 873.2542 | 888.2073 | 902.1954 | 914.286
| D | 575.4294 | 577.0386 | 589.7423 | 597.529 | 562.3865 | 528.4596 | 462.6416 | 394.8728 | 332.7655 | 308.1709 | 299.0861 | 319.421 | 367.5217 | 405.1804 | 386.5419 | 388.6317 | 350.2944 | 328.3362 | 247.7718 | 230.9662 | 247.7718 | 299.0861 | 330.5532 | 334.9731
| E | 565.6464 | 549.838 | 504.1697 | 530.5194 | 452.9423 | 431.7859 | 402.9859 | 410.2492 | 435.3383 | 449.4426 | 497.4767 | 537.0012 | 514.1301 | 520.7175 | 507.5004 | 517.4291 | 537.0012 | 565.6464 | 553.0208 | 632.0666 | 729.7275 | 729.7275 | 749.5711 | 791.7476
| F | 77.358 | 75.1961 | 68.9505 | 72.5541 | 61.9446 | 59.0512 | 55.1125 | 56.1059 | 59.5371 | 61.466 | 68.0351 | 73.4405 | 70.3126 | 71.2135 | 69.406 | 70.7638 | 73.4405 | 77.358 | 75.6314 | 86.4417 | 99.7978 | 99.7978 | 102.5117 | 108.2797
G
H
I
| J | 111.3406 | 140.0746 | 118.9482 | 146.5964 | 129.0863 | 115.9621 | 124.6068 | 130.2622 | 88.009 | 49.0982 | 70.5972 | 42.7646 | 6.5639 | 0.76285 | 13.8702 | 18.7209 | 28.8508 | 46.7839 | 72.6995 | 70.0556 | 108.178 | 182.2261 | 223.9636 | 258.028
| K | 236.9546 | 285.832 | 391.5789 | 380.703 | 392.0827 | 398.5899 | 397.3179 | 427.3089 | 547.2855 | 571.82 | 566.0948 | 502.3087 | 414.2067 | 476.8425 | 396.1364 | 296.5225 | 197.2018 | 290.1837 | 474.172 | 577.9268 | 590 | 590 | 590 | 590
| Total | 2834.9588 | 2831.3906 | 2834.2745 | 2893.3628 | 2730.1622 | 2649.6473 | 2525.9627 | 2482.1583 | 2524.6621 | 2492.5255 | 2594.2791 | 2645.9583 | 2628.6421 | 2949.1359 | 2734.6634 | 2930.8623 | 2974.3824 | 3174.3218 | 3297.5979 | 3534.5826 | 3758.8276 | 3904.4546 | 4034.1226 | 4150.4356
Hydroelectric
| Zone | 0 | 1 | 2 | 3 | 4 | 5 | 6 | 7 | 8 | 9 | 10 | 11 | 12 | 13 | 14 | 15 | 16 | 17 | 18 | 19 | 20 | 21 | 22 | 23
| A | 2.5053 | 2.494 | 2.4879 | 2.5012 | 2.5084 | 2.3282 | 2.3387 | 2.4215 | 2.4593 | 2.4746 | 2.4562 | 2.4399 | 2.3826 | 2.398 | 2.3724 | 2.4337 | 2.4215 | 2.2866 | 2.3244 | 2.3315 | 2.3673 | 2.3581 | 2.3458 | 2.3428
| B | 9.3948 | 9.3527 | 9.3297 | 9.3795 | 9.4063 | 8.7309 | 8.7701 | 9.0805 | 9.2223 | 9.2798 | 9.2108 | 9.1495 | 8.9349 | 8.9924 | 8.8966 | 9.1265 | 9.0805 | 8.5746 | 8.7164 | 8.7432 | 8.8774 | 8.8429 | 8.7969 | 8.7854
| C | 46.6133 | 46.5479 | 46.5643 | 46.5753 | 46.5534 | 46.5277 | 46.3136 | 48.0686 | 48.3412 | 47.7252 | 47.0767 | 46.9077 | 50.8266 | 50.8212 | 52.5654 | 52.7453 | 52.7507 | 52.7562 | 52.7453 | 52.7017 | 48.6301 | 48.5211 | 43.8989 | 44.0407
D
| E | 184.8439 | 184.7577 | 184.8344 | 184.7865 | 184.7961 | 184.6886 | 185.2845 | 185.8112 | 185.8591 | 185.7777 | 185.5813 | 185.6052 | 185.2558 | 185.0546 | 184.9732 | 184.6333 | 184.978 | 185.7058 | 185.8734 | 185.8065 | 185.725 | 184.6093 | 184.6141 | 183.9532
| F | 96.8717 | 90.7113 | 88.8018 | 84.965 | 85.8881 | 87.4312 | 89.1531 | 90.441 | 88.491 | 87.2481 | 80.9885 | 87.856 | 86.6086 | 87.6084 | 86.5456 | 85.7395 | 109.0129 | 114.6781 | 117.2631 | 98.6056 | 99.0559 | 95.2011 | 91.3732 | 84.7893
| G | 8.1596 | 8.1823 | 8.2249 | 8.2676 | 8.2676 | 8.1999 | 8.2335 | 10.6322 | 10.6947 | 10.6663 | 10.3906 | 8.5262 | 8.3926 | 8.0828 | 8.4324 | 8.6314 | 8.7535 | 12.6671 | 12.6045 | 13.0763 | 13.0024 | 8.9042 | 8.2022 | 8.2022
| H | 4.954 | 4.9678 | 4.9937 | 5.0196 | 5.0196 | 4.9785 | 4.9989 | 6.4552 | 6.4932 | 6.4759 | 6.3086 | 5.1766 | 5.0955 | 4.9074 | 5.1197 | 5.2405 | 5.3146 | 7.6907 | 7.6528 | 7.9392 | 7.8943 | 5.4061 | 4.9799 | 4.9799
I
J
K
| Total | 353.3427 | 347.0137 | 345.2367 | 341.4947 | 342.4395 | 342.8852 | 345.0923 | 352.9103 | 351.5608 | 349.6477 | 342.0128 | 345.6612 | 347.4967 | 347.8648 | 348.9052 | 348.5502 | 372.3118 | 384.359 | 387.1798 | 369.204 | 365.5524 | 353.8428 | 344.2111 | 337.0934
Solar (Utility Scale)
| Zone | 0 | 1 | 2 | 3 | 4 | 5 | 6 | 7 | 8 | 9 | 10 | 11 | 12 | 13 | 14 | 15 | 16 | 17 | 18 | 19 | 20 | 21 | 22 | 23
| A | 0 | 0 | 0 | 0 | 0 | 0 | 0 | 28.1075 | 134.7393 | 166.4608 | 220.2234 | 387.4288 | 344.6868 | 429.5454 | 237.4295 | 143.4764 | 112.5492 | 72.8849 | 31.5864 | 0 | 0 | 0 | 0 | 0
| B | 0 | 0 | 0 | 0 | 0 | 0 | 0 | 0 | 0 | 0 | 0 | 0 | 0 | 0 | 0 | 0 | 0 | 0 | 0 | 0 | 0 | 0 | 0 | 0
| C | 0 | 0 | 0 | 0 | 0 | 0 | 0 | 12.8864 | 65.5258 | 143.6975 | 204.2378 | 253.8512 | 250.1606 | 211.2759 | 170.5641 | 131.666 | 61.7686 | 29.1218 | 6.4545 | 0 | 0 | 0 | 0 | 0
| D | 0 | 0 | 0 | 0 | 0 | 0 | 0 | 0 | 0 | 0 | 0 | 0 | 0 | 0 | 0 | 0 | 0 | 0 | 0 | 0 | 0 | 0 | 0 | 0
| E | 0 | 0 | 0 | 0 | 0 | 0 | 0 | 0 | 0 | 0 | 0 | 0 | 0 | 0 | 0 | 0 | 0 | 0 | 0 | 0 | 0 | 0 | 0 | 0
| F | 0 | 0 | 0 | 0 | 0 | 0 | 0 | 84.697 | 365.6978 | 721.5945 | 992.5549 | 1176.8261 | 1265.7744 | 1259.4185 | 1088.2734 | 761.1303 | 533.8059 | 276.0123 | 58.3569 | 0 | 0 | 0 | 0 | 0
| G | 0 | 0 | 0 | 0 | 0 | 0 | 0 | 22.0517 | 85.7683 | 168.1531 | 241.2095 | 280.8885 | 294.1829 | 299.8119 | 274.3053 | 212.6117 | 133.6809 | 64.6534 | 17.6341 | 0.64111 | 0 | 0 | 0 | 0
| H | 0 | 0 | 0 | 0 | 0 | 0 | 0 | 0.41406 | 1.406 | 2.6776 | 3.8089 | 4.6522 | 4.9635 | 4.9569 | 4.6163 | 3.6275 | 2.2294 | 1.2607 | 0.3508 | 0 | 0 | 0 | 0 | 0
| I | 0 | 0 | 0 | 0 | 0 | 0 | 0 | 0 | 0 | 0 | 0 | 0 | 0 | 0 | 0 | 0 | 0 | 0 | 0 | 0 | 0 | 0 | 0 | 0
| J | 0 | 0 | 0 | 0 | 0 | 0 | 0 | 0 | 0 | 0 | 0 | 0 | 0 | 0 | 0 | 0 | 0 | 0 | 0 | 0 | 0 | 0 | 0 | 0
| K | 0 | 0 | 0 | 0 | 0 | 0 | 0 | 23.0926 | 86.4567 | 161.4841 | 223.0464 | 258.6506 | 282.4122 | 284.0573 | 269.6702 | 232.6498 | 164.9696 | 85.8936 | 19.7834 | 0 | 0 | 0 | 0 | 0
| Total | 0 | 0 | 0 | 0 | 0 | 0 | 0 | 171.2493 | 739.5938 | 1364.0675 | 1885.081 | 2362.2974 | 2442.1803 | 2489.0659 | 2044.8587 | 1485.1617 | 1009.0036 | 529.8267 | 134.1662 | 0.64111 | 0 | 0 | 0 | 0
Biomass
| Zone | 0 | 1 | 2 | 3 | 4 | 5 | 6 | 7 | 8 | 9 | 10 | 11 | 12 | 13 | 14 | 15 | 16 | 17 | 18 | 19 | 20 | 21 | 22 | 23
| A | 40.1427 | 40.3594 | 40.3538 | 40.4401 | 40.5886 | 40.6548 | 40.6633 | 41.5273 | 42.8796 | 44.2245 | 44.3852 | 45.298 | 45.7266 | 45.6736 | 45.9906 | 46.5928 | 47.3999 | 47.4649 | 47.725 | 46.7424 | 46.1221 | 46.0703 | 43.9105 | 42.424
B
| C | 45.7768 | 46.0239 | 46.0175 | 46.1159 | 46.2852 | 46.3607 | 46.3705 | 47.3557 | 48.8978 | 50.4314 | 50.6147 | 51.6556 | 52.1443 | 52.0839 | 52.4455 | 53.1322 | 54.0525 | 54.1266 | 54.4233 | 53.3028 | 52.5953 | 52.5363 | 50.0734 | 48.3782
D
E
F
G
H
I
J
K
| Total | 85.9195 | 86.3833 | 86.3713 | 86.5561 | 86.8737 | 87.0155 | 87.0338 | 88.8829 | 91.7773 | 94.6559 | 94.9999 | 96.9536 | 97.8709 | 97.7574 | 98.4361 | 99.725 | 101.4524 | 101.5916 | 102.1483 | 100.0452 | 98.7174 | 98.6066 | 93.9839 | 90.8022
Landfill Gas/Anaerobic Digesters
| Zone | 0 | 1 | 2 | 3 | 4 | 5 | 6 | 7 | 8 | 9 | 10 | 11 | 12 | 13 | 14 | 15 | 16 | 17 | 18 | 19 | 20 | 21 | 22 | 23
| A | 3.5 | 3.5 | 3.5 | 3.5 | 3.5 | 3.5 | 3.5 | 3.5 | 3.5 | 3.5 | 3.5 | 3.5 | 3.5 | 3.5 | 3.5 | 3.5 | 3.5 | 3.5 | 3.5 | 3.5 | 3.5 | 3.5 | 3.5 | 3.5
| B | 2.8 | 2.8 | 2.8 | 2.8 | 2.8 | 2.8 | 2.8 | 2.8 | 2.8 | 2.8 | 2.8 | 2.8 | 2.8 | 2.8 | 2.8 | 2.8 | 2.8 | 2.8 | 2.8 | 2.8 | 2.8 | 2.8 | 2.8 | 2.8
| C | 1.4 | 1.4 | 1.4 | 1.4 | 1.4 | 1.4 | 1.4 | 1.4 | 1.4 | 1.4 | 1.4 | 1.4 | 1.4 | 1.4 | 1.4 | 1.4 | 1.4 | 1.4 | 1.4 | 1.4 | 1.4 | 1.4 | 1.4 | 1.4
| D | 0 | 0 | 0 | 0 | 0 | 0 | 0 | 0 | 0 | 0 | 0 | 0 | 0 | 0 | 0 | 0 | 0 | 0 | 0 | 0 | 0 | 0 | 0 | 0
| E | 0 | 0 | 0 | 0 | 0 | 0 | 0 | 0 | 0 | 0 | 0 | 0 | 0 | 0 | 0 | 0 | 0 | 0 | 0 | 0 | 0 | 0 | 0 | 0
| F | 1.4 | 1.4 | 1.4 | 1.4 | 1.4 | 1.4 | 1.4 | 1.4 | 1.4 | 1.4 | 1.4 | 1.4 | 1.4 | 1.4 | 1.4 | 1.4 | 1.4 | 1.4 | 1.4 | 1.4 | 1.4 | 1.4 | 1.4 | 1.4
| G | 0 | 0 | 0 | 0 | 0 | 0 | 0 | 0 | 0 | 0 | 0 | 0 | 0 | 0 | 0 | 0 | 0 | 0 | 0 | 0 | 0 | 0 | 0 | 0
| H | 0 | 0 | 0 | 0 | 0 | 0 | 0 | 0 | 0 | 0 | 0 | 0 | 0 | 0 | 0 | 0 | 0 | 0 | 0 | 0 | 0 | 0 | 0 | 0
| I | 2.1 | 2.1 | 2.1 | 2.1 | 2.1 | 2.1 | 2.1 | 2.1 | 2.1 | 2.1 | 2.1 | 2.1 | 2.1 | 2.1 | 2.1 | 2.1 | 2.1 | 2.1 | 2.1 | 2.1 | 2.1 | 2.1 | 2.1 | 2.1
| J | 23.8 | 23.8 | 23.8 | 23.8 | 23.8 | 23.8 | 23.8 | 23.8 | 23.8 | 23.8 | 23.8 | 23.8 | 23.8 | 23.8 | 23.8 | 23.8 | 23.8 | 23.8 | 23.8 | 23.8 | 23.8 | 23.8 | 23.8 | 23.8
| K | 2.1 | 2.1 | 2.1 | 2.1 | 2.1 | 2.1 | 2.1 | 2.1 | 2.1 | 2.1 | 2.1 | 2.1 | 2.1 | 2.1 | 2.1 | 2.1 | 2.1 | 2.1 | 2.1 | 2.1 | 2.1 | 2.1 | 2.1 | 2.1
| Total | 37.1 | 37.1 | 37.1 | 37.1 | 37.1 | 37.1 | 37.1 | 37.1 | 37.1 | 37.1 | 37.1 | 37.1 | 37.1 | 37.1 | 37.1 | 37.1 | 37.1 | 37.1 | 37.1 | 37.1 | 37.1 | 37.1 | 37.1 | 37.1

## Jul25 DAM
July 25 Study Day
Sum of all utility-scale new renewables, as modeled, per zone each hour
| Zone | 0 | 1 | 2 | 3 | 4 | 5 | 6 | 7 | 8 | 9 | 10 | 11 | 12 | 13 | 14 | 15 | 16 | 17 | 18 | 19 | 20 | 21 | 22 | 23
| A | 418.8653 | 441.6287 | 557.995 | 616.1081 | 606.8527 | 597.4083 | 590.5327 | 734.5817 | 938.799 | 1122.0833 | 1295.4726 | 1434.1804 | 1517.3578 | 1547.6571 | 1518.2574 | 1409.1268 | 1261.048 | 1097.9346 | 874.0105 | 685.3174 | 573.7638 | 469.5212 | 364.454 | 289.5538
| B | 94.6966 | 100.1631 | 128.396 | 142.4774 | 140.196 | 137.8886 | 135.5592 | 137.8886 | 144.7636 | 146.974 | 153.538 | 161.886 | 169.8307 | 179.1524 | 187.8375 | 189.4967 | 191.13 | 194.3189 | 180.9605 | 157.9938 | 131.0409 | 105.7596 | 80.7933 | 62.9824
| C | 454.0232 | 513.8204 | 609.9102 | 662.3043 | 633.6389 | 639.9899 | 629.851 | 715.2881 | 779.9968 | 889.9092 | 979.4612 | 1092.3589 | 1132.3664 | 1145.3928 | 1143.3098 | 1097.1672 | 1027.6578 | 953.9237 | 830.5001 | 720.2353 | 637.851 | 534.6934 | 442.9051 | 349.8784
| D | 199.1433 | 206.5578 | 238.1969 | 269.0397 | 305.9068 | 314.9351 | 289.9259 | 266.6954 | 245.3851 | 228.5466 | 250.1537 | 283.0062 | 341.5676 | 411.3085 | 488.9632 | 498.1399 | 512.5777 | 517.9141 | 514.3612 | 508.9965 | 512.5777 | 487.1137 | 485.2595 | 494.4833
| E | 524.9569 | 600.1096 | 678.3507 | 637.4153 | 614.1588 | 620.2509 | 645.2013 | 614.0754 | 571.7392 | 514.3081 | 530.7394 | 553.9794 | 591.4552 | 646.3275 | 698.2189 | 686.3172 | 678.9126 | 708.0032 | 753.3561 | 788.4161 | 810.5702 | 809.2913 | 814.8492 | 829.7585
| F | 86.4205 | 96.7653 | 106.0534 | 100.0587 | 95.4961 | 95.7726 | 181.1411 | 506.416 | 884.6364 | 1228.8932 | 1537.3877 | 1723.6733 | 1812.9889 | 1759.9371 | 1583.3159 | 1302.9014 | 947.0543 | 569.1994 | 224.2741 | 124.6064 | 122.2128 | 126.441 | 127.3178 | 125.8542
| G | 2.3333 | 2.5408 | 2.4982 | 2.4044 | 2.5579 | 2.7454 | 19.5019 | 97.4084 | 187.9634 | 273.7254 | 345.0322 | 389.755 | 406.2785 | 394.4509 | 353.424 | 286.0736 | 201.2125 | 110.2053 | 30.7066 | 4.4052 | 2.4658 | 2.6232 | 2.447 | 2.6289
| H | 1.4167 | 1.5426 | 1.5167 | 1.4598 | 1.553 | 1.6669 | 1.8326 | 3.093 | 4.3555 | 5.9217 | 8.5529 | 9.2995 | 9.8099 | 10.9088 | 11.291 | 10.1998 | 8.7055 | 7.2623 | 6.1205 | 2.6746 | 1.4971 | 1.5927 | 1.4857 | 1.5961
| I | 2.1 | 2.1 | 2.1 | 2.1 | 2.1 | 2.1 | 2.1 | 2.1 | 2.1 | 2.1 | 2.1 | 2.1 | 2.1 | 2.1 | 2.1 | 2.1 | 2.1 | 2.1 | 2.1 | 2.1 | 2.1 | 2.1 | 2.1 | 2.1
| J | 410.5683 | 430.8 | 430.8 | 430.8 | 430.8 | 430.8 | 430.8 | 417.7666 | 368.443 | 366.7752 | 390.763 | 374.5658 | 284.8377 | 253.6024 | 230.6779 | 182.74 | 90.4698 | 39.3841 | 30.8664 | 31.182 | 25.2052 | 34.1115 | 195.3534 | 355.9252
| K | 233.8981 | 307.4082 | 439.6692 | 512.6071 | 516.6961 | 519.1895 | 508.4213 | 586.8232 | 680.9616 | 752.2343 | 759.8725 | 708.2565 | 647.7006 | 499.2745 | 364.0477 | 397.3693 | 525.8807 | 514.1735 | 396.5925 | 380.591 | 445.7977 | 447.1825 | 423.2783 | 400.3939
| Total | 2428.4222 | 2703.4365 | 3195.4864 | 3376.7747 | 3349.9562 | 3362.7471 | 3434.867 | 4082.1366 | 4809.1437 | 5531.4709 | 6253.0731 | 6733.0609 | 6916.2933 | 6850.1121 | 6581.4432 | 6061.6319 | 5446.7489 | 4714.4191 | 3843.8485 | 3406.5182 | 3265.082 | 3020.4302 | 2940.2435 | 2915.1547
BTM MW Values for July 25 | bar: 0 to 4
| Zone | 0 | 1 | 2 | 3 | 4 | 5 | 6 | 7 | 8 | 9 | 10 | 11 | 12 | 13 | 14 | 15 | 16 | 17 | 18 | 19 | 20 | 21 | 22 | 23
| A | 0 | 0 | 0 | 0 | 0 | 0 | 0.77324 | 38.5727 | 87.9967 | 136.8856 | 178.2855 | 207.5433 | 221.7062 | 219.4098 | 200.8692 | 167.8797 | 123.8404 | 73.9418 | 26.1015 | 0 | 0 | 0 | 0 | 0
| B | 0 | 0 | 0 | 0 | 0 | 0 | 1.655 | 25.7172 | 56.057 | 85.6701 | 110.4598 | 127.6766 | 135.5949 | 133.4546 | 121.4567 | 100.7646 | 73.5204 | 42.9734 | 14.1137 | 0 | 0 | 0 | 0 | 0
| C | 0 | 0 | 0 | 0 | 0 | 0 | 7.9997 | 69.1606 | 143.5855 | 215.0829 | 273.9999 | 313.8682 | 330.7064 | 322.8972 | 291.1796 | 238.6515 | 170.8272 | 96.0282 | 27.2756 | 0 | 0 | 0 | 0 | 0
| D | 0 | 0 | 0 | 0 | 0 | 0 | 0.61563 | 2.9499 | 5.6418 | 8.1726 | 10.2149 | 11.5477 | 12.0381 | 11.639 | 10.3883 | 8.4097 | 5.9147 | 3.2181 | 0.81141 | 0 | 0 | 0 | 0 | 0
| E | 0 | 0 | 0 | 0 | 0 | 0 | 6.88 | 45.0777 | 90.3514 | 133.4141 | 168.5944 | 192.0757 | 201.5276 | 196.0452 | 176.1469 | 143.7749 | 102.3308 | 56.9168 | 15.5068 | 0 | 0 | 0 | 0 | 0
| F | 0 | 0 | 0 | 0 | 0 | 0 | 32.3756 | 162.4194 | 312.3594 | 452.8417 | 565.6716 | 638.6665 | 664.5773 | 640.9115 | 569.9263 | 458.6374 | 318.986 | 168.8556 | 36.9289 | 0 | 0 | 0 | 0 | 0
| G | 0 | 0 | 0 | 0 | 0 | 0 | 28.3604 | 158.887 | 311.1818 | 454.3623 | 569.6383 | 644.4949 | 671.4795 | 647.9934 | 576.2785 | 463.431 | 321.5881 | 169.028 | 35.443 | 0 | 0 | 0 | 0 | 0
| H | 0 | 0 | 0 | 0 | 0 | 0 | 4.3366 | 24.6166 | 48.2918 | 70.5343 | 88.4206 | 100.0081 | 104.1431 | 100.4273 | 89.2156 | 71.6185 | 49.5329 | 25.821 | 5.1685 | 0 | 0 | 0 | 0 | 0
| I | 0 | 0 | 0 | 0 | 0 | 0 | 5.6452 | 32.1066 | 62.993 | 91.9991 | 115.3122 | 130.4003 | 135.7615 | 130.8791 | 116.2198 | 93.2357 | 64.4064 | 33.4752 | 6.5863 | 0 | 0 | 0 | 0 | 0
| J | 0 | 0 | 0 | 0 | 0 | 0 | 18.6898 | 111.7907 | 221.2172 | 324.2224 | 407.151 | 460.9545 | 480.2597 | 463.2027 | 411.4163 | 330.0427 | 227.8845 | 118.26 | 23.1118 | 0 | 0 | 0 | 0 | 0
| K | 0 | 0 | 0 | 0 | 0 | 0 | 55.8565 | 297.1569 | 576.6611 | 837.969 | 1046.8701 | 1180.7007 | 1226.1308 | 1178.7771 | 1043.1757 | 832.819 | 570.5699 | 290.9807 | 51.4453 | 0 | 0 | 0 | 0 | 0
| Total | 0 | 0 | 0 | 0 | 0 | 0 | 163.1877 | 968.4552 | 1916.3367 | 2811.154 | 3534.6183 | 4007.9364 | 4183.9252 | 4045.637 | 3606.2729 | 2909.2648 | 2029.4014 | 1079.4987 | 242.4928 | 0 | 0 | 0 | 0 | 0
All Incremental Generation Resources, as modeled
Wind
| Zone | 0 | 1 | 2 | 3 | 4 | 5 | 6 | 7 | 8 | 9 | 10 | 11 | 12 | 13 | 14 | 15 | 16 | 17 | 18 | 19 | 20 | 21 | 22 | 23
| A | 374.9763 | 397.524 | 513.8959 | 571.9216 | 562.5178 | 553.0072 | 543.3897 | 553.0072 | 581.2186 | 590.4086 | 617.3377 | 651.747 | 684.4466 | 722.9166 | 758.7152 | 765.5543 | 772.2865 | 785.4305 | 730.2901 | 634.7561 | 523.834 | 419.6443 | 316.7369 | 243.3232
| B | 90.9728 | 96.4431 | 124.6761 | 138.7537 | 136.4722 | 134.1648 | 131.8315 | 134.1648 | 141.0092 | 143.2388 | 149.772 | 158.1201 | 166.0533 | 175.3865 | 184.0716 | 185.7308 | 187.3641 | 190.553 | 177.1754 | 153.9979 | 127.0872 | 101.8097 | 76.8434 | 59.0325
| C | 391.1487 | 450.6989 | 546.7951 | 599.0907 | 570.2561 | 576.5315 | 557.547 | 574.4456 | 555.4083 | 584.8168 | 609.1106 | 676.932 | 697.8526 | 719.5649 | 747.9943 | 754.0542 | 758.5377 | 767.3466 | 719.5649 | 643.97 | 568.1525 | 465.0594 | 375.7341 | 284.4025
| D | 199.1433 | 206.5578 | 238.1969 | 269.0397 | 305.9068 | 314.9351 | 289.9259 | 266.6954 | 245.3851 | 228.5466 | 250.1537 | 283.0062 | 341.5676 | 411.3085 | 488.9632 | 498.1399 | 512.5777 | 517.9141 | 514.3612 | 508.9965 | 512.5777 | 487.1137 | 485.2595 | 494.4833
| E | 487.358 | 562.5059 | 640.7278 | 599.4955 | 571.8959 | 575.0047 | 599.4955 | 565.6464 | 510.8205 | 438.8802 | 442.4116 | 449.4426 | 483.9639 | 530.5194 | 584.268 | 575.0047 | 565.6464 | 593.4362 | 640.7278 | 693.3748 | 734.7518 | 747.1276 | 764.0102 | 780.3752
| F | 66.6513 | 76.9285 | 87.6262 | 81.9873 | 78.2127 | 78.6379 | 81.9873 | 77.358 | 69.86 | 60.0214 | 60.5044 | 61.466 | 66.1871 | 72.5541 | 79.9047 | 78.6379 | 77.358 | 81.1586 | 87.6262 | 94.8262 | 100.485 | 102.1775 | 104.4864 | 106.7244
G
H
I
| J | 386.7683 | 407 | 407 | 407 | 407 | 407 | 407 | 393.9666 | 344.643 | 342.9752 | 366.963 | 350.7658 | 261.0377 | 229.8024 | 206.8779 | 158.94 | 66.6698 | 15.5841 | 7.0664 | 7.382 | 1.4052 | 10.3115 | 171.5534 | 332.1252
| K | 231.7981 | 305.3082 | 437.5692 | 510.5071 | 514.5961 | 517.0895 | 490.5615 | 500.8809 | 516.1576 | 513.7028 | 462.3999 | 373.0239 | 299.65 | 164.5845 | 67.6174 | 160.2908 | 362.7954 | 429.9738 | 379.9773 | 378.491 | 443.6977 | 445.0825 | 421.1783 | 398.2939
| Total | 2228.8168 | 2502.9664 | 2996.4872 | 3177.7954 | 3146.8576 | 3156.3707 | 3101.7383 | 3066.165 | 2964.5024 | 2902.5905 | 2958.6529 | 3004.5035 | 3000.7588 | 3026.6369 | 3118.4122 | 3176.3527 | 3303.2357 | 3381.3967 | 3256.7892 | 3115.7944 | 3011.991 | 2778.3263 | 2715.8021 | 2698.7602
Hydroelectric
| Zone | 0 | 1 | 2 | 3 | 4 | 5 | 6 | 7 | 8 | 9 | 10 | 11 | 12 | 13 | 14 | 15 | 16 | 17 | 18 | 19 | 20 | 21 | 22 | 23
| A | 0.24633 | 0.24532 | 0.24532 | 0.24633 | 0.24633 | 0.24633 | 0.24736 | 0.24633 | 0.25452 | 0.2494 | 0.25758 | 0.25758 | 0.26065 | 0.25758 | 0.25758 | 0.25758 | 0.25758 | 0.25758 | 0.2627 | 0.31891 | 0.30766 | 0.30664 | 0.30664 | 0.30664
| B | 0.92375 | 0.91993 | 0.91993 | 0.92375 | 0.92375 | 0.92375 | 0.92762 | 0.92375 | 0.95443 | 0.93525 | 0.96593 | 0.96593 | 0.97743 | 0.96593 | 0.96593 | 0.96593 | 0.96593 | 0.96593 | 0.98511 | 1.1959 | 1.1537 | 1.1499 | 1.1499 | 1.1499
| C | 15.6977 | 15.6977 | 15.6977 | 15.6977 | 15.6977 | 15.6977 | 15.6977 | 15.6977 | 15.6977 | 15.6977 | 15.6977 | 15.6977 | 15.6977 | 15.6977 | 19.8564 | 24.9855 | 24.9855 | 24.9855 | 24.9855 | 21.5625 | 15.7031 | 15.6977 | 15.6977 | 15.6977
D
| E | 37.5989 | 37.6037 | 37.623 | 37.9198 | 42.2629 | 45.2461 | 45.7058 | 48.429 | 60.9187 | 75.4278 | 88.3278 | 104.5368 | 107.4913 | 115.8081 | 113.9509 | 111.3124 | 113.2661 | 114.5671 | 112.6283 | 95.0413 | 75.8184 | 62.1636 | 50.839 | 49.3833
| F | 18.3692 | 18.4367 | 17.0272 | 16.6714 | 15.8834 | 15.7347 | 15.5906 | 15.4674 | 20.6659 | 18.2431 | 39.9133 | 39.9899 | 58.8274 | 59.4681 | 55.6436 | 58.9265 | 58.7689 | 58.1166 | 41.5291 | 28.3802 | 20.3278 | 22.8635 | 21.4315 | 17.7298
| G | 2.3333 | 2.5408 | 2.4982 | 2.4044 | 2.5579 | 2.7454 | 2.572 | 2.5603 | 2.2026 | 2.4925 | 4.985 | 5.0219 | 5.4369 | 7.6294 | 9.4129 | 9.4271 | 9.2396 | 9.3035 | 9.5488 | 4.4052 | 2.4658 | 2.6232 | 2.447 | 2.6289
| H | 1.4167 | 1.5426 | 1.5167 | 1.4598 | 1.553 | 1.6669 | 1.5616 | 1.5545 | 1.3373 | 1.5133 | 3.0266 | 3.049 | 3.301 | 4.6321 | 5.715 | 5.7236 | 5.6097 | 5.6485 | 5.7975 | 2.6746 | 1.4971 | 1.5927 | 1.4857 | 1.5961
I
J
K
| Total | 76.5859 | 76.9868 | 75.528 | 75.3232 | 79.1249 | 82.2609 | 82.3028 | 84.879 | 102.0311 | 114.5591 | 153.1738 | 169.5188 | 191.9922 | 204.4589 | 205.8023 | 211.5987 | 213.0933 | 213.8447 | 195.7369 | 153.5786 | 117.2736 | 106.3974 | 93.3575 | 88.4923
Solar (Utility Scale)
| Zone | 0 | 1 | 2 | 3 | 4 | 5 | 6 | 7 | 8 | 9 | 10 | 11 | 12 | 13 | 14 | 15 | 16 | 17 | 18 | 19 | 20 | 21 | 22 | 23
| A | 0 | 0 | 0 | 0 | 0 | 0 | 2.7323 | 136.301 | 310.9463 | 483.7008 | 629.9921 | 733.3778 | 783.424 | 775.3094 | 709.794 | 593.2221 | 437.6039 | 261.2817 | 92.2327 | 0 | 0 | 0 | 0 | 0
| B | 0 | 0 | 0 | 0 | 0 | 0 | 0 | 0 | 0 | 0 | 0 | 0 | 0 | 0 | 0 | 0 | 0 | 0 | 0 | 0 | 0 | 0 | 0 | 0
| C | 0 | 0 | 0 | 0 | 0 | 0 | 8.8359 | 76.3892 | 158.593 | 237.5633 | 302.6383 | 346.6736 | 365.2718 | 356.6463 | 321.6136 | 263.5953 | 188.682 | 106.0651 | 30.1264 | 0 | 0 | 0 | 0 | 0
| D | 0 | 0 | 0 | 0 | 0 | 0 | 0 | 0 | 0 | 0 | 0 | 0 | 0 | 0 | 0 | 0 | 0 | 0 | 0 | 0 | 0 | 0 | 0 | 0
| E | 0 | 0 | 0 | 0 | 0 | 0 | 0 | 0 | 0 | 0 | 0 | 0 | 0 | 0 | 0 | 0 | 0 | 0 | 0 | 0 | 0 | 0 | 0 | 0
| F | 0 | 0 | 0 | 0 | 0 | 0 | 82.1632 | 412.1905 | 792.7104 | 1149.2286 | 1435.57 | 1620.8175 | 1686.5744 | 1626.515 | 1446.3676 | 1163.937 | 809.5274 | 428.5242 | 93.7188 | 0 | 0 | 0 | 0 | 0
| G | 0 | 0 | 0 | 0 | 0 | 0 | 16.9298 | 94.8481 | 185.7609 | 271.2329 | 340.0473 | 384.7331 | 400.8416 | 386.8215 | 344.0111 | 276.6465 | 191.973 | 100.9018 | 21.1578 | 0 | 0 | 0 | 0 | 0
| H | 0 | 0 | 0 | 0 | 0 | 0 | 0.27104 | 1.5385 | 3.0182 | 4.4084 | 5.5263 | 6.2505 | 6.5089 | 6.2767 | 5.576 | 4.4762 | 3.0958 | 1.6138 | 0.32303 | 0 | 0 | 0 | 0 | 0
| I | 0 | 0 | 0 | 0 | 0 | 0 | 0 | 0 | 0 | 0 | 0 | 0 | 0 | 0 | 0 | 0 | 0 | 0 | 0 | 0 | 0 | 0 | 0 | 0
| J | 0 | 0 | 0 | 0 | 0 | 0 | 0 | 0 | 0 | 0 | 0 | 0 | 0 | 0 | 0 | 0 | 0 | 0 | 0 | 0 | 0 | 0 | 0 | 0
| K | 0 | 0 | 0 | 0 | 0 | 0 | 15.7598 | 83.8423 | 162.7039 | 236.4315 | 295.3726 | 333.1326 | 345.9507 | 332.5899 | 294.3302 | 234.9784 | 160.9853 | 82.0997 | 14.5152 | 0 | 0 | 0 | 0 | 0
| Total | 0 | 0 | 0 | 0 | 0 | 0 | 126.6921 | 805.1096 | 1613.7328 | 2382.5654 | 3009.1465 | 3424.9851 | 3588.5714 | 3484.1588 | 3121.6925 | 2536.8555 | 1791.8675 | 980.4862 | 252.074 | 0 | 0 | 0 | 0 | 0
Biomass
| Zone | 0 | 1 | 2 | 3 | 4 | 5 | 6 | 7 | 8 | 9 | 10 | 11 | 12 | 13 | 14 | 15 | 16 | 17 | 18 | 19 | 20 | 21 | 22 | 23
| A | 40.1427 | 40.3594 | 40.3538 | 40.4401 | 40.5886 | 40.6548 | 40.6633 | 41.5273 | 42.8796 | 44.2245 | 44.3852 | 45.298 | 45.7266 | 45.6736 | 45.9906 | 46.5928 | 47.3999 | 47.4649 | 47.725 | 46.7424 | 46.1221 | 46.0703 | 43.9105 | 42.424
B
| C | 45.7768 | 46.0239 | 46.0175 | 46.1159 | 46.2852 | 46.3607 | 46.3705 | 47.3557 | 48.8978 | 50.4314 | 50.6147 | 51.6556 | 52.1443 | 52.0839 | 52.4455 | 53.1322 | 54.0525 | 54.1266 | 54.4233 | 53.3028 | 52.5953 | 52.5363 | 50.0734 | 48.3782
D
E
F
G
H
I
J
K
| Total | 85.9195 | 86.3833 | 86.3713 | 86.5561 | 86.8737 | 87.0155 | 87.0338 | 88.8829 | 91.7773 | 94.6559 | 94.9999 | 96.9536 | 97.8709 | 97.7574 | 98.4361 | 99.725 | 101.4524 | 101.5916 | 102.1483 | 100.0452 | 98.7174 | 98.6066 | 93.9839 | 90.8022
Landfill Gas/Anaerobic Digesters
| Zone | 0 | 1 | 2 | 3 | 4 | 5 | 6 | 7 | 8 | 9 | 10 | 11 | 12 | 13 | 14 | 15 | 16 | 17 | 18 | 19 | 20 | 21 | 22 | 23
| A | 3.5 | 3.5 | 3.5 | 3.5 | 3.5 | 3.5 | 3.5 | 3.5 | 3.5 | 3.5 | 3.5 | 3.5 | 3.5 | 3.5 | 3.5 | 3.5 | 3.5 | 3.5 | 3.5 | 3.5 | 3.5 | 3.5 | 3.5 | 3.5
| B | 2.8 | 2.8 | 2.8 | 2.8 | 2.8 | 2.8 | 2.8 | 2.8 | 2.8 | 2.8 | 2.8 | 2.8 | 2.8 | 2.8 | 2.8 | 2.8 | 2.8 | 2.8 | 2.8 | 2.8 | 2.8 | 2.8 | 2.8 | 2.8
| C | 1.4 | 1.4 | 1.4 | 1.4 | 1.4 | 1.4 | 1.4 | 1.4 | 1.4 | 1.4 | 1.4 | 1.4 | 1.4 | 1.4 | 1.4 | 1.4 | 1.4 | 1.4 | 1.4 | 1.4 | 1.4 | 1.4 | 1.4 | 1.4
| D | 0 | 0 | 0 | 0 | 0 | 0 | 0 | 0 | 0 | 0 | 0 | 0 | 0 | 0 | 0 | 0 | 0 | 0 | 0 | 0 | 0 | 0 | 0 | 0
| E | 0 | 0 | 0 | 0 | 0 | 0 | 0 | 0 | 0 | 0 | 0 | 0 | 0 | 0 | 0 | 0 | 0 | 0 | 0 | 0 | 0 | 0 | 0 | 0
| F | 1.4 | 1.4 | 1.4 | 1.4 | 1.4 | 1.4 | 1.4 | 1.4 | 1.4 | 1.4 | 1.4 | 1.4 | 1.4 | 1.4 | 1.4 | 1.4 | 1.4 | 1.4 | 1.4 | 1.4 | 1.4 | 1.4 | 1.4 | 1.4
| G | 0 | 0 | 0 | 0 | 0 | 0 | 0 | 0 | 0 | 0 | 0 | 0 | 0 | 0 | 0 | 0 | 0 | 0 | 0 | 0 | 0 | 0 | 0 | 0
| H | 0 | 0 | 0 | 0 | 0 | 0 | 0 | 0 | 0 | 0 | 0 | 0 | 0 | 0 | 0 | 0 | 0 | 0 | 0 | 0 | 0 | 0 | 0 | 0
| I | 2.1 | 2.1 | 2.1 | 2.1 | 2.1 | 2.1 | 2.1 | 2.1 | 2.1 | 2.1 | 2.1 | 2.1 | 2.1 | 2.1 | 2.1 | 2.1 | 2.1 | 2.1 | 2.1 | 2.1 | 2.1 | 2.1 | 2.1 | 2.1
| J | 23.8 | 23.8 | 23.8 | 23.8 | 23.8 | 23.8 | 23.8 | 23.8 | 23.8 | 23.8 | 23.8 | 23.8 | 23.8 | 23.8 | 23.8 | 23.8 | 23.8 | 23.8 | 23.8 | 23.8 | 23.8 | 23.8 | 23.8 | 23.8
| K | 2.1 | 2.1 | 2.1 | 2.1 | 2.1 | 2.1 | 2.1 | 2.1 | 2.1 | 2.1 | 2.1 | 2.1 | 2.1 | 2.1 | 2.1 | 2.1 | 2.1 | 2.1 | 2.1 | 2.1 | 2.1 | 2.1 | 2.1 | 2.1
| Total | 37.1 | 37.1 | 37.1 | 37.1 | 37.1 | 37.1 | 37.1 | 37.1 | 37.1 | 37.1 | 37.1 | 37.1 | 37.1 | 37.1 | 37.1 | 37.1 | 37.1 | 37.1 | 37.1 | 37.1 | 37.1 | 37.1 | 37.1 | 37.1

## Nov10 DAM
November 10 Study Day
Sum of all utility-scale new renewables, as modeled, per zone each hour
| Zone | 0 | 1 | 2 | 3 | 4 | 5 | 6 | 7 | 8 | 9 | 10 | 11 | 12 | 13 | 14 | 15 | 16 | 17 | 18 | 19 | 20 | 21 | 22 | 23
| A | 289.0572 | 338.6489 | 374.5742 | 443.5749 | 529.6285 | 618.1687 | 689.5647 | 411.8806 | 605.4365 | 764.3985 | 1380.5668 | 1433.2686 | 1357.9919 | 1453.1713 | 1364.4289 | 1171.0739 | 1036.2416 | 993.5962 | 999.4882 | 1014.9571 | 1014.3307 | 1012.224 | 1015.8327 | 1014.3417
| B | 69.675 | 81.6718 | 90.4786 | 107.1584 | 127.9604 | 149.3999 | 166.7335 | 87.4897 | 101.0633 | 111.8052 | 222.2063 | 225.5047 | 230.0916 | 232.0876 | 234.6553 | 237.9218 | 237.9294 | 238.64 | 239.8952 | 243.8686 | 243.8456 | 243.2611 | 244.6534 | 244.6368
| C | 400.4881 | 409.2759 | 435.55 | 478.8893 | 532.949 | 609.9821 | 689.3528 | 800.318 | 931.334 | 1064.9044 | 1161.9324 | 1179.0488 | 1153.586 | 1170.7386 | 1107.3078 | 1067.6514 | 1020.0406 | 1023.9267 | 1032.2171 | 1037.2834 | 1037.9335 | 1034.0762 | 1023.2867 | 1019.4473
| D | 204.091 | 228.5466 | 247.7718 | 283.0062 | 330.5532 | 386.5419 | 449.1345 | 514.3612 | 585.0138 | 631.8304 | 681.7806 | 719.7786 | 742.0926 | 755.8141 | 766.8403 | 772.0989 | 778.8466 | 805.4792 | 825.5172 | 835.9214 | 838.7863 | 841.0458 | 840.4238 | 836.296
| E | 351.9408 | 347.9102 | 339.4244 | 355.5683 | 426.2751 | 497.1556 | 574.6367 | 666.9929 | 741.9984 | 808.1677 | 856.4951 | 926.2871 | 961.8764 | 985.4925 | 1024.1654 | 1063.4571 | 1072.3977 | 1125.8978 | 1168.8337 | 1182.1373 | 1183.9032 | 1155.3222 | 1129.1785 | 1128.6931
| F | 62.5483 | 59.692 | 58.6404 | 60.8189 | 69.185 | 79.1217 | 99.6217 | 276.0394 | 577.2659 | 900.9025 | 1004.5006 | 1133.5612 | 1049.0903 | 753.9696 | 474.5009 | 286.8404 | 212.0108 | 183.8743 | 188.7287 | 187.2336 | 190.5612 | 179.7698 | 168.3236 | 163.6389
| G | 0.29559 | 0.29559 | 0.30694 | 0.28706 | 0.30411 | 0.30411 | 4.2583 | 42.7718 | 114.3484 | 190.2708 | 243.4769 | 263.9646 | 238.915 | 200.7956 | 115.8141 | 54.7489 | 10.3786 | 0 | 0 | 0 | 0 | 0 | 0 | 0
| H | 0.17946 | 0.17946 | 0.18636 | 0.17429 | 0.18464 | 0.18464 | 0.25309 | 0.83568 | 1.9952 | 3.1723 | 4.1448 | 4.4266 | 3.8328 | 3.2388 | 2.0971 | 0.73451 | 0.13869 | 0 | 0 | 0 | 0 | 0 | 0 | 0
| I | 2.1 | 2.1 | 2.1 | 2.1 | 2.1 | 2.1 | 2.1 | 2.1 | 2.1 | 2.1 | 2.1 | 2.1 | 2.1 | 2.1 | 2.1 | 2.1 | 2.1 | 2.1 | 2.1 | 2.1 | 2.1 | 2.1 | 2.1 | 2.1
| J | 279.441 | 271.8329 | 251.3358 | 229.817 | 218.8981 | 179.0586 | 194.4363 | 256.323 | 221.9363 | 210.7238 | 213.7168 | 143.4096 | 91.1442 | 87.4324 | 81.9738 | 60.0667 | 31.1236 | 23.8 | 23.8 | 23.8 | 23.8 | 23.8 | 23.8 | 23.8
| K | 571.7659 | 592.1 | 581.5761 | 538.441 | 467.5803 | 370.6875 | 353.1245 | 364.5374 | 467.3278 | 674.9041 | 729.6725 | 639.3948 | 519.3104 | 391.6065 | 248.046 | 123.1648 | 31.7291 | 6.554 | 2.1 | 2.1 | 2.1 | 2.1 | 2.1 | 5.9126
| Total | 2231.5824 | 2332.2532 | 2381.9446 | 2499.8354 | 2705.6184 | 2892.7048 | 3223.216 | 3423.6497 | 4349.8196 | 5363.1798 | 6500.5928 | 6670.7446 | 6350.031 | 6036.4469 | 5421.9298 | 4839.8584 | 4432.9367 | 4403.8682 | 4482.6802 | 4529.4015 | 4537.3606 | 4493.699 | 4449.6987 | 4438.8666
BTM MW Values for November 10 | bar: 0 to 4
| Zone | 0 | 1 | 2 | 3 | 4 | 5 | 6 | 7 | 8 | 9 | 10 | 11 | 12 | 13 | 14 | 15 | 16 | 17 | 18 | 19 | 20 | 21 | 22 | 23
| A | 0 | 0 | 0 | 0 | 0 | 0 | 0 | 13.5907 | 51.544 | 83.5153 | 128.9334 | 139.6918 | 113.4523 | 138.1873 | 109.905 | 51.3186 | 12.9325 | 0 | 0 | 0 | 0 | 0 | 0 | 0
| B | 0 | 0 | 0 | 0 | 0 | 0 | 0 | 9.4948 | 39.1391 | 72.7827 | 92.3541 | 108.2498 | 91.5929 | 63.4012 | 74.1167 | 38.7549 | 8.1718 | 0 | 0 | 0 | 0 | 0 | 0 | 0
| C | 0 | 0 | 0 | 0 | 0 | 0 | 0 | 22.2637 | 79.9673 | 155.7017 | 209.9803 | 213.1943 | 175.394 | 180.1774 | 108.7838 | 65.0443 | 12.7847 | 0 | 0 | 0 | 0 | 0 | 0 | 0
| D | 0 | 0 | 0 | 0 | 0 | 0 | 0 | 0.5525 | 2.314 | 3.9845 | 5.8143 | 5.837 | 5.928 | 2.6227 | 1.3455 | 0.7085 | 0.169 | 0 | 0 | 0 | 0 | 0 | 0 | 0
| E | 0 | 0 | 0 | 0 | 0 | 0 | 0 | 13.7224 | 42.3443 | 80.3455 | 113.864 | 128.2072 | 97.1639 | 80.0676 | 54.6506 | 30.9089 | 6.5403 | 0 | 0 | 0 | 0 | 0 | 0 | 0
| F | 0 | 0 | 0 | 0 | 0 | 0 | 3.822 | 69.0027 | 182.9816 | 305.9799 | 343.0223 | 391.5576 | 356.3574 | 235.62 | 123.8414 | 48.914 | 12.3806 | 0 | 0 | 0 | 0 | 0 | 0 | 0
| G | 0 | 0 | 0 | 0 | 0 | 0 | 6.6287 | 71.1361 | 191.0632 | 318.2273 | 407.352 | 441.9581 | 400.2242 | 336.3675 | 194.0087 | 91.7139 | 17.386 | 0 | 0 | 0 | 0 | 0 | 0 | 0
| H | 0 | 0 | 0 | 0 | 0 | 0 | 1.1231 | 10.3891 | 29.0795 | 47.8032 | 63.3346 | 69.4996 | 61.325 | 51.8208 | 33.5541 | 11.7521 | 2.2191 | 0 | 0 | 0 | 0 | 0 | 0 | 0
| I | 0 | 0 | 0 | 0 | 0 | 0 | 1.4641 | 13.5429 | 37.9072 | 62.3149 | 82.5611 | 90.5977 | 79.9416 | 67.5521 | 43.7401 | 15.3197 | 2.8927 | 0 | 0 | 0 | 0 | 0 | 0 | 0
| J | 0 | 0 | 0 | 0 | 0 | 0 | 5.5541 | 60.28 | 148.7977 | 232.3874 | 288.3369 | 307.9084 | 287.7541 | 219.4769 | 164.2045 | 72.3423 | 13.1095 | 0 | 0 | 0 | 0 | 0 | 0 | 0
| K | 0 | 0 | 0 | 0 | 0 | 0 | 10.8131 | 138.4132 | 381.1869 | 633.9728 | 805.6441 | 872.4489 | 817.9522 | 595.6091 | 396.9337 | 144.0437 | 19.0425 | 0 | 0 | 0 | 0 | 0 | 0 | 0
| Total | 0 | 0 | 0 | 0 | 0 | 0 | 29.4051 | 422.3882 | 1186.3246 | 1997.0153 | 2541.197 | 2769.1504 | 2487.0856 | 1970.9028 | 1305.0841 | 570.8209 | 107.6287 | 0 | 0 | 0 | 0 | 0 | 0 | 0
All Incremental Generation Resources, as modeled
Wind
| Zone | 0 | 1 | 2 | 3 | 4 | 5 | 6 | 7 | 8 | 9 | 10 | 11 | 12 | 13 | 14 | 15 | 16 | 17 | 18 | 19 | 20 | 21 | 22 | 23
| A | 243.3232 | 292.6931 | 328.5985 | 397.524 | 483.4405 | 571.9216 | 643.305 | 316.7369 | 374.9763 | 419.6443 | 875.194 | 888.9791 | 905.8632 | 913.664 | 924.5639 | 937.601 | 937.601 | 940.5931 | 946.2567 | 962.7134 | 962.7134 | 960.683 | 966.4535 | 966.4535
| B | 59.0325 | 71.0101 | 79.7211 | 96.4431 | 117.2873 | 138.7537 | 156.0719 | 76.8434 | 90.9728 | 101.8097 | 212.3304 | 215.6748 | 219.7711 | 221.6636 | 224.3081 | 227.471 | 227.471 | 228.1969 | 229.5709 | 233.5635 | 233.5635 | 233.0709 | 234.4709 | 234.4709
| C | 320.1227 | 330.9145 | 357.4839 | 401.308 | 455.5091 | 531.4964 | 607.1183 | 683.9992 | 747.9943 | 796.5173 | 833.7098 | 853.4955 | 870.4397 | 882.2551 | 897.7435 | 905.7442 | 914.9021 | 924.4793 | 932.364 | 938.5563 | 940.0555 | 939.7674 | 940.6142 | 938.8679
| D | 204.091 | 228.5466 | 247.7718 | 283.0062 | 330.5532 | 386.5419 | 449.1345 | 514.3612 | 585.0138 | 631.8304 | 681.7806 | 719.7786 | 742.0926 | 755.8141 | 766.8403 | 772.0989 | 778.8466 | 805.4792 | 825.5172 | 835.9214 | 838.7863 | 841.0458 | 840.4238 | 836.296
| E | 252.9061 | 248.8466 | 240.6961 | 256.9549 | 312.5302 | 369.7779 | 449.4426 | 546.6446 | 629.1584 | 693.3748 | 742.209 | 787.2303 | 817.9642 | 850.5538 | 887.4885 | 909.2305 | 917.1175 | 957.6554 | 995.6209 | 1008.1008 | 1010.1397 | 1009.4707 | 1010.7983 | 1011.4462
| F | 34.5875 | 34.0324 | 32.9177 | 35.1413 | 42.7418 | 50.571 | 61.466 | 74.7594 | 86.044 | 94.8262 | 101.5048 | 107.662 | 111.8651 | 116.3221 | 121.3733 | 124.3468 | 125.4254 | 130.9694 | 136.1615 | 137.8683 | 138.1471 | 138.0556 | 138.2372 | 138.3258
G
H
I
| J | 255.641 | 248.0329 | 227.5358 | 206.017 | 195.0981 | 155.2586 | 170.6363 | 232.523 | 198.1363 | 186.9238 | 189.9168 | 119.6096 | 67.3442 | 63.6324 | 58.1738 | 36.2667 | 7.3236 | 0 | 0 | 0 | 0 | 0 | 0 | 0
| K | 569.6659 | 590 | 579.4761 | 536.341 | 465.4803 | 368.5875 | 347.9736 | 323.3844 | 357.6766 | 493.9298 | 500.2614 | 391.1348 | 286.4266 | 221.4564 | 133.9518 | 80.4231 | 24.2563 | 4.454 | 0 | 0 | 0 | 0 | 0 | 3.8126
| Total | 1939.3699 | 2044.0761 | 2094.2009 | 2212.7356 | 2402.6404 | 2572.9086 | 2885.1482 | 2769.2521 | 3069.9724 | 3418.8563 | 4136.9068 | 4083.5647 | 4021.7666 | 4025.3616 | 4014.4432 | 3993.1821 | 3932.9435 | 3991.8272 | 4065.4913 | 4116.7237 | 4123.4056 | 4122.0933 | 4130.9978 | 4129.673
Hydroelectric
| Zone | 0 | 1 | 2 | 3 | 4 | 5 | 6 | 7 | 8 | 9 | 10 | 11 | 12 | 13 | 14 | 15 | 16 | 17 | 18 | 19 | 20 | 21 | 22 | 23
| A | 2.0913 | 2.0964 | 2.122 | 2.1107 | 2.0995 | 2.0923 | 2.0964 | 2.0923 | 1.9441 | 1.9188 | 1.8869 | 1.8746 | 2.0055 | 2.0331 | 2.0126 | 2.0402 | 2.0423 | 2.0382 | 2.0065 | 2.0014 | 1.9952 | 1.9707 | 1.9687 | 1.9642
| B | 7.8424 | 7.8616 | 7.9574 | 7.9153 | 7.8731 | 7.8463 | 7.8616 | 7.8463 | 7.2905 | 7.1955 | 7.0759 | 7.0298 | 7.5205 | 7.624 | 7.5473 | 7.6508 | 7.6585 | 7.6431 | 7.5243 | 7.5052 | 7.4822 | 7.3902 | 7.3825 | 7.3659
| C | 33.1886 | 30.9375 | 30.6486 | 30.0654 | 29.7547 | 30.725 | 34.464 | 42.9724 | 44.7165 | 44.5801 | 44.2805 | 37.0203 | 35.8757 | 35.9901 | 35.565 | 35.5323 | 35.565 | 43.9208 | 44.0298 | 44.0243 | 43.8827 | 40.3725 | 31.1991 | 30.8013
D
| E | 99.0348 | 99.0636 | 98.7284 | 98.6134 | 113.7449 | 127.3777 | 125.1941 | 120.3482 | 112.84 | 114.7929 | 114.2861 | 139.0568 | 143.9122 | 134.9387 | 136.677 | 154.2266 | 155.2801 | 168.2424 | 173.2128 | 174.0365 | 173.7635 | 145.8515 | 118.3803 | 117.2469
| F | 26.5608 | 24.2596 | 24.3227 | 24.2776 | 25.0432 | 27.1507 | 27.0562 | 24.764 | 25.4485 | 28.1557 | 31.0687 | 30.7985 | 31.456 | 38.2875 | 37.441 | 36.9591 | 53.7656 | 51.5049 | 51.1672 | 47.9653 | 51.0141 | 40.3141 | 28.6864 | 23.9131
| G | 0.29559 | 0.29559 | 0.30694 | 0.28706 | 0.30411 | 0.30411 | 0.30125 | 0.30694 | 0.29272 | 0.30411 | 0.30694 | 0.13642 | 0 | 0 | 0 | 0 | 0 | 0 | 0 | 0 | 0 | 0 | 0 | 0
| H | 0.17946 | 0.17946 | 0.18636 | 0.17429 | 0.18464 | 0.18464 | 0.1829 | 0.18636 | 0.17772 | 0.18464 | 0.18636 | 0.082826 | 0 | 0 | 0 | 0 | 0 | 0 | 0 | 0 | 0 | 0 | 0 | 0
I
J
K
| Total | 169.193 | 164.6938 | 164.2724 | 163.4438 | 179.0042 | 195.6808 | 197.1564 | 198.5165 | 192.7101 | 197.1318 | 199.0914 | 215.9993 | 220.7698 | 218.8734 | 219.2429 | 236.4089 | 254.3115 | 273.3494 | 277.9406 | 275.5327 | 278.1376 | 235.899 | 187.6169 | 181.2914
Solar (Utility Scale)
| Zone | 0 | 1 | 2 | 3 | 4 | 5 | 6 | 7 | 8 | 9 | 10 | 11 | 12 | 13 | 14 | 15 | 16 | 17 | 18 | 19 | 20 | 21 | 22 | 23
| A | 0 | 0 | 0 | 0 | 0 | 0 | 0 | 48.0242 | 182.1366 | 295.1109 | 455.6007 | 493.6169 | 400.8967 | 488.3006 | 388.3618 | 181.3399 | 45.6985 | 0 | 0 | 0 | 0 | 0 | 0 | 0
| B | 0 | 0 | 0 | 0 | 0 | 0 | 0 | 0 | 0 | 0 | 0 | 0 | 0 | 0 | 0 | 0 | 0 | 0 | 0 | 0 | 0 | 0 | 0 | 0
| C | 0 | 0 | 0 | 0 | 0 | 0 | 0 | 24.5908 | 88.3255 | 171.9756 | 231.9274 | 235.4774 | 193.7262 | 199.0095 | 120.1538 | 71.8427 | 14.1209 | 0 | 0 | 0 | 0 | 0 | 0 | 0
| D | 0 | 0 | 0 | 0 | 0 | 0 | 0 | 0 | 0 | 0 | 0 | 0 | 0 | 0 | 0 | 0 | 0 | 0 | 0 | 0 | 0 | 0 | 0 | 0
| E | 0 | 0 | 0 | 0 | 0 | 0 | 0 | 0 | 0 | 0 | 0 | 0 | 0 | 0 | 0 | 0 | 0 | 0 | 0 | 0 | 0 | 0 | 0 | 0
| F | 0 | 0 | 0 | 0 | 0 | 0 | 9.6995 | 175.1161 | 464.3734 | 776.5205 | 870.5271 | 993.7008 | 904.3692 | 597.96 | 314.2866 | 124.1346 | 31.4198 | 0 | 0 | 0 | 0 | 0 | 0 | 0
| G | 0 | 0 | 0 | 0 | 0 | 0 | 3.957 | 42.4649 | 114.0557 | 189.9667 | 243.17 | 263.8282 | 238.915 | 200.7956 | 115.8141 | 54.7489 | 10.3786 | 0 | 0 | 0 | 0 | 0 | 0 | 0
| H | 0 | 0 | 0 | 0 | 0 | 0 | 0.070194 | 0.64932 | 1.8175 | 2.9877 | 3.9584 | 4.3437 | 3.8328 | 3.2388 | 2.0971 | 0.73451 | 0.13869 | 0 | 0 | 0 | 0 | 0 | 0 | 0
| I | 0 | 0 | 0 | 0 | 0 | 0 | 0 | 0 | 0 | 0 | 0 | 0 | 0 | 0 | 0 | 0 | 0 | 0 | 0 | 0 | 0 | 0 | 0 | 0
| J | 0 | 0 | 0 | 0 | 0 | 0 | 0 | 0 | 0 | 0 | 0 | 0 | 0 | 0 | 0 | 0 | 0 | 0 | 0 | 0 | 0 | 0 | 0 | 0
| K | 0 | 0 | 0 | 0 | 0 | 0 | 3.0509 | 39.0531 | 107.5512 | 178.8743 | 227.3111 | 246.1599 | 230.7838 | 168.0501 | 111.9942 | 40.6417 | 5.3728 | 0 | 0 | 0 | 0 | 0 | 0 | 0
| Total | 0 | 0 | 0 | 0 | 0 | 0 | 16.7776 | 329.8982 | 958.2598 | 1615.4358 | 2032.4947 | 2237.1269 | 1972.5237 | 1657.3545 | 1052.7076 | 473.4423 | 107.1293 | 0 | 0 | 0 | 0 | 0 | 0 | 0
Biomass
| Zone | 0 | 1 | 2 | 3 | 4 | 5 | 6 | 7 | 8 | 9 | 10 | 11 | 12 | 13 | 14 | 15 | 16 | 17 | 18 | 19 | 20 | 21 | 22 | 23
| A | 40.1427 | 40.3594 | 40.3538 | 40.4401 | 40.5886 | 40.6548 | 40.6633 | 41.5273 | 42.8796 | 44.2245 | 44.3852 | 45.298 | 45.7266 | 45.6736 | 45.9906 | 46.5928 | 47.3999 | 47.4649 | 47.725 | 46.7424 | 46.1221 | 46.0703 | 43.9105 | 42.424
B
| C | 45.7768 | 46.0239 | 46.0175 | 46.1159 | 46.2852 | 46.3607 | 46.3705 | 47.3557 | 48.8978 | 50.4314 | 50.6147 | 51.6556 | 52.1443 | 52.0839 | 52.4455 | 53.1322 | 54.0525 | 54.1266 | 54.4233 | 53.3028 | 52.5953 | 52.5363 | 50.0734 | 48.3782
D
E
F
G
H
I
J
K
| Total | 85.9195 | 86.3833 | 86.3713 | 86.5561 | 86.8737 | 87.0155 | 87.0338 | 88.8829 | 91.7773 | 94.6559 | 94.9999 | 96.9536 | 97.8709 | 97.7574 | 98.4361 | 99.725 | 101.4524 | 101.5916 | 102.1483 | 100.0452 | 98.7174 | 98.6066 | 93.9839 | 90.8022
Landfill Gas/Anaerobic Digesters
| Zone | 0 | 1 | 2 | 3 | 4 | 5 | 6 | 7 | 8 | 9 | 10 | 11 | 12 | 13 | 14 | 15 | 16 | 17 | 18 | 19 | 20 | 21 | 22 | 23
| A | 3.5 | 3.5 | 3.5 | 3.5 | 3.5 | 3.5 | 3.5 | 3.5 | 3.5 | 3.5 | 3.5 | 3.5 | 3.5 | 3.5 | 3.5 | 3.5 | 3.5 | 3.5 | 3.5 | 3.5 | 3.5 | 3.5 | 3.5 | 3.5
| B | 2.8 | 2.8 | 2.8 | 2.8 | 2.8 | 2.8 | 2.8 | 2.8 | 2.8 | 2.8 | 2.8 | 2.8 | 2.8 | 2.8 | 2.8 | 2.8 | 2.8 | 2.8 | 2.8 | 2.8 | 2.8 | 2.8 | 2.8 | 2.8
| C | 1.4 | 1.4 | 1.4 | 1.4 | 1.4 | 1.4 | 1.4 | 1.4 | 1.4 | 1.4 | 1.4 | 1.4 | 1.4 | 1.4 | 1.4 | 1.4 | 1.4 | 1.4 | 1.4 | 1.4 | 1.4 | 1.4 | 1.4 | 1.4
| D | 0 | 0 | 0 | 0 | 0 | 0 | 0 | 0 | 0 | 0 | 0 | 0 | 0 | 0 | 0 | 0 | 0 | 0 | 0 | 0 | 0 | 0 | 0 | 0
| E | 0 | 0 | 0 | 0 | 0 | 0 | 0 | 0 | 0 | 0 | 0 | 0 | 0 | 0 | 0 | 0 | 0 | 0 | 0 | 0 | 0 | 0 | 0 | 0
| F | 1.4 | 1.4 | 1.4 | 1.4 | 1.4 | 1.4 | 1.4 | 1.4 | 1.4 | 1.4 | 1.4 | 1.4 | 1.4 | 1.4 | 1.4 | 1.4 | 1.4 | 1.4 | 1.4 | 1.4 | 1.4 | 1.4 | 1.4 | 1.4
| G | 0 | 0 | 0 | 0 | 0 | 0 | 0 | 0 | 0 | 0 | 0 | 0 | 0 | 0 | 0 | 0 | 0 | 0 | 0 | 0 | 0 | 0 | 0 | 0
| H | 0 | 0 | 0 | 0 | 0 | 0 | 0 | 0 | 0 | 0 | 0 | 0 | 0 | 0 | 0 | 0 | 0 | 0 | 0 | 0 | 0 | 0 | 0 | 0
| I | 2.1 | 2.1 | 2.1 | 2.1 | 2.1 | 2.1 | 2.1 | 2.1 | 2.1 | 2.1 | 2.1 | 2.1 | 2.1 | 2.1 | 2.1 | 2.1 | 2.1 | 2.1 | 2.1 | 2.1 | 2.1 | 2.1 | 2.1 | 2.1
| J | 23.8 | 23.8 | 23.8 | 23.8 | 23.8 | 23.8 | 23.8 | 23.8 | 23.8 | 23.8 | 23.8 | 23.8 | 23.8 | 23.8 | 23.8 | 23.8 | 23.8 | 23.8 | 23.8 | 23.8 | 23.8 | 23.8 | 23.8 | 23.8
| K | 2.1 | 2.1 | 2.1 | 2.1 | 2.1 | 2.1 | 2.1 | 2.1 | 2.1 | 2.1 | 2.1 | 2.1 | 2.1 | 2.1 | 2.1 | 2.1 | 2.1 | 2.1 | 2.1 | 2.1 | 2.1 | 2.1 | 2.1 | 2.1
| Total | 37.1 | 37.1 | 37.1 | 37.1 | 37.1 | 37.1 | 37.1 | 37.1 | 37.1 | 37.1 | 37.1 | 37.1 | 37.1 | 37.1 | 37.1 | 37.1 | 37.1 | 37.1 | 37.1 | 37.1 | 37.1 | 37.1 | 37.1 | 37.1

## DAM Charts
DAM Incremental Renewable Resources MW
2017-01-19
| 0 | 1 | 2 | 3 | 4 | 5 | 6 | 7 | 8 | 9 | 10 | 11 | 12 | 13 | 14 | 15 | 16 | 17 | 18 | 19 | 20 | 21 | 22 | 23
Solar | 0 | 0 | 0 | 0 | 0 | 0 | 0 | 154.8671 | 962.7242 | 2057.0904 | 3282.5491 | 3981.1779 | 4194.2209 | 3665.1506 | 2615.8409 | 1374.1765 | 334.0869 | 0 | 0 | 0 | 0 | 0 | 0 | 0
Wind | 4575.2632 | 4514.9634 | 4573.1953 | 4519.7999 | 4489.0872 | 4577.7605 | 4660.294 | 4650.4949 | 4675.9768 | 4604.8111 | 4440.0327 | 4373.9768 | 4408.4174 | 4493.5213 | 4529.6917 | 4512.5367 | 4434.0483 | 4451.9896 | 4446.7955 | 4432.4868 | 4424.3122 | 4385.3828 | 4400.443 | 4325.1333
Hydroelectric | 255.4398 | 246.7476 | 232.767 | 223.5453 | 217.1161 | 209.4495 | 209.5053 | 248.6208 | 273.4842 | 299.0655 | 301.8938 | 301.3876 | 299.1413 | 291.129 | 310.2493 | 312.4094 | 312.5797 | 328.2219 | 327.7537 | 324.909 | 321.71 | 284.7421 | 263.5331 | 248.0325
Biomass/Biogas | 123.0195 | 123.4833 | 123.4713 | 123.6561 | 123.9737 | 124.1155 | 124.1338 | 125.9829 | 128.8773 | 131.7559 | 132.0999 | 134.0536 | 134.9709 | 134.8574 | 135.5361 | 136.825 | 138.5524 | 138.6916 | 139.2483 | 137.1452 | 135.8174 | 135.7066 | 131.0839 | 127.9022
2017-03-22
| 0 | 1 | 2 | 3 | 4 | 5 | 6 | 7 | 8 | 9 | 10 | 11 | 12 | 13 | 14 | 15 | 16 | 17 | 18 | 19 | 20 | 21 | 22 | 23
Solar | 0 | 0 | 0 | 0 | 0 | 0 | 0 | 408.7705 | 1673.1944 | 3124.7904 | 4345.1966 | 5281.338 | 5549.7004 | 5583.3349 | 4800.566 | 3670.9473 | 2496.6546 | 1295.3008 | 331.1138 | 1.7151 | 0 | 0 | 0 | 0
Wind | 2834.9588 | 2831.3906 | 2834.2745 | 2893.3628 | 2730.1622 | 2649.6473 | 2525.9627 | 2482.1583 | 2524.6621 | 2492.5255 | 2594.2791 | 2645.9583 | 2628.6421 | 2949.1359 | 2734.6634 | 2930.8623 | 2974.3824 | 3174.3218 | 3297.5979 | 3534.5826 | 3758.8276 | 3904.4546 | 4034.1226 | 4150.4356
Hydroelectric | 353.3427 | 347.0137 | 345.2367 | 341.4947 | 342.4395 | 342.8852 | 345.0923 | 352.9103 | 351.5608 | 349.6477 | 342.0128 | 345.6612 | 347.4967 | 347.8648 | 348.9052 | 348.5502 | 372.3118 | 384.359 | 387.1798 | 369.204 | 365.5524 | 353.8428 | 344.2111 | 337.0934
Biomass/Biogas | 123.0195 | 123.4833 | 123.4713 | 123.6561 | 123.9737 | 124.1155 | 124.1338 | 125.9829 | 128.8773 | 131.7559 | 132.0999 | 134.0536 | 134.9709 | 134.8574 | 135.5361 | 136.825 | 138.5524 | 138.6916 | 139.2483 | 137.1452 | 135.8174 | 135.7066 | 131.0839 | 127.9022
2017-07-25
| 0 | 1 | 2 | 3 | 4 | 5 | 6 | 7 | 8 | 9 | 10 | 11 | 12 | 13 | 14 | 15 | 16 | 17 | 18 | 19 | 20 | 21 | 22 | 23
Solar | 0 | 0 | 0 | 0 | 0 | 0 | 289.8798 | 1773.5649 | 3530.0695 | 5193.7195 | 6543.7649 | 7432.9215 | 7772.4966 | 7529.7958 | 6727.9654 | 5446.1204 | 3821.2688 | 2059.9849 | 494.5668 | 0 | 0 | 0 | 0 | 0
Wind | 2228.8168 | 2502.9664 | 2996.4872 | 3177.7954 | 3146.8576 | 3156.3707 | 3101.7383 | 3066.165 | 2964.5024 | 2902.5905 | 2958.6529 | 3004.5035 | 3000.7588 | 3026.6369 | 3118.4122 | 3176.3527 | 3303.2357 | 3381.3967 | 3256.7892 | 3115.7944 | 3011.991 | 2778.3263 | 2715.8021 | 2698.7602
Hydroelectric | 76.5859 | 76.9868 | 75.528 | 75.3232 | 79.1249 | 82.2609 | 82.3028 | 84.879 | 102.0311 | 114.5591 | 153.1738 | 169.5188 | 191.9922 | 204.4589 | 205.8023 | 211.5987 | 213.0933 | 213.8447 | 195.7369 | 153.5786 | 117.2736 | 106.3974 | 93.3575 | 88.4923
Biomass/Biogas | 123.0195 | 123.4833 | 123.4713 | 123.6561 | 123.9737 | 124.1155 | 124.1338 | 125.9829 | 128.8773 | 131.7559 | 132.0999 | 134.0536 | 134.9709 | 134.8574 | 135.5361 | 136.825 | 138.5524 | 138.6916 | 139.2483 | 137.1452 | 135.8174 | 135.7066 | 131.0839 | 127.9022
2017-11-10
| 0 | 1 | 2 | 3 | 4 | 5 | 6 | 7 | 8 | 9 | 10 | 11 | 12 | 13 | 14 | 15 | 16 | 17 | 18 | 19 | 20 | 21 | 22 | 23
Solar | 0 | 0 | 0 | 0 | 0 | 0 | 46.1827 | 752.2864 | 2144.5844 | 3612.451 | 4573.6917 | 5006.2773 | 4459.6093 | 3628.2573 | 2357.7917 | 1044.2632 | 214.7579 | 0 | 0 | 0 | 0 | 0 | 0 | 0
Wind | 1939.3699 | 2044.0761 | 2094.2009 | 2212.7356 | 2402.6404 | 2572.9086 | 2885.1482 | 2769.2521 | 3069.9724 | 3418.8563 | 4136.9068 | 4083.5647 | 4021.7666 | 4025.3616 | 4014.4432 | 3993.1821 | 3932.9435 | 3991.8272 | 4065.4913 | 4116.7237 | 4123.4056 | 4122.0933 | 4130.9978 | 4129.673
Hydroelectric | 169.193 | 164.6938 | 164.2724 | 163.4438 | 179.0042 | 195.6808 | 197.1564 | 198.5165 | 192.7101 | 197.1318 | 199.0914 | 215.9993 | 220.7698 | 218.8734 | 219.2429 | 236.4089 | 254.3115 | 273.3494 | 277.9406 | 275.5327 | 278.1376 | 235.899 | 187.6169 | 181.2914
Biomass/Biogas | 123.0195 | 123.4833 | 123.4713 | 123.6561 | 123.9737 | 124.1155 | 124.1338 | 125.9829 | 128.8773 | 131.7559 | 132.0999 | 134.0536 | 134.9709 | 134.8574 | 135.5361 | 136.825 | 138.5524 | 138.6916 | 139.2483 | 137.1452 | 135.8174 | 135.7066 | 131.0839 | 127.9022

## Jan19 RTD
January 19 Real-Time Study Day
Sum of All Utility-Scale Generation
| Zone | 0:00 | 0:05 | 0:10 | 0:15 | 0:20 | 0:25 | 0:30 | 0:35 | 0:40 | 0:45 | 0:50 | 0:55 | 1:00 | 1:05 | 1:10 | 1:15 | 1:20 | 1:25 | 1:30 | 1:35 | 1:40 | 1:45 | 1:50 | 1:55 | 2:00 | 2:05 | 2:10 | 2:15 | 2:20 | 2:25 | 2:30 | 2:35 | 2:40 | 2:45 | 2:50 | 2:55 | 3:00 | 3:05 | 3:10 | 3:15 | 3:20 | 3:25 | 3:30 | 3:35 | 3:40 | 3:45 | 3:50 | 3:55 | 4:00 | 4:05 | 4:10 | 4:15 | 4:20 | 4:25 | 4:30 | 4:35 | 4:40 | 4:45 | 4:50 | 4:55 | 5:00 | 5:05 | 5:10 | 5:15 | 5:20 | 5:25 | 5:30 | 5:35 | 5:40 | 5:45 | 5:50 | 5:55 | 6:00 | 6:05 | 6:10 | 6:15 | 6:20 | 6:25 | 6:30 | 6:35 | 6:40 | 6:45 | 6:50 | 6:55 | 7:00 | 7:05 | 7:10 | 7:15 | 7:20 | 7:25 | 7:30 | 7:35 | 7:40 | 7:45 | 7:50 | 7:55 | 8:00 | 8:05 | 8:10 | 8:15 | 8:20 | 8:25 | 8:30 | 8:35 | 8:40 | 8:45 | 8:50 | 8:55 | 9:00 | 9:05 | 9:10 | 9:15 | 9:20 | 9:25 | 9:30 | 9:35 | 9:40 | 9:45 | 9:50 | 9:55 | 10:00 | 10:05 | 10:10 | 10:15 | 10:20 | 10:25 | 10:30 | 10:35 | 10:40 | 10:45 | 10:50 | 10:55 | 11:00 | 11:05 | 11:10 | 11:15 | 11:20 | 11:25 | 11:30 | 11:35 | 11:40 | 11:45 | 11:50 | 11:55 | 12:00 | 12:05 | 12:10 | 12:15 | 12:20 | 12:25 | 12:30 | 12:35 | 12:40 | 12:45 | 12:50 | 12:55 | 13:00 | 13:05 | 13:10 | 13:15 | 13:20 | 13:25 | 13:30 | 13:35 | 13:40 | 13:45 | 13:50 | 13:55 | 14:00 | 14:05 | 14:10 | 14:15 | 14:20 | 14:25 | 14:30 | 14:35 | 14:40 | 14:45 | 14:50 | 14:55 | 15:00 | 15:05 | 15:10 | 15:15 | 15:20 | 15:25 | 15:30 | 15:35 | 15:40 | 15:45 | 15:50 | 15:55 | 16:00 | 16:05 | 16:10 | 16:15 | 16:20 | 16:25 | 16:30 | 16:35 | 16:40 | 16:45 | 16:50 | 16:55 | 17:00 | 17:05 | 17:10 | 17:15 | 17:20 | 17:25 | 17:30 | 17:35 | 17:40 | 17:45 | 17:50 | 17:55 | 18:00 | 18:05 | 18:10 | 18:15 | 18:20 | 18:25 | 18:30 | 18:35 | 18:40 | 18:45 | 18:50 | 18:55 | 19:00 | 19:05 | 19:10 | 19:15 | 19:20 | 19:25 | 19:30 | 19:35 | 19:40 | 19:45 | 19:50 | 19:55 | 20:00 | 20:05 | 20:10 | 20:15 | 20:20 | 20:25 | 20:30 | 20:35 | 20:40 | 20:45 | 20:50 | 20:55 | 21:00 | 21:05
| A | 711.3873 | 704.8139 | 703.1549 | 696.5062 | 695.6715 | 701.5016 | 705.6368 | 715.4586 | 725.1171 | 712.2017 | 713.8274 | 717.0757 | 699.7607 | 683.7645 | 672.5885 | 659.4848 | 658.6041 | 666.5025 | 656.8289 | 666.5025 | 663.8828 | 661.2429 | 647.9318 | 634.3813 | 624.7358 | 612.5488 | 598.2676 | 590.5562 | 587.6495 | 597.3161 | 603.055 | 629.3609 | 668.9815 | 722.8749 | 781.8632 | 854.4105 | 886.7138 | 921.1935 | 953.1004 | 959.227 | 957.3429 | 947.1075 | 956.9638 | 946.7007 | 940.462 | 942.1464 | 960.3688 | 960.3777 | 948.6008 | 941.9967 | 928.8626 | 905.8639 | 879.3133 | 871.3988 | 871.9691 | 866.7703 | 901.2837 | 923.3494 | 898.1844 | 886.4771 | 906.0694 | 899.951 | 889.4216 | 860.0432 | 857.6681 | 857.0716 | 873.3984 | 872.2549 | 862.4084 | 848.6029 | 832.2989 | 782.7 | 784.9321 | 851.2771 | 822.7623 | 794.9375 | 820.8479 | 833.7608 | 824.6757 | 811.408 | 810.0595 | 796.2152 | 814.64 | 839.8969 | 853.652 | 890.8365 | 905.9105 | 918.673 | 923.8343 | 933.8662 | 961.2239 | 971.8832 | 988.1331 | 993.3526 | 995.4366 | 1000.3433 | 994.955 | 996.7674 | 991.4403 | 989.7548 | 978.5363 | 972.892 | 973.911 | 968.0169 | 983.9302 | 997.0089 | 1018.8228 | 1036.4785 | 1047.9525 | 1056.4977 | 1068.3057 | 1074.9623 | 1082.2374 | 1085.4673 | 1086.4942 | 1085.3944 | 1085.0558 | 1083.2209 | 1085.5853 | 1093.1908 | 1106.1937 | 1118.0016 | 1122.7615 | 1125.8185 | 1126.0567 | 1133.2534 | 1138.1289 | 1148.625 | 1151.7847 | 1155.2807 | 1157.694 | 1165.9259 | 1172.275 | 1177.2929 | 1183.8098 | 1189.0279 | 1191.9087 | 1192.0117 | 1193.3403 | 1195.6707 | 1192.0344 | 1199.124 | 1195.8953 | 1197.9947 | 1199.5231 | 1198.8669 | 1199.2502 | 1195.2241 | 1189.6202 | 1189.8037 | 1190.7986 | 1191.9927 | 1190.5264 | 1189.5799 | 1187.8395 | 1196.179 | 1199.0092 | 1207.5671 | 1197.4085 | 1187.7567 | 1176.5022 | 1179.6402 | 1187.4204 | 1189.2387 | 1180.6541 | 1173.4883 | 1166.7612 | 1166.3893 | 1169.0909 | 1176.6613 | 1177.4983 | 1179.695 | 1180.3161 | 1173.6944 | 1162.5253 | 1158.418 | 1152.5261 | 1149.8695 | 1147.3723 | 1128.8223 | 1116.6509 | 1101.103 | 1101.1128 | 1100.2049 | 1093.8731 | 1098.0102 | 1101.9114 | 1106.4842 | 1089.9428 | 1077.7889 | 1068.3276 | 1063.7493 | 1064.9027 | 1063.5472 | 1060.7259 | 1061.5655 | 1067.4207 | 1057.3845 | 1056.8046 | 1046.8358 | 1033.8802 | 1024.0038 | 1012.5863 | 1017.333 | 1015.9781 | 1018.2901 | 1015.421 | 1021.0389 | 1022.0818 | 1021.9365 | 1021.1924 | 1021.4925 | 1021.9365 | 1021.9365 | 1021.7902 | 1019.6222 | 1016.4262 | 1009.1159 | 1008.4444 | 1007.0725 | 1002.9756 | 1004.6986 | 1004.7015 | 995.2743 | 997.4861 | 999.105 | 1005.1854 | 1011.0728 | 1008.8766 | 1009.7417 | 1010.1692 | 1011.4233 | 1010.801 | 1008.4363 | 1009.7443 | 1008.8766 | 1006.8656 | 1008.8766 | 1009.0938 | 1007.7692 | 1008.3349 | 1007.4542 | 1010.2558 | 1007.678 | 1006.1026 | 1000.8119 | 998.2385 | 996.9087 | 1000.5599 | 1000.8119 | 994.1755 | 994.7293 | 992.1141 | 990.9599
| B | 173.3996 | 181.6137 | 196.4069 | 192.7961 | 199.862 | 199.9056 | 189.2515 | 199.8179 | 196.3191 | 199.7307 | 196.4505 | 188.6389 | 183.4534 | 175.8214 | 175.7287 | 163.1767 | 176.0532 | 163.5476 | 140.1506 | 135.1914 | 172.0246 | 201.8153 | 187.8012 | 176.0996 | 167.6278 | 187.5904 | 201.6568 | 183.9369 | 176.0247 | 187.7278 | 187.7278 | 158.8837 | 183.7536 | 194.6598 | 194.5681 | 191.1786 | 187.7717 | 176.0878 | 191.5365 | 184.1247 | 172.0639 | 163.4588 | 176.1799 | 176.0878 | 167.7034 | 180.0928 | 159.1032 | 180.1391 | 175.684 | 171.6988 | 187.4466 | 158.7104 | 175.7298 | 149.428 | 158.6188 | 171.653 | 154.1516 | 163.1217 | 158.6188 | 171.4692 | 187.3866 | 179.7357 | 163.1172 | 179.6893 | 175.7235 | 171.6459 | 187.524 | 171.8755 | 171.8755 | 158.8984 | 171.6917 | 187.3402 | 179.6291 | 187.4996 | 183.8006 | 191.1803 | 191.0892 | 183.8006 | 179.9923 | 191.2708 | 191.1803 | 187.5449 | 186.41 | 186.4553 | 196.7752 | 203.2785 | 217.4195 | 209.1099 | 212.0035 | 217.5564 | 214.9708 | 222.8127 | 227.5701 | 230.2052 | 232.6404 | 232.1844 | 233.2317 | 231.4158 | 238.3679 | 241.0209 | 242.1073 | 240.7912 | 236.3735 | 234.6168 | 234.709 | 233.1859 | 233.2317 | 236.7411 | 238.8102 | 244.1783 | 245.2564 | 245.3038 | 244.2252 | 243.0388 | 244.0839 | 245.2095 | 237.4518 | 234.188 | 232.6152 | 234.7057 | 232.7884 | 232.8342 | 234.7718 | 236.5303 | 236.4845 | 230.6713 | 228.0094 | 233.8523 | 235.7487 | 234.1283 | 234.0824 | 232.1443 | 227.3616 | 225.5315 | 227.9947 | 234.0411 | 228.1217 | 233.1547 | 231.2983 | 227.1927 | 231.3408 | 235.029 | 231.3408 | 230.876 | 229.9367 | 225.3525 | 226.5151 | 238.8372 | 239.021 | 239.0945 | 239.1684 | 239.2049 | 239.1314 | 239.058 | 238.0301 | 238.8372 | 240.1743 | 238.3213 | 238.398 | 240.4807 | 240.2511 | 240.3278 | 240.404 | 240.4807 | 241.7817 | 244.2302 | 243.6146 | 241.0288 | 239.678 | 245.8815 | 249.3135 | 250.9065 | 250.9065 | 251.3491 | 249.9492 | 249.4907 | 247.8253 | 247.4992 | 247.3226 | 247.2337 | 246.9164 | 247.8367 | 247.7909 | 247.6529 | 247.6071 | 247.6529 | 247.7451 | 247.7909 | 247.6529 | 247.6529 | 247.6529 | 247.6987 | 247.4773 | 247.4773 | 247.5684 | 247.4773 | 247.4773 | 247.2946 | 247.203 | 247.2033 | 247.203 | 247.1119 | 247.203 | 247.203 | 247.143 | 247.1888 | 247.3268 | 247.4189 | 247.4647 | 247.4647 | 247.4189 | 247.3726 | 247.3726 | 247.4189 | 246.5387 | 246.4928 | 247.2566 | 247.0744 | 246.291 | 246.3821 | 247.2108 | 246.9834 | 246.0274 | 245.2897 | 246.3006 | 246.4369 | 246.4369 | 246.3006 | 246.4436 | 246.8184 | 247.1932 | 247.3803 | 247.521 | 247.5679 | 246.7327 | 247.6612 | 247.6149 | 247.6149 | 247.6149 | 247.6149 | 247.385 | 247.6168 | 247.6168 | 247.385 | 247.1068 | 246.3192 | 245.7628 | 245.3919 | 244.7428 | 245.2064 | 245.2528 | 245.1137 | 245.481 | 245.6687
| C | 848.242 | 850.5975 | 855.8178 | 853.262 | 863.4877 | 865.0531 | 863.2378 | 863.8878 | 868.0016 | 866.6466 | 858.7475 | 852.6258 | 844.8236 | 839.2225 | 833.1298 | 834.2896 | 832.2404 | 826.9559 | 827.0541 | 834.5796 | 839.224 | 835.0501 | 835.8127 | 837.6138 | 835.6681 | 838.9791 | 827.5116 | 826.4088 | 823.7097 | 829.2408 | 845.3968 | 859.4205 | 859.1077 | 853.8865 | 840.2509 | 831.8986 | 825.8348 | 814.1519 | 821.7272 | 837.41 | 831.6559 | 828.3143 | 816.2242 | 816.1656 | 823.9339 | 823.0801 | 826.2522 | 827.0246 | 813.8674 | 803.8106 | 792.6086 | 805.4626 | 808.1662 | 802.6644 | 813.1206 | 818.0716 | 816.6922 | 813.7557 | 800.023 | 790.2046 | 797.4613 | 813.0412 | 827.8755 | 831.555 | 831.3141 | 821.1896 | 831.0151 | 835.4724 | 836.9575 | 833.4967 | 835.2175 | 780.6958 | 755.3152 | 846.3311 | 845.0923 | 858.6526 | 863.4892 | 867.3541 | 880.1756 | 884.7652 | 891.47 | 891.61 | 903.2339 | 913.908 | 921.7204 | 934.3588 | 941.53 | 948.4661 | 948.6728 | 953.3883 | 958.0963 | 963.7965 | 969.8042 | 972.5986 | 966.5787 | 973.8851 | 982.7109 | 984.5311 | 989.0587 | 1001.252 | 1008.7805 | 1014.4008 | 1015.822 | 1024.0092 | 1027.5986 | 1029.0277 | 1033.1956 | 1037.8306 | 1045.1892 | 1048.6548 | 1048.46 | 1049.9251 | 1050.1528 | 1052.7778 | 1053.9318 | 1055.1771 | 1054.7749 | 1051.7526 | 1053.0843 | 1052.1257 | 1053.5516 | 1053.4349 | 1051.5887 | 1052.7554 | 1053.9667 | 1059.5298 | 1062.909 | 1066.1553 | 1067.247 | 1064.9485 | 1062.2873 | 1063.7818 | 1069.986 | 1067.4939 | 1070.1452 | 1072.8575 | 1068.9435 | 1068.1691 | 1071.0794 | 1069.0358 | 1071.2677 | 1077.1543 | 1083.4908 | 1087.0844 | 1090.2723 | 1098.0872 | 1100.5572 | 1105.1715 | 1107.4007 | 1110.2869 | 1112.5273 | 1111.1681 | 1116.6179 | 1116.0016 | 1116.4066 | 1113.4874 | 1111.6855 | 1105.1257 | 1107.2378 | 1110.4673 | 1111.3561 | 1110.6037 | 1110.95 | 1110.4252 | 1107.7533 | 1106.3726 | 1104.1377 | 1105.751 | 1106.1412 | 1106.3789 | 1104.8109 | 1102.3633 | 1100.0174 | 1097.1816 | 1091.2988 | 1088.6005 | 1086.8539 | 1090.4421 | 1087.1939 | 1088.0799 | 1091.0193 | 1089.5812 | 1087.2042 | 1084.4913 | 1080.7032 | 1078.4668 | 1075.5821 | 1071.4026 | 1070.6908 | 1068.3671 | 1068.4906 | 1068.9408 | 1067.924 | 1065.1509 | 1065.6676 | 1064.5293 | 1064.8913 | 1062.4588 | 1060.4689 | 1061.4169 | 1057.4751 | 1054.2557 | 1051.1235 | 1045.8228 | 1040.5475 | 1034.186 | 1034.4336 | 1034.0741 | 1035.9487 | 1035.8481 | 1035.6173 | 1035.6085 | 1035.607 | 1034.2543 | 1034.5882 | 1034.2609 | 1034.3553 | 1035.2419 | 1034.84 | 1033.9258 | 1032.343 | 1033.186 | 1032.8272 | 1032.9476 | 1033.9468 | 1032.9672 | 1028.7158 | 1032.9491 | 1031.5363 | 1030.3012 | 1029.1128 | 1030.5574 | 1029.44 | 1029.923 | 1029.8031 | 1027.4166 | 1027.2861 | 1025.6758 | 1017.7175 | 1010.3311 | 1023.1358 | 1023.6093 | 1023.8772 | 1024.3866 | 1023.5967 | 1022.5478 | 1022.7299 | 1022.9213 | 1019.4296 | 1021.0971 | 1019.9355 | 1019.1119 | 1018.9305 | 1011.2365
| D | 837.2416 | 838.262 | 840.4082 | 840.4094 | 841.7844 | 841.7557 | 841.0951 | 840.912 | 842.3072 | 843.3329 | 842.0195 | 839.1121 | 836.2383 | 837.0112 | 837.5856 | 835.8591 | 834.3101 | 834.6656 | 836.8254 | 837.7256 | 837.4774 | 839.8619 | 839.3372 | 839.2711 | 839.4372 | 841.9292 | 841.576 | 841.8162 | 843.6287 | 843.5764 | 843.6287 | 844.2234 | 844.3478 | 844.6938 | 843.5504 | 844.8395 | 844.3532 | 843.3432 | 842.9631 | 844.1031 | 843.8705 | 843.5007 | 843.7637 | 844.649 | 844.3027 | 844.5514 | 845.0579 | 844.599 | 845.2388 | 844.8115 | 844.9314 | 845.1225 | 844.6175 | 844.9566 | 845.6293 | 845.0984 | 845.4932 | 845.5836 | 845.5849 | 845.5167 | 845.1796 | 845.2974 | 845.4353 | 845.2282 | 845.2511 | 845.5281 | 845.9502 | 845.9933 | 846.0996 | 846.3947 | 846.7419 | 845.7065 | 845.9085 | 846.543 | 847.06 | 846.6653 | 846.3362 | 846.7452 | 847.0403 | 847.3992 | 847.3622 | 847.0791 | 847.3062 | 847.325 | 847.3773 | 847.6485 | 847.7193 | 847.8919 | 847.7018 | 847.9269 | 847.2088 | 847.284 | 846.9786 | 846.7219 | 846.3959 | 845.794 | 845.6968 | 845.7405 | 844.7397 | 844.7638 | 844.7405 | 844.3715 | 844.8361 | 844.8846 | 843.3616 | 842.4781 | 842.5612 | 843.5739 | 843.8229 | 844.1824 | 844.2827 | 843.8997 | 843.7421 | 842.5758 | 843.1296 | 843.1571 | 843.5593 | 844.1315 | 844.8016 | 845.1805 | 845.1227 | 845.2628 | 845.2164 | 844.6187 | 844.8612 | 844.6422 | 844.9804 | 844.9793 | 844.8123 | 844.1675 | 844.4939 | 845.3775 | 844.5712 | 844.6929 | 845.5395 | 845.5627 | 846.2838 | 845.7421 | 845.653 | 846.8948 | 846.6145 | 846.3887 | 845.2885 | 846.0494 | 845.6465 | 844.688 | 845.0715 | 844.9767 | 845.0488 | 845.1182 | 844.5656 | 844.5644 | 845.3965 | 844.3403 | 843.33 | 842.5588 | 844.3406 | 844.5878 | 844.6375 | 844.6134 | 844.8572 | 845.0479 | 844.5141 | 844.7353 | 845.7145 | 845.7373 | 846.4666 | 846.2792 | 845.8648 | 845.6187 | 845.6632 | 845.4828 | 845.9523 | 845.5057 | 844.7542 | 844.8025 | 844.7049 | 843.641 | 844.6578 | 844.995 | 845.6554 | 844.6973 | 843.9481 | 844.3283 | 844.6733 | 843.5564 | 843.6896 | 843.3455 | 842.2639 | 842.5426 | 840.2381 | 834.1412 | 829.7639 | 831.6945 | 828.5868 | 826.5591 | 829.8486 | 837.856 | 842.7587 | 836.6318 | 840.3561 | 842.1076 | 842.5927 | 843.7875 | 843.3239 | 843.8528 | 844.9015 | 845.7335 | 846.0003 | 845.3279 | 844.443 | 845.5112 | 845.7575 | 845.692 | 845.6233 | 845.396 | 845.9912 | 844.8001 | 844.0043 | 844.0544 | 844.3325 | 845.1566 | 845.5944 | 844.9707 | 845.2282 | 845.639 | 846.0771 | 845.4111 | 845.5126 | 844.8335 | 845.7386 | 846.3839 | 846.0224 | 845.8033 | 844.1398 | 843.3568 | 843.5169 | 844.3916 | 836.6472 | 832.1873 | 845.7815 | 846.9301 | 846.8709 | 846.5707 | 846.4266 | 845.806 | 845.0269 | 845.5597 | 845.9599 | 845.2385 | 845.192 | 845.7839 | 846.7149 | 846.5321
| E | 978.6177 | 987.1493 | 995.5178 | 990.0848 | 978.3765 | 955.624 | 931.7855 | 914.4309 | 880.555 | 873.1153 | 894.2179 | 918.6719 | 949.7897 | 978.7159 | 992.2796 | 995.4324 | 1006.429 | 1000.7656 | 993.5222 | 1006.8266 | 1017.7286 | 1022.1801 | 1004.102 | 1004.415 | 1003.454 | 997.3393 | 995.9348 | 983.1676 | 969.9639 | 952.9157 | 933.1037 | 924.563 | 906.8441 | 908.0478 | 912.5166 | 907.7139 | 916.4703 | 920.87 | 925.722 | 921.2114 | 927.8781 | 922.2287 | 912.4724 | 896.3028 | 880.1308 | 853.7962 | 834.5753 | 844.0728 | 853.2193 | 894.0193 | 910.835 | 929.3874 | 938.8953 | 951.2902 | 958.7568 | 968.623 | 972.3094 | 988.8333 | 1007.2742 | 1011.6336 | 1014.1817 | 1034.5517 | 1048.3019 | 1059.2198 | 1065.8791 | 1065.8541 | 1066.896 | 1065.5753 | 1061.8557 | 1061.0417 | 1063.6722 | 1062.9683 | 1063.4575 | 1067.583 | 1079.0659 | 1081.855 | 1081.5685 | 1077.4122 | 1076.6351 | 1077.1782 | 1077.853 | 1076.4892 | 1075.3218 | 1091.1229 | 1102.1554 | 1103.616 | 1100.0157 | 1106.4783 | 1110.622 | 1115.3863 | 1115.2341 | 1115.1803 | 1112.6161 | 1112.8454 | 1114.8651 | 1137.3983 | 1140.1972 | 1144.0462 | 1145.6167 | 1147.4752 | 1152.2783 | 1154.9539 | 1151.6609 | 1151.2843 | 1149.1325 | 1148.1119 | 1145.4365 | 1145.5632 | 1156.2993 | 1160.1009 | 1159.6562 | 1158.9889 | 1157.7135 | 1156.2581 | 1158.6605 | 1160.8647 | 1163.0379 | 1167.4856 | 1166.5287 | 1166.4583 | 1165.469 | 1167.7915 | 1169.4941 | 1167.4918 | 1168.9736 | 1165.652 | 1164.2308 | 1164.1234 | 1160.6696 | 1158.6197 | 1158.8959 | 1164.9026 | 1166.6785 | 1162.7277 | 1156.4907 | 1154.4863 | 1157.3062 | 1150.5907 | 1143.3035 | 1138.2041 | 1145.6593 | 1135.2086 | 1122.7484 | 1118.0437 | 1120.0647 | 1133.937 | 1136.0751 | 1140.2061 | 1144.1934 | 1139.056 | 1134.4498 | 1133.7255 | 1132.5543 | 1140.7259 | 1142.5064 | 1144.078 | 1135.3141 | 1123.067 | 1121.5786 | 1132.4041 | 1135.9825 | 1145.038 | 1144.2414 | 1144.3653 | 1145.8333 | 1151.3853 | 1148.6321 | 1147.7966 | 1153.5204 | 1156.2938 | 1160.117 | 1158.7608 | 1159.728 | 1161.7015 | 1160.0047 | 1154.3809 | 1153.8485 | 1157.0178 | 1161.0149 | 1161.2309 | 1163.1408 | 1164.3033 | 1161.7783 | 1162.6438 | 1163.4081 | 1163.5566 | 1164.8104 | 1163.0845 | 1164.1079 | 1165.2429 | 1165.6772 | 1165.2929 | 1164.5428 | 1164.7876 | 1165.2316 | 1166.1282 | 1166.2416 | 1165.5907 | 1165.0985 | 1164.3165 | 1162.6663 | 1162.1501 | 1159.084 | 1170.7988 | 1179.515 | 1180.0887 | 1177.514 | 1177.0089 | 1179.6719 | 1179.4673 | 1178.4568 | 1175.8781 | 1173.1427 | 1176.3555 | 1176.0732 | 1171.4689 | 1169.2736 | 1165.8149 | 1164.4111 | 1157.7424 | 1156.8906 | 1148.3232 | 1148.2081 | 1148.1629 | 1146.9814 | 1137.1537 | 1135.4244 | 1128.2697 | 1120.8031 | 1128.3976 | 1130.0676 | 1124.225 | 1123.8144 | 1121.8918 | 1122.3189 | 1121.0007 | 1117.9118 | 1110.2324 | 1119.7748 | 1126.0868 | 1131.4499 | 1124.0399 | 1113.1876 | 1108.7895 | 1106.0582 | 1102.4698 | 1101.0984 | 1092.2829 | 1079.6535 | 1073.8173 | 1066.2139 | 1066.5348 | 1038.3646 | 1027.1108
| F | 207.2183 | 207.7692 | 208.3791 | 208.0374 | 209.8993 | 209.8252 | 209.6087 | 209.605 | 210.0941 | 209.9864 | 208.6415 | 207.6237 | 206.2455 | 205.5811 | 204.7235 | 205.0632 | 204.7513 | 203.6892 | 199.676 | 197.3623 | 198.3761 | 196.8993 | 188.0203 | 187.5362 | 187.2352 | 187.8345 | 186.1258 | 185.8657 | 185.528 | 186.1942 | 188.4914 | 189.0903 | 188.494 | 187.1279 | 185.1278 | 181.851 | 180.2778 | 173.822 | 170.6478 | 172.6523 | 171.2534 | 170.3149 | 168.3041 | 167.2252 | 168.0441 | 167.7638 | 166.5729 | 165.7709 | 163.5137 | 161.8624 | 159.8013 | 161.2813 | 161.4787 | 160.4829 | 162.0512 | 162.7855 | 162.5189 | 161.9739 | 159.8137 | 158.2441 | 158.9667 | 159.5711 | 161.5211 | 161.8641 | 161.3969 | 156.7912 | 155.5811 | 155.3808 | 154.0635 | 153.0081 | 152.5116 | 143.3672 | 137.6403 | 150.1456 | 150.1561 | 151.7465 | 151.9479 | 151.5072 | 152.2574 | 151.9131 | 152.2815 | 151.9991 | 154.7937 | 164.2973 | 176.9871 | 179.2184 | 181.2312 | 181.3448 | 181.028 | 182.852 | 185.0482 | 186.0645 | 197.9032 | 209.3012 | 219.3178 | 233.9004 | 249.5968 | 263.1319 | 276.6776 | 291.3101 | 305.0898 | 325.0535 | 342.9525 | 364.7286 | 382.1151 | 399.0497 | 419.9907 | 442.5476 | 457.2572 | 470.7641 | 482.8973 | 492.924 | 500.9982 | 515.8224 | 530.3765 | 544.7234 | 563.2076 | 581.0807 | 600.1992 | 629.6104 | 659.3409 | 688.9386 | 725.1958 | 761.9262 | 798.2528 | 838.0881 | 878.4304 | 918.5042 | 940.6121 | 962.0569 | 983.5574 | 982.2296 | 981.7609 | 979.1386 | 1000.424 | 1021.6615 | 1042.3442 | 1054.1134 | 1066.4272 | 1078.4814 | 1079.5342 | 1080.4878 | 1081.9902 | 1102.9863 | 1124.3065 | 1146.5151 | 1150.9997 | 1154.83 | 1158.4692 | 1160.2916 | 1161.6565 | 1162.5313 | 1179.009 | 1194.9828 | 1212.0492 | 1194.9393 | 1174.1808 | 1155.252 | 1152.6595 | 1146.7109 | 1141.4343 | 1105.2322 | 1069.846 | 1034.8254 | 1024.1244 | 1014.5403 | 1004.2998 | 979.8268 | 956.0243 | 933.3037 | 919.2053 | 904.4236 | 889.0591 | 868.0268 | 845.8916 | 823.3047 | 799.2586 | 775.1639 | 750.911 | 730.7492 | 711.0878 | 690.9619 | 672.1607 | 653.5273 | 634.2462 | 609.2569 | 583.9006 | 558.5649 | 533.9059 | 508.9987 | 483.905 | 458.3856 | 433.4922 | 407.8615 | 388.2441 | 368.2896 | 348.5851 | 335.5561 | 323.5966 | 311.068 | 302.6634 | 294.2163 | 285.5041 | 272.4182 | 259.3124 | 246.6969 | 246.7228 | 246.7859 | 247.2278 | 246.9975 | 246.8643 | 246.0475 | 246.4169 | 246.1092 | 246.1705 | 246.8248 | 246.3915 | 246.3607 | 246.3009 | 243.469 | 243.341 | 243.4127 | 243.0895 | 242.0874 | 242.4985 | 242.4077 | 241.622 | 241.6609 | 241.4018 | 241.5947 | 240.6198 | 240.7259 | 240.4499 | 240.1976 | 240.6097 | 239.5553 | 239.9088 | 239.2916 | 237.7306 | 236.5946 | 238.8461 | 239.0256 | 238.9115 | 238.2856 | 238.3282 | 238.0106 | 238.3156 | 237.859 | 236.9166 | 237.9817 | 237.4851 | 237.0921 | 237.0634 | 233.7758
| G | 8.7761 | 8.3832 | 8.3214 | 8.3521 | 8.445 | 8.3214 | 8.3214 | 8.3521 | 8.3832 | 8.4139 | 8.3832 | 8.3521 | 9.1727 | 9.0544 | 8.9754 | 8.9361 | 8.9754 | 8.8964 | 8.7782 | 8.8964 | 8.8571 | 8.8964 | 9.0147 | 8.8571 | 8.1246 | 8.2711 | 8.3296 | 8.2928 | 8.3808 | 8.3513 | 8.2711 | 8.3591 | 8.4761 | 8.3881 | 8.0075 | 7.8315 | 8.8715 | 8.6472 | 8.6889 | 8.8342 | 9.0589 | 8.984 | 9.0961 | 9.1334 | 9.0213 | 9.0961 | 9.0213 | 8.8011 | 8.3652 | 8.4626 | 8.4954 | 8.4954 | 8.7229 | 8.6906 | 8.6255 | 8.5928 | 8.5928 | 8.6578 | 8.7229 | 8.7229 | 8.9259 | 8.4986 | 8.7708 | 8.6153 | 8.7319 | 8.1102 | 8.9259 | 8.9672 | 8.8895 | 8.6153 | 8.6541 | 11.5218 | 10.4614 | 10.3747 | 10.3415 | 10.4189 | 10.2695 | 9.9765 | 10.0595 | 9.9928 | 10.0149 | 10.1471 | 10.3427 | 12.7263 | 15.0345 | 14.854 | 14.6338 | 14.6698 | 14.9592 | 18.0478 | 21.3558 | 24.4776 | 25.8946 | 26.5131 | 27.9997 | 30.8721 | 33.817 | 36.7611 | 41.46 | 46.0856 | 50.5648 | 56.6134 | 62.5158 | 68.6377 | 74.7214 | 80.6586 | 86.9249 | 94.5617 | 102.2747 | 109.6528 | 116.4797 | 123.3713 | 129.9718 | 136.3923 | 143.1685 | 149.7183 | 155.8402 | 161.9302 | 167.7297 | 173.9984 | 180.5549 | 186.8536 | 193.0399 | 199.6072 | 206.071 | 211.9701 | 217.7652 | 223.4564 | 228.2824 | 233.2123 | 237.9687 | 239.8672 | 242.2829 | 246.1057 | 251.1334 | 255.92 | 260.4401 | 262.1848 | 263.8984 | 265.2739 | 267.3032 | 269.1942 | 271.6368 | 272.4239 | 272.8389 | 273.6316 | 275.5879 | 277.8474 | 279.9048 | 279.3516 | 278.8998 | 278.2794 | 277.9014 | 277.8306 | 277.7223 | 275.4227 | 273.5275 | 271.3773 | 267.549 | 263.4584 | 259.3677 | 252.6726 | 245.9779 | 239.0957 | 236.5596 | 233.7988 | 231.2626 | 226.4295 | 221.2825 | 216.2431 | 208.2068 | 200.139 | 192.0081 | 183.1579 | 174.3077 | 165.5205 | 158.0348 | 150.4288 | 142.7339 | 133.8207 | 124.4863 | 115.3729 | 110.2347 | 105.134 | 100.1071 | 95.605 | 90.954 | 86.3774 | 82.7247 | 79.1047 | 73.5167 | 68.0281 | 62.2215 | 57.0841 | 52.4763 | 47.0704 | 41.6019 | 37.7305 | 33.6393 | 29.752 | 27.1593 | 24.5196 | 22.0523 | 19.2174 | 16.698 | 13.7334 | 12.7993 | 11.7937 | 10.6808 | 10.6448 | 10.5736 | 10.6092 | 10.6092 | 10.6448 | 10.752 | 10.752 | 10.4311 | 10.3992 | 10.4311 | 10.3358 | 10.4311 | 10.3358 | 10.3677 | 10.4344 | 10.3992 | 10.3039 | 10.177 | 10.0182 | 10.2822 | 10.2822 | 10.2486 | 10.4516 | 10.5191 | 10.3501 | 10.1131 | 10.2822 | 10.5191 | 10.4516 | 10.2822 | 10.2486 | 10.4913 | 10.4144 | 10.5302 | 10.7229 | 10.5687 | 10.6071 | 10.6845 | 10.7229 | 10.646 | 10.4144 | 10.337 | 10.5302 | 9.9057 | 9.9703
| H | 0 | 0 | 0 | 0 | 0 | 0 | 0 | 0 | 0 | 0 | 0 | 0 | 0 | 0 | 0 | 0 | 0 | 0 | 0 | 0 | 0 | 0 | 0 | 0 | 0 | 0 | 0 | 0 | 0 | 0 | 0 | 0 | 0 | 0 | 0 | 0 | 0 | 0 | 0 | 0 | 0 | 0 | 0 | 0 | 0 | 0 | 0 | 0 | 0 | 0 | 0 | 0 | 0 | 0 | 0 | 0 | 0 | 0 | 0 | 0 | 0 | 0 | 0 | 0 | 0 | 0 | 0 | 0 | 0 | 0 | 0 | 0 | 0 | 0 | 0 | 0 | 0 | 0 | 0 | 0 | 0 | 0 | 0 | 0 | 0 | 0 | 0 | 0 | 0 | 0.0525 | 0.105 | 0.1575 | 0.21433 | 0.27117 | 0.328 | 0.36709 | 0.40617 | 0.44526 | 0.5179 | 0.59054 | 0.66319 | 0.74477 | 0.82635 | 0.90793 | 1.0135 | 1.1192 | 1.2248 | 1.3399 | 1.455 | 1.5701 | 1.6912 | 1.8123 | 1.9334 | 2.0455 | 2.1575 | 2.2696 | 2.3831 | 2.4966 | 2.6101 | 2.7176 | 2.8251 | 2.9326 | 3.0319 | 3.1312 | 3.2305 | 3.3214 | 3.4124 | 3.5033 | 3.6083 | 3.7133 | 3.8183 | 3.9146 | 4.0109 | 4.1072 | 4.1483 | 4.1894 | 4.2304 | 4.2701 | 4.3097 | 4.3494 | 4.3625 | 4.3755 | 4.3886 | 4.3494 | 4.3102 | 4.2711 | 4.2917 | 4.3122 | 4.3328 | 4.3579 | 4.3829 | 4.408 | 4.4068 | 4.4056 | 4.4043 | 4.3561 | 4.3079 | 4.2597 | 4.221 | 4.1823 | 4.1436 | 4.1003 | 4.0571 | 4.0138 | 3.9419 | 3.8701 | 3.7982 | 3.7034 | 3.6086 | 3.5138 | 3.4196 | 3.3255 | 3.2314 | 3.1386 | 3.0459 | 2.9531 | 2.8213 | 2.6895 | 2.5576 | 2.4528 | 2.3479 | 2.2431 | 2.1298 | 2.0166 | 1.9033 | 1.7841 | 1.6648 | 1.5455 | 1.4038 | 1.2621 | 1.1204 | 1.034 | 0.94763 | 0.86123 | 0.76951 | 0.67779 | 0.58607 | 0.51152 | 0.43696 | 0.36241 | 0.31464 | 0.26687 | 0.2191 | 0.14607 | 0.073033 | 0 | 0 | 0 | 0 | 0 | 0 | 0 | 0 | 0 | 0 | 0 | 0 | 0 | 0 | 0 | 0 | 0 | 0 | 0 | 0 | 0 | 0 | 0 | 0 | 0 | 0 | 0 | 0 | 0 | 0 | 0 | 0 | 0 | 0 | 0 | 0 | 0 | 0 | 0 | 0 | 0 | 0 | 0 | 0 | 0 | 0 | 0 | 0 | 0
| I | 2.1 | 2.1 | 2.1 | 2.1 | 2.1 | 2.1 | 2.1 | 2.1 | 2.1 | 2.1 | 2.1 | 2.1 | 2.1 | 2.1 | 2.1 | 2.1 | 2.1 | 2.1 | 2.1 | 2.1 | 2.1 | 2.1 | 2.1 | 2.1 | 2.1 | 2.1 | 2.1 | 2.1 | 2.1 | 2.1 | 2.1 | 2.1 | 2.1 | 2.1 | 2.1 | 2.1 | 2.1 | 2.1 | 2.1 | 2.1 | 2.1 | 2.1 | 2.1 | 2.1 | 2.1 | 2.1 | 2.1 | 2.1 | 2.1 | 2.1 | 2.1 | 2.1 | 2.1 | 2.1 | 2.1 | 2.1 | 2.1 | 2.1 | 2.1 | 2.1 | 2.1 | 2.1 | 2.1 | 2.1 | 2.1 | 2.1 | 2.1 | 2.1 | 2.1 | 2.1 | 2.1 | 2.1 | 2.1 | 2.1 | 2.1 | 2.1 | 2.1 | 2.1 | 2.1 | 2.1 | 2.1 | 2.1 | 2.1 | 2.1 | 2.1 | 2.1 | 2.1 | 2.1 | 2.1 | 2.1 | 2.1 | 2.1 | 2.1 | 2.1 | 2.1 | 2.1 | 2.1 | 2.1 | 2.1 | 2.1 | 2.1 | 2.1 | 2.1 | 2.1 | 2.1 | 2.1 | 2.1 | 2.1 | 2.1 | 2.1 | 2.1 | 2.1 | 2.1 | 2.1 | 2.1 | 2.1 | 2.1 | 2.1 | 2.1 | 2.1 | 2.1 | 2.1 | 2.1 | 2.1 | 2.1 | 2.1 | 2.1 | 2.1 | 2.1 | 2.1 | 2.1 | 2.1 | 2.1 | 2.1 | 2.1 | 2.1 | 2.1 | 2.1 | 2.1 | 2.1 | 2.1 | 2.1 | 2.1 | 2.1 | 2.1 | 2.1 | 2.1 | 2.1 | 2.1 | 2.1 | 2.1 | 2.1 | 2.1 | 2.1 | 2.1 | 2.1 | 2.1 | 2.1 | 2.1 | 2.1 | 2.1 | 2.1 | 2.1 | 2.1 | 2.1 | 2.1 | 2.1 | 2.1 | 2.1 | 2.1 | 2.1 | 2.1 | 2.1 | 2.1 | 2.1 | 2.1 | 2.1 | 2.1 | 2.1 | 2.1 | 2.1 | 2.1 | 2.1 | 2.1 | 2.1 | 2.1 | 2.1 | 2.1 | 2.1 | 2.1 | 2.1 | 2.1 | 2.1 | 2.1 | 2.1 | 2.1 | 2.1 | 2.1 | 2.1 | 2.1 | 2.1 | 2.1 | 2.1 | 2.1 | 2.1 | 2.1 | 2.1 | 2.1 | 2.1 | 2.1 | 2.1 | 2.1 | 2.1 | 2.1 | 2.1 | 2.1 | 2.1 | 2.1 | 2.1 | 2.1 | 2.1 | 2.1 | 2.1 | 2.1 | 2.1 | 2.1 | 2.1 | 2.1 | 2.1 | 2.1 | 2.1 | 2.1 | 2.1 | 2.1 | 2.1 | 2.1 | 2.1 | 2.1 | 2.1 | 2.1 | 2.1 | 2.1 | 2.1 | 2.1 | 2.1 | 2.1 | 2.1 | 2.1 | 2.1 | 2.1 | 2.1 | 2.1 | 2.1 | 2.1
| J | 382.3186 | 375.0354 | 373.6382 | 378.371 | 380.1643 | 370.9899 | 358.2783 | 355.8116 | 358.1267 | 358.6675 | 360.0856 | 360.6192 | 352.6765 | 344.6913 | 342.772 | 339.2841 | 335.1344 | 333.3638 | 334.2137 | 332.4096 | 323.0886 | 312.0825 | 314.2002 | 323.4831 | 331.2483 | 331.071 | 331.5266 | 336.8397 | 343.9592 | 358.3432 | 373.8114 | 389.2832 | 401.3922 | 408.4092 | 410.1699 | 408.4459 | 404.4177 | 397.1016 | 383.2906 | 358.473 | 325.1062 | 294.2232 | 268.6738 | 253.9405 | 247.5195 | 244.076 | 248.683 | 258.4906 | 270.9234 | 281.4418 | 286.9934 | 286.9934 | 281.0391 | 272.9982 | 265.8562 | 260.6113 | 257.6253 | 255.3184 | 252.7262 | 250.2853 | 250.8631 | 254.8149 | 263.6371 | 276.1641 | 292.5598 | 311.9166 | 327.5437 | 339.5753 | 345.0444 | 343.9356 | 336.7166 | 328.598 | 326.095 | 330.7159 | 337.8213 | 344.6441 | 346.7527 | 346.5663 | 345.4203 | 345.0679 | 342.3905 | 334.886 | 328.9568 | 324.584 | 317.4089 | 305.8993 | 293.838 | 286.3242 | 281.8441 | 273.7927 | 265.1073 | 262.1276 | 258.9224 | 252.0499 | 245.5606 | 239.7618 | 234.0518 | 229.2654 | 226.0548 | 221.9785 | 216.6419 | 212.6982 | 207.8505 | 201.0744 | 195.441 | 195.208 | 197.3779 | 193.4572 | 184.2486 | 175.1083 | 166.2962 | 159.7977 | 153.9788 | 145.7117 | 137.15 | 132.931 | 130.5255 | 127.582 | 126.5242 | 125.4645 | 124.0045 | 123.3397 | 121.6078 | 118.1295 | 113.957 | 109.8929 | 105.1187 | 100.5852 | 98.2375 | 96.0204 | 93.0993 | 89.4652 | 86.7972 | 88.2027 | 91.8435 | 91.5176 | 88.1559 | 85.4828 | 82.6578 | 82.5163 | 84.9187 | 85.9055 | 84.4953 | 81.5246 | 80.2949 | 82.9408 | 89.7921 | 95.3724 | 98.2837 | 98.0069 | 94.6774 | 91.8901 | 92.4484 | 95.3261 | 101.1364 | 107.5784 | 111.6572 | 113.822 | 113.6869 | 109.9835 | 105.8941 | 106.5774 | 110.5268 | 113.3265 | 115.3509 | 117.5032 | 118.1743 | 117.1002 | 116.6521 | 116.2486 | 115.0364 | 114.8567 | 116.0692 | 117.0106 | 117.3689 | 116.9658 | 115.9794 | 114.362 | 113.5518 | 113.822 | 112.3345 | 110.0288 | 109.3037 | 109.5757 | 109.7116 | 110.2552 | 112.1088 | 115.3509 | 119.6481 | 122.2745 | 122.0079 | 121.163 | 121.4299 | 122.1856 | 122.4521 | 121.0739 | 119.6035 | 118.6212 | 116.8762 | 114.1371 | 110.6173 | 107.6238 | 107.7148 | 108.9409 | 109.0316 | 108.6232 | 109.3944 | 111.7024 | 114.272 | 114.8117 | 114.5419 | 112.6503 | 110.3004 | 104.7535 | 95.0945 | 83.5065 | 75.0208 | 73.7798 | 80.91 | 90.6321 | 96.1592 | 100.8149 | 97.3608 | 83.4123 | 66.433 | 45.6834 | 30.3525 | 23.8 | 23.8 | 23.8 | 23.8 | 23.8 | 23.8 | 23.8 | 23.8 | 23.8 | 23.8 | 23.8 | 23.8 | 23.8 | 44.2433 | 67.7349 | 65.2738 | 51.6633 | 35.9482 | 27.9205 | 34.3894 | 43.4476 | 45.7826 | 44.1936 | 42.8005 | 43.2485 | 54.8074 | 85.9055
| K | 591.9132 | 591.8899 | 591.9065 | 591.7595 | 591.4749 | 591.2217 | 590.8556 | 590.5158 | 590.3319 | 590.0628 | 589.5617 | 589.4116 | 589.3471 | 588.7986 | 586.4674 | 583.9853 | 582.8803 | 582.9772 | 582.5572 | 581.8756 | 582.5572 | 583.4548 | 583.9117 | 583.4643 | 581.6916 | 578.5556 | 575.1554 | 571.807 | 568.8803 | 567.0059 | 564.9489 | 564.0223 | 564.852 | 564.398 | 561.8871 | 557.6976 | 554.2168 | 552.7054 | 551.7144 | 550.0161 | 547.4046 | 544.7163 | 542.5579 | 544.7163 | 548.0188 | 547.4457 | 543.0535 | 538.1222 | 533.9683 | 528.4472 | 522.2711 | 515.2513 | 506.2936 | 496.3407 | 486.1307 | 478.5849 | 478.064 | 483.0285 | 492.4157 | 502.3425 | 510.8472 | 515.4925 | 514.6334 | 510.8748 | 513.3089 | 519.1689 | 523.5694 | 526.3785 | 529.0566 | 532.5343 | 534.7834 | 537.2854 | 544.5894 | 555.2707 | 564.4143 | 569.2824 | 570.8858 | 571.4126 | 571.933 | 573.1726 | 574.0976 | 575.6159 | 577.0222 | 576.5435 | 576.6176 | 577.9112 | 578.2059 | 576.9368 | 576.0327 | 578.4623 | 581.1187 | 583.8509 | 585.8492 | 587.7162 | 589.1975 | 592.0266 | 594.6745 | 596.8738 | 600.7951 | 604.583 | 607.1431 | 608.716 | 609.4928 | 610.3407 | 610.7725 | 610.5492 | 610.7776 | 613.228 | 615.256 | 616.7064 | 619.4159 | 622.6978 | 622.4658 | 616.6379 | 606.9431 | 597.9062 | 589.8877 | 582.587 | 576.2072 | 568.3673 | 562.2958 | 561.4377 | 555.403 | 539.3895 | 521.9339 | 512.7262 | 507.1907 | 504.6043 | 501.024 | 497.9502 | 497.7381 | 494.7083 | 490.0865 | 490.5999 | 496.0172 | 499.9116 | 499.6143 | 496.5564 | 493.2233 | 492.2426 | 492.5912 | 493.2733 | 495.4707 | 500.4796 | 503.9114 | 502.9954 | 502.8868 | 505.8493 | 512.8485 | 523.3472 | 533.063 | 538.2325 | 539.5823 | 538.8214 | 536.0604 | 534.0553 | 534.6846 | 537.3476 | 544.0767 | 551.0082 | 554.7636 | 556.2041 | 557.5632 | 555.0853 | 551.624 | 547.9629 | 545.8926 | 547.0327 | 548.9005 | 547.663 | 543.1447 | 542.572 | 542.6285 | 539.0927 | 538.8283 | 540.7129 | 541.2497 | 536.1233 | 528.4529 | 519.927 | 511.0135 | 502.1233 | 495.0159 | 487.9543 | 474.0793 | 457.9438 | 446.3444 | 441.3917 | 438.782 | 435.4845 | 422.2264 | 397.9104 | 370.3031 | 364.3223 | 373.9118 | 365.5808 | 340.5793 | 332.464 | 344.2255 | 353.2024 | 347.2556 | 316.6301 | 294.0444 | 317.446 | 361.231 | 390.4126 | 402.2194 | 405.7297 | 394.0304 | 381.8444 | 382.021 | 373.8643 | 367.5199 | 388.7219 | 412.0399 | 420.6447 | 426.6179 | 425.2428 | 408.7952 | 392.7421 | 387.9391 | 380.6502 | 366.9261 | 353.4317 | 390.4559 | 515.0635 | 573.443 | 490.9468 | 333.2657 | 353.9489 | 466.3395 | 492.5377 | 447.4846 | 408.8777 | 381.9769 | 373.5493 | 399.6497 | 441.0717 | 465.5514 | 438.5131 | 386.2381 | 357.1338 | 372.9184 | 401.6732 | 417.1554 | 420.6846 | 419.0848 | 439.3055 | 463.2416 | 474.219 | 473.9538 | 447.4113 | 409.3723 | 377.0026
| TOTAL | 4741.2144 | 4747.6141 | 4775.6508 | 4761.6784 | 4771.2657 | 4746.2984 | 4700.1707 | 4700.8917 | 4681.336 | 4664.2578 | 4674.0348 | 4684.2309 | 4673.6075 | 4664.7608 | 4656.3505 | 4627.6113 | 4641.4781 | 4623.4638 | 4581.7064 | 4603.4695 | 4645.3164 | 4663.5833 | 4612.2319 | 4597.2215 | 4581.3227 | 4586.219 | 4568.1844 | 4530.7909 | 4509.8247 | 4532.7714 | 4550.5349 | 4569.3064 | 4628.349 | 4694.586 | 4740.0414 | 4787.9672 | 4811.0276 | 4810.0226 | 4851.4909 | 4838.1519 | 4787.7345 | 4724.9484 | 4696.336 | 4657.0212 | 4631.2364 | 4614.1485 | 4594.788 | 4629.4979 | 4615.4808 | 4638.6509 | 4644.3454 | 4618.6682 | 4606.3565 | 4560.3504 | 4572.8583 | 4582.8907 | 4598.8309 | 4645.7224 | 4625.4638 | 4626.9959 | 4681.9816 | 4713.0541 | 4724.8141 | 4735.3537 | 4753.9333 | 4759.3763 | 4822.5038 | 4823.5731 | 4818.3507 | 4788.6278 | 4784.3878 | 4682.2832 | 4650.1285 | 4847.8407 | 4842.6143 | 4851.4826 | 4885.2868 | 4890.6353 | 4890.2892 | 4894.2677 | 4898.8094 | 4873.6864 | 4900.1273 | 4958.9591 | 5009.8284 | 5059.7211 | 5082.6039 | 5091.995 | 5098.7983 | 5123.4314 | 5151.5689 | 5179.7347 | 5215.9857 | 5233.6752 | 5240.4202 | 5288.6332 | 5311.4379 | 5331.0786 | 5356.8286 | 5390.9146 | 5408.6456 | 5433.3355 | 5448.3415 | 5470.601 | 5504.8954 | 5538.4972 | 5591.6437 | 5647.4217 | 5694.6654 | 5729.5159 | 5754.8413 | 5775.783 | 5789.519 | 5798.8275 | 5808.1958 | 5819.4511 | 5827.8238 | 5838.5552 | 5857.9855 | 5893.9193 | 5934.2466 | 5982.9272 | 6024.2109 | 6051.4982 | 6075.8879 | 6111.8473 | 6152.2759 | 6210.4887 | 6234.1266 | 6252.1978 | 6275.7354 | 6284.4168 | 6287.9107 | 6287.9931 | 6329.6464 | 6371.2754 | 6389.4487 | 6394.3757 | 6397.2909 | 6401.9616 | 6417.7263 | 6428.2411 | 6418.8454 | 6443.912 | 6473.2052 | 6513.3857 | 6533.1273 | 6564.7269 | 6581.2231 | 6590.8144 | 6596.2894 | 6598.097 | 6619.6745 | 6643.1721 | 6661.5853 | 6653.5923 | 6630.9817 | 6602.8275 | 6593.5535 | 6593.1654 | 6576.6522 | 6547.5444 | 6517.6009 | 6477.6919 | 6455.4378 | 6440.9889 | 6415.1397 | 6383.4374 | 6362.8632 | 6349.9065 | 6328.5157 | 6304.6251 | 6282.0166 | 6241.9591 | 6190.0746 | 6147.2496 | 6105.2026 | 6069.3371 | 6027.8686 | 5973.2334 | 5926.7529 | 5870.3514 | 5832.7791 | 5799.629 | 5752.4124 | 5708.1878 | 5670.811 | 5637.4382 | 5593.2228 | 5550.8189 | 5495.2626 | 5428.4439 | 5365.105 | 5327.0723 | 5307.7342 | 5271.0521 | 5228.9354 | 5197.568 | 5193.2083 | 5167.026 | 5131.6909 | 5074.9859 | 5024.2241 | 5045.2137 | 5074.9535 | 5085.1724 | 5092.8328 | 5103.3859 | 5099.4786 | 5086.443 | 5083.2293 | 5071.1342 | 5060.7627 | 5077.9865 | 5090.7704 | 5081.0689 | 5073.8642 | 5059.9297 | 5046.5281 | 5028.4562 | 5023.7229 | 5015.6613 | 4997.2027 | 4958.111 | 4981.8297 | 5076.8603 | 5119.534 | 5032.5291 | 4864.0219 | 4891.8181 | 5005.3891 | 5029.5851 | 4981.9525 | 4938.9478 | 4911.3385 | 4897.5986 | 4919.173 | 4953.5061 | 4970.3123 | 4935.2456 | 4938.006 | 4926.059 | 4931.5423 | 4939.2549 | 4933.3914 | 4917.2774 | 4917.4309 | 4936.4996 | 4949.0325 | 4955.0799 | 4937.4461 | 4911.6558 | 4854.8537 | 4830.2623
BTM Solar PV
| Zone | 0:00 | 0:05 | 0:10 | 0:15 | 0:20 | 0:25 | 0:30 | 0:35 | 0:40 | 0:45 | 0:50 | 0:55 | 1:00 | 1:05 | 1:10 | 1:15 | 1:20 | 1:25 | 1:30 | 1:35 | 1:40 | 1:45 | 1:50 | 1:55 | 2:00 | 2:05 | 2:10 | 2:15 | 2:20 | 2:25 | 2:30 | 2:35 | 2:40 | 2:45 | 2:50 | 2:55 | 3:00 | 3:05 | 3:10 | 3:15 | 3:20 | 3:25 | 3:30 | 3:35 | 3:40 | 3:45 | 3:50 | 3:55 | 4:00 | 4:05 | 4:10 | 4:15 | 4:20 | 4:25 | 4:30 | 4:35 | 4:40 | 4:45 | 4:50 | 4:55 | 5:00 | 5:05 | 5:10 | 5:15 | 5:20 | 5:25 | 5:30 | 5:35 | 5:40 | 5:45 | 5:50 | 5:55 | 6:00 | 6:05 | 6:10 | 6:15 | 6:20 | 6:25 | 6:30 | 6:35 | 6:40 | 6:45 | 6:50 | 6:55 | 7:00 | 7:05 | 7:10 | 7:15 | 7:20 | 7:25 | 7:30 | 7:35 | 7:40 | 7:45 | 7:50 | 7:55 | 8:00 | 8:05 | 8:10 | 8:15 | 8:20 | 8:25 | 8:30 | 8:35 | 8:40 | 8:45 | 8:50 | 8:55 | 9:00 | 9:05 | 9:10 | 9:15 | 9:20 | 9:25 | 9:30 | 9:35 | 9:40 | 9:45 | 9:50 | 9:55 | 10:00 | 10:05 | 10:10 | 10:15 | 10:20 | 10:25 | 10:30 | 10:35 | 10:40 | 10:45 | 10:50 | 10:55 | 11:00 | 11:05 | 11:10 | 11:15 | 11:20 | 11:25 | 11:30 | 11:35 | 11:40 | 11:45 | 11:50 | 11:55 | 12:00 | 12:05 | 12:10 | 12:15 | 12:20 | 12:25 | 12:30 | 12:35 | 12:40 | 12:45 | 12:50 | 12:55 | 13:00 | 13:05 | 13:10 | 13:15 | 13:20 | 13:25 | 13:30 | 13:35 | 13:40 | 13:45 | 13:50 | 13:55 | 14:00 | 14:05 | 14:10 | 14:15 | 14:20 | 14:25 | 14:30 | 14:35 | 14:40 | 14:45 | 14:50 | 14:55 | 15:00 | 15:05 | 15:10 | 15:15 | 15:20 | 15:25 | 15:30 | 15:35 | 15:40 | 15:45 | 15:50 | 15:55 | 16:00 | 16:05 | 16:10 | 16:15 | 16:20 | 16:25 | 16:30 | 16:35 | 16:40 | 16:45 | 16:50 | 16:55 | 17:00 | 17:05 | 17:10 | 17:15 | 17:20 | 17:25 | 17:30 | 17:35 | 17:40 | 17:45 | 17:50 | 17:55 | 18:00 | 18:05 | 18:10 | 18:15 | 18:20 | 18:25 | 18:30 | 18:35 | 18:40 | 18:45 | 18:50 | 18:55 | 19:00 | 19:05 | 19:10 | 19:15 | 19:20 | 19:25 | 19:30 | 19:35 | 19:40 | 19:45 | 19:50 | 19:55 | 20:00 | 20:05 | 20:10 | 20:15 | 20:20 | 20:25 | 20:30 | 20:35 | 20:40 | 20:45 | 20:50 | 20:55 | 21:00 | 21:05
| A | 0 | 0 | 0 | 0 | 0 | 0 | 0 | 0 | 0 | 0 | 0 | 0 | 0 | 0 | 0 | 0 | 0 | 0 | 0 | 0 | 0 | 0 | 0 | 0 | 0 | 0 | 0 | 0 | 0 | 0 | 0 | 0 | 0 | 0 | 0 | 0 | 0 | 0 | 0 | 0 | 0 | 0 | 0 | 0 | 0 | 0 | 0 | 0 | 0 | 0 | 0 | 0 | 0 | 0 | 0 | 0 | 0 | 0 | 0 | 0 | 0 | 0 | 0 | 0 | 0 | 0 | 0 | 0 | 0 | 0 | 0 | 0 | 0 | 0 | 0 | 0 | 0 | 0 | 0 | 0 | 0 | 0 | 0 | 0 | 0 | 0 | 0 | 0 | 0 | 0 | 0 | 0 | 0 | 0 | 0 | 0 | 0 | 0 | 0 | 0 | 0 | 0 | 0 | 0 | 3.4113 | 6.8227 | 10.234 | 11.9 | 13.566 | 15.232 | 17.0567 | 18.8813 | 20.706 | 21.2217 | 21.7373 | 22.253 | 21.9753 | 21.6977 | 21.42 | 24.6409 | 27.8619 | 31.0828 | 31.5225 | 31.9623 | 32.402 | 35.0583 | 37.7145 | 40.3708 | 40.7734 | 41.176 | 41.5786 | 43.2107 | 44.8428 | 46.4749 | 48.0558 | 49.6367 | 51.2176 | 51.5349 | 51.8523 | 52.1696 | 51.8364 | 51.5032 | 51.17 | 52.1749 | 53.1798 | 54.1847 | 52.9346 | 51.6845 | 50.4344 | 50.6579 | 50.8815 | 51.1051 | 50.355 | 49.605 | 48.8549 | 50.5345 | 52.2142 | 53.8938 | 51.2108 | 48.5278 | 45.8447 | 46.9951 | 48.1454 | 49.2957 | 46.9172 | 44.5386 | 42.16 | 43.515 | 44.8699 | 46.2249 | 46.7361 | 47.2474 | 47.7587 | 45.3853 | 43.0119 | 40.6385 | 39.6138 | 38.5891 | 37.5643 | 33.7696 | 29.9748 | 26.18 | 25.5189 | 24.8578 | 24.1967 | 25.5559 | 26.9152 | 28.2744 | 24.0539 | 19.8333 | 15.6128 | 15.0628 | 14.5127 | 13.9627 | 14.3858 | 14.8089 | 15.232 | 13.328 | 11.424 | 9.52 | 6.3467 | 3.1733 | 0 | 0 | 0 | 0 | 0 | 0 | 0 | 0 | 0 | 0 | 0 | 0 | 0 | 0 | 0 | 0 | 0 | 0 | 0 | 0 | 0 | 0 | 0 | 0 | 0 | 0 | 0 | 0 | 0 | 0 | 0 | 0 | 0 | 0 | 0 | 0 | 0 | 0 | 0 | 0 | 0 | 0 | 0 | 0 | 0 | 0 | 0 | 0 | 0 | 0 | 0 | 0
| B | 0 | 0 | 0 | 0 | 0 | 0 | 0 | 0 | 0 | 0 | 0 | 0 | 0 | 0 | 0 | 0 | 0 | 0 | 0 | 0 | 0 | 0 | 0 | 0 | 0 | 0 | 0 | 0 | 0 | 0 | 0 | 0 | 0 | 0 | 0 | 0 | 0 | 0 | 0 | 0 | 0 | 0 | 0 | 0 | 0 | 0 | 0 | 0 | 0 | 0 | 0 | 0 | 0 | 0 | 0 | 0 | 0 | 0 | 0 | 0 | 0 | 0 | 0 | 0 | 0 | 0 | 0 | 0 | 0 | 0 | 0 | 0 | 0 | 0 | 0 | 0 | 0 | 0 | 0 | 0 | 0 | 0 | 0 | 0 | 0 | 0 | 0 | 0 | 0 | 0 | 0 | 0 | 0 | 0 | 0 | 0 | 0 | 0 | 1.45 | 2.9 | 4.35 | 4.8333 | 5.3167 | 5.8 | 6.3317 | 6.8633 | 7.395 | 8.41 | 9.425 | 10.44 | 12.5183 | 14.5967 | 16.675 | 18.1008 | 19.5267 | 20.9525 | 21.8104 | 22.6683 | 23.5263 | 26.0275 | 28.5287 | 31.03 | 30.4017 | 29.7733 | 29.145 | 34.4617 | 39.7783 | 45.095 | 43.5 | 41.905 | 40.31 | 42.5817 | 44.8533 | 47.125 | 50.8467 | 54.5683 | 58.29 | 53.9722 | 49.6544 | 45.3367 | 50.7903 | 56.2439 | 61.6975 | 63.51 | 65.3225 | 67.135 | 67.6183 | 68.1017 | 68.585 | 64.96 | 61.335 | 57.71 | 64.2108 | 70.7117 | 77.2125 | 72.7417 | 68.2708 | 63.8 | 62.64 | 61.48 | 60.32 | 57.9275 | 55.535 | 53.1425 | 56.5983 | 60.0542 | 63.51 | 63.6792 | 63.8483 | 64.0175 | 61.045 | 58.0725 | 55.1 | 54.085 | 53.07 | 52.055 | 42.8475 | 33.64 | 24.4325 | 28.2025 | 31.9725 | 35.7425 | 32.8667 | 29.9908 | 27.115 | 23.2242 | 19.3333 | 15.4425 | 14.645 | 13.8475 | 13.05 | 12.3008 | 11.5517 | 10.8025 | 9.6908 | 8.5792 | 7.4675 | 6.235 | 5.0025 | 3.77 | 2.5133 | 1.2567 | 0 | 0 | 0 | 0 | 0 | 0 | 0 | 0 | 0 | 0 | 0 | 0 | 0 | 0 | 0 | 0 | 0 | 0 | 0 | 0 | 0 | 0 | 0 | 0 | 0 | 0 | 0 | 0 | 0 | 0 | 0 | 0 | 0 | 0 | 0 | 0 | 0 | 0 | 0 | 0 | 0 | 0 | 0 | 0 | 0 | 0 | 0 | 0 | 0 | 0 | 0 | 0
| C | 0 | 0 | 0 | 0 | 0 | 0 | 0 | 0 | 0 | 0 | 0 | 0 | 0 | 0 | 0 | 0 | 0 | 0 | 0 | 0 | 0 | 0 | 0 | 0 | 0 | 0 | 0 | 0 | 0 | 0 | 0 | 0 | 0 | 0 | 0 | 0 | 0 | 0 | 0 | 0 | 0 | 0 | 0 | 0 | 0 | 0 | 0 | 0 | 0 | 0 | 0 | 0 | 0 | 0 | 0 | 0 | 0 | 0 | 0 | 0 | 0 | 0 | 0 | 0 | 0 | 0 | 0 | 0 | 0 | 0 | 0 | 0 | 0 | 0 | 0 | 0 | 0 | 0 | 0 | 0 | 0 | 0 | 0 | 0 | 0 | 0 | 0 | 0 | 0 | 0 | 0 | 0 | 0 | 0 | 0 | 2.006 | 4.012 | 6.018 | 6.726 | 7.434 | 8.142 | 9.9857 | 11.8295 | 13.6732 | 15.3813 | 17.0893 | 18.7974 | 21.3423 | 23.8871 | 26.432 | 28.6897 | 30.9475 | 33.2052 | 34.6126 | 36.02 | 37.4275 | 38.7914 | 40.1552 | 41.5191 | 42.5317 | 43.5442 | 44.5568 | 45.9717 | 47.3866 | 48.8014 | 50.1827 | 51.5639 | 52.9451 | 54.3611 | 55.7771 | 57.1931 | 59.9745 | 62.7558 | 65.5372 | 64.2943 | 63.0513 | 61.8084 | 59.7941 | 57.7797 | 55.7654 | 57.3033 | 58.8412 | 60.3791 | 64.133 | 67.8869 | 71.6407 | 73.7441 | 75.8474 | 77.9508 | 77.9493 | 77.9479 | 77.9464 | 79.7021 | 81.4579 | 83.2136 | 80.4362 | 77.6588 | 74.8814 | 76.6375 | 78.3936 | 80.1498 | 78.824 | 77.4982 | 76.1725 | 74.0485 | 71.9245 | 69.8005 | 70.6751 | 71.5496 | 72.4242 | 69.9462 | 67.4682 | 64.9902 | 62.1374 | 59.2846 | 56.4318 | 54.8492 | 53.2666 | 51.684 | 52.3448 | 53.0056 | 53.6664 | 50.6535 | 47.6405 | 44.6276 | 42.1181 | 39.6087 | 37.0992 | 35.9344 | 34.7695 | 33.6047 | 33.2395 | 32.8742 | 32.509 | 31.388 | 30.267 | 29.146 | 28.0152 | 26.8843 | 25.7535 | 22.361 | 18.9685 | 15.576 | 10.384 | 5.192 | 0 | 0 | 0 | 0 | 0 | 0 | 0 | 0 | 0 | 0 | 0 | 0 | 0 | 0 | 0 | 0 | 0 | 0 | 0 | 0 | 0 | 0 | 0 | 0 | 0 | 0 | 0 | 0 | 0 | 0 | 0 | 0 | 0 | 0 | 0 | 0 | 0 | 0 | 0 | 0 | 0 | 0 | 0 | 0 | 0 | 0 | 0 | 0 | 0
| D | 0 | 0 | 0 | 0 | 0 | 0 | 0 | 0 | 0 | 0 | 0 | 0 | 0 | 0 | 0 | 0 | 0 | 0 | 0 | 0 | 0 | 0 | 0 | 0 | 0 | 0 | 0 | 0 | 0 | 0 | 0 | 0 | 0 | 0 | 0 | 0 | 0 | 0 | 0 | 0 | 0 | 0 | 0 | 0 | 0 | 0 | 0 | 0 | 0 | 0 | 0 | 0 | 0 | 0 | 0 | 0 | 0 | 0 | 0 | 0 | 0 | 0 | 0 | 0 | 0 | 0 | 0 | 0 | 0 | 0 | 0 | 0 | 0 | 0 | 0 | 0 | 0 | 0 | 0 | 0 | 0 | 0 | 0 | 0 | 0 | 0 | 0 | 0 | 0 | 0 | 0 | 0 | 0 | 0 | 0 | 0 | 0 | 0 | 0 | 0 | 0 | 0 | 0 | 0 | 0 | 0 | 0 | 0 | 0 | 0 | 0 | 0 | 0 | 0 | 0 | 0 | 0 | 0 | 0 | 0 | 0 | 0 | 0 | 0 | 0 | 0.20367 | 0.40733 | 0.611 | 0.60667 | 0.60233 | 0.598 | 0.598 | 0.598 | 0.598 | 0.63267 | 0.66733 | 0.702 | 0.728 | 0.754 | 0.78 | 0.819 | 0.858 | 0.897 | 0.91867 | 0.94033 | 0.962 | 0.94467 | 0.92733 | 0.91 | 0.88833 | 0.86667 | 0.845 | 0.82767 | 0.81033 | 0.793 | 0.81033 | 0.82767 | 0.845 | 0.806 | 0.767 | 0.728 | 0.70633 | 0.68467 | 0.663 | 0.64133 | 0.61967 | 0.598 | 0.598 | 0.598 | 0.598 | 0.598 | 0.598 | 0.598 | 0.60233 | 0.60667 | 0.611 | 0.40733 | 0.20367 | 0 | 0 | 0 | 0 | 0 | 0 | 0 | 0 | 0 | 0 | 0 | 0 | 0 | 0 | 0 | 0 | 0 | 0 | 0 | 0 | 0 | 0 | 0 | 0 | 0 | 0 | 0 | 0 | 0 | 0 | 0 | 0 | 0 | 0 | 0 | 0 | 0 | 0 | 0 | 0 | 0 | 0 | 0 | 0 | 0 | 0 | 0 | 0 | 0 | 0 | 0 | 0 | 0 | 0 | 0 | 0 | 0 | 0 | 0 | 0 | 0 | 0 | 0 | 0 | 0 | 0 | 0 | 0 | 0 | 0 | 0 | 0 | 0 | 0 | 0 | 0
| E | 0 | 0 | 0 | 0 | 0 | 0 | 0 | 0 | 0 | 0 | 0 | 0 | 0 | 0 | 0 | 0 | 0 | 0 | 0 | 0 | 0 | 0 | 0 | 0 | 0 | 0 | 0 | 0 | 0 | 0 | 0 | 0 | 0 | 0 | 0 | 0 | 0 | 0 | 0 | 0 | 0 | 0 | 0 | 0 | 0 | 0 | 0 | 0 | 0 | 0 | 0 | 0 | 0 | 0 | 0 | 0 | 0 | 0 | 0 | 0 | 0 | 0 | 0 | 0 | 0 | 0 | 0 | 0 | 0 | 0 | 0 | 0 | 0 | 0 | 0 | 0 | 0 | 0 | 0 | 0 | 0 | 0 | 0 | 0 | 0 | 0 | 0 | 0 | 0 | 0 | 0 | 0 | 0 | 0 | 0 | 1.935 | 3.87 | 5.805 | 7.4892 | 9.1733 | 10.8575 | 13.0911 | 15.3247 | 17.5583 | 18.6572 | 19.7561 | 20.855 | 22.401 | 23.9469 | 25.4929 | 28.0012 | 30.5095 | 33.0179 | 35.086 | 37.154 | 39.2221 | 41.925 | 44.6279 | 47.3307 | 48.924 | 50.5173 | 52.1106 | 51.1593 | 50.2079 | 49.2565 | 52.9601 | 56.6636 | 60.3672 | 58.9954 | 57.6236 | 56.2518 | 57.6814 | 59.1109 | 60.5404 | 62.805 | 65.0695 | 67.3341 | 67.9601 | 68.5861 | 69.2121 | 70.8208 | 72.4295 | 74.0382 | 72.0891 | 70.1399 | 68.1908 | 73.2542 | 78.3176 | 83.3809 | 80.8617 | 78.3425 | 75.8233 | 76.4862 | 77.1492 | 77.8121 | 74.6826 | 71.5532 | 68.4237 | 68.6686 | 68.9135 | 69.1583 | 70.09 | 71.0217 | 71.9533 | 70.4136 | 68.8738 | 67.3341 | 63.8224 | 60.3108 | 56.7991 | 53.4954 | 50.1916 | 46.8879 | 43.6569 | 40.426 | 37.195 | 35.6705 | 34.1459 | 32.6214 | 32.3738 | 32.1262 | 31.8786 | 30.5756 | 29.2726 | 27.9695 | 26.1779 | 24.3862 | 22.5945 | 20.5527 | 18.5108 | 16.469 | 15.0428 | 13.6167 | 12.1905 | 11.0205 | 9.8506 | 8.6806 | 7.1846 | 5.6885 | 4.1925 | 2.795 | 1.3975 | 0 | 0 | 0 | 0 | 0 | 0 | 0 | 0 | 0 | 0 | 0 | 0 | 0 | 0 | 0 | 0 | 0 | 0 | 0 | 0 | 0 | 0 | 0 | 0 | 0 | 0 | 0 | 0 | 0 | 0 | 0 | 0 | 0 | 0 | 0 | 0 | 0 | 0 | 0 | 0 | 0 | 0 | 0 | 0 | 0 | 0 | 0 | 0 | 0 | 0 | 0 | 0
| F | 0 | 0 | 0 | 0 | 0 | 0 | 0 | 0 | 0 | 0 | 0 | 0 | 0 | 0 | 0 | 0 | 0 | 0 | 0 | 0 | 0 | 0 | 0 | 0 | 0 | 0 | 0 | 0 | 0 | 0 | 0 | 0 | 0 | 0 | 0 | 0 | 0 | 0 | 0 | 0 | 0 | 0 | 0 | 0 | 0 | 0 | 0 | 0 | 0 | 0 | 0 | 0 | 0 | 0 | 0 | 0 | 0 | 0 | 0 | 0 | 0 | 0 | 0 | 0 | 0 | 0 | 0 | 0 | 0 | 0 | 0 | 0 | 0 | 0 | 0 | 0 | 0 | 0 | 0 | 0 | 0 | 0 | 0 | 0 | 0 | 0 | 0 | 0 | 0 | 0 | 0 | 0 | 4.1975 | 8.3949 | 12.5924 | 17.7109 | 22.8295 | 27.948 | 32.94 | 37.932 | 42.924 | 50.3692 | 57.8144 | 65.2596 | 72.2167 | 79.1738 | 86.1309 | 91.6342 | 97.1374 | 102.6406 | 105.8657 | 109.0908 | 112.3158 | 118.0294 | 123.7429 | 129.4564 | 137.0213 | 144.5862 | 152.1511 | 163.8883 | 175.6255 | 187.3627 | 201.8323 | 216.302 | 230.7717 | 246.4413 | 262.1109 | 277.7805 | 286.433 | 295.0855 | 303.7379 | 302.8588 | 301.9798 | 301.1007 | 309.1863 | 317.2718 | 325.3573 | 329.8024 | 334.2475 | 338.6926 | 338.7595 | 338.8265 | 338.8934 | 347.1565 | 355.4195 | 363.6826 | 364.9948 | 366.3071 | 367.6193 | 368.0311 | 368.4429 | 368.8547 | 375.19 | 381.5253 | 387.8607 | 379.3588 | 370.8569 | 362.355 | 360.1094 | 357.8637 | 355.6181 | 341.4839 | 327.3498 | 313.2157 | 309.1735 | 305.1314 | 301.0892 | 291.3465 | 281.6039 | 271.8613 | 265.6349 | 259.4085 | 253.1821 | 244.6218 | 236.0615 | 227.5011 | 218.1462 | 208.7913 | 199.4363 | 191.6967 | 183.9571 | 176.2175 | 168.4342 | 160.6508 | 152.8674 | 142.796 | 132.7247 | 122.6533 | 112.729 | 102.8048 | 92.8805 | 82.941 | 73.0015 | 63.0619 | 55.1897 | 47.3176 | 39.4454 | 34.5674 | 29.6895 | 24.8115 | 21.471 | 18.1305 | 14.79 | 9.86 | 4.93 | 0 | 0 | 0 | 0 | 0 | 0 | 0 | 0 | 0 | 0 | 0 | 0 | 0 | 0 | 0 | 0 | 0 | 0 | 0 | 0 | 0 | 0 | 0 | 0 | 0 | 0 | 0 | 0 | 0 | 0 | 0 | 0 | 0 | 0 | 0 | 0 | 0 | 0 | 0 | 0 | 0 | 0 | 0 | 0 | 0 | 0 | 0 | 0 | 0
| G | 0 | 0 | 0 | 0 | 0 | 0 | 0 | 0 | 0 | 0 | 0 | 0 | 0 | 0 | 0 | 0 | 0 | 0 | 0 | 0 | 0 | 0 | 0 | 0 | 0 | 0 | 0 | 0 | 0 | 0 | 0 | 0 | 0 | 0 | 0 | 0 | 0 | 0 | 0 | 0 | 0 | 0 | 0 | 0 | 0 | 0 | 0 | 0 | 0 | 0 | 0 | 0 | 0 | 0 | 0 | 0 | 0 | 0 | 0 | 0 | 0 | 0 | 0 | 0 | 0 | 0 | 0 | 0 | 0 | 0 | 0 | 0 | 0 | 0 | 0 | 0 | 0 | 0 | 0 | 0 | 0 | 0 | 0 | 0 | 0 | 0 | 0 | 0 | 0 | 5.2947 | 10.5893 | 15.884 | 17.8896 | 19.8951 | 21.9007 | 26.8942 | 31.8878 | 36.8813 | 44.5074 | 52.1334 | 59.7594 | 69.8308 | 79.9022 | 89.9737 | 100.226 | 110.4783 | 120.7306 | 133.5236 | 146.3166 | 159.1097 | 170.2209 | 181.3322 | 192.4434 | 203.4155 | 214.3876 | 225.3597 | 235.4532 | 245.5467 | 255.6402 | 266.2498 | 276.8595 | 287.4691 | 298.1222 | 308.7753 | 319.4285 | 329.1363 | 338.8442 | 348.552 | 356.5781 | 364.6042 | 372.6303 | 379.6038 | 386.5774 | 393.5509 | 401.5741 | 409.5973 | 417.6205 | 420.1489 | 422.6774 | 425.2058 | 428.6621 | 432.1184 | 435.5748 | 437.0159 | 438.457 | 439.8981 | 443.5139 | 447.1297 | 450.7455 | 449.8756 | 449.0057 | 448.1358 | 447.8981 | 447.6603 | 447.4225 | 443.6328 | 439.843 | 436.0532 | 429.3261 | 422.5991 | 415.872 | 404.3432 | 392.8144 | 381.2856 | 376.6607 | 372.0359 | 367.411 | 359.1269 | 350.8427 | 342.5586 | 329.0435 | 315.5285 | 302.0135 | 287.1878 | 272.3622 | 257.5365 | 244.8479 | 232.1592 | 219.4706 | 204.3289 | 189.1872 | 174.0455 | 165.5004 | 156.9553 | 148.4101 | 140.7436 | 133.0771 | 125.4105 | 119.4781 | 113.5457 | 107.6132 | 98.5855 | 89.5578 | 80.5301 | 71.3694 | 62.2087 | 53.048 | 46.3523 | 39.6566 | 32.9609 | 28.5652 | 24.1696 | 19.774 | 14.8673 | 9.9607 | 5.054 | 3.3693 | 1.6847 | 0 | 0 | 0 | 0 | 0 | 0 | 0 | 0 | 0 | 0 | 0 | 0 | 0 | 0 | 0 | 0 | 0 | 0 | 0 | 0 | 0 | 0 | 0 | 0 | 0 | 0 | 0 | 0 | 0 | 0 | 0 | 0 | 0 | 0 | 0 | 0 | 0 | 0 | 0 | 0 | 0 | 0 | 0 | 0 | 0 | 0
| H | 0 | 0 | 0 | 0 | 0 | 0 | 0 | 0 | 0 | 0 | 0 | 0 | 0 | 0 | 0 | 0 | 0 | 0 | 0 | 0 | 0 | 0 | 0 | 0 | 0 | 0 | 0 | 0 | 0 | 0 | 0 | 0 | 0 | 0 | 0 | 0 | 0 | 0 | 0 | 0 | 0 | 0 | 0 | 0 | 0 | 0 | 0 | 0 | 0 | 0 | 0 | 0 | 0 | 0 | 0 | 0 | 0 | 0 | 0 | 0 | 0 | 0 | 0 | 0 | 0 | 0 | 0 | 0 | 0 | 0 | 0 | 0 | 0 | 0 | 0 | 0 | 0 | 0 | 0 | 0 | 0 | 0 | 0 | 0 | 0 | 0 | 0 | 0 | 0 | 0.84 | 1.68 | 2.52 | 3.4293 | 4.3387 | 5.248 | 5.8734 | 6.4988 | 7.1242 | 8.2864 | 9.4487 | 10.611 | 11.9162 | 13.2215 | 14.5268 | 16.2166 | 17.9064 | 19.5963 | 21.438 | 23.2798 | 25.1216 | 27.0592 | 28.9968 | 30.9344 | 32.7274 | 34.5203 | 36.3133 | 38.1295 | 39.9458 | 41.762 | 43.4817 | 45.2013 | 46.921 | 48.51 | 50.099 | 51.688 | 53.1428 | 54.5977 | 56.0525 | 57.7325 | 59.4125 | 61.0925 | 62.6337 | 64.1748 | 65.716 | 66.3728 | 67.0297 | 67.6865 | 68.3212 | 68.9558 | 69.5905 | 69.7993 | 70.0082 | 70.217 | 69.5905 | 68.964 | 68.3375 | 68.6665 | 68.9955 | 69.3245 | 69.7258 | 70.1272 | 70.5285 | 70.5087 | 70.4888 | 70.469 | 69.6978 | 68.9267 | 68.1555 | 67.536 | 66.9165 | 66.297 | 65.6052 | 64.9133 | 64.2215 | 63.0712 | 61.9208 | 60.7705 | 59.2538 | 57.7372 | 56.2205 | 54.7143 | 53.2082 | 51.702 | 50.218 | 48.734 | 47.25 | 45.1407 | 43.0313 | 40.922 | 39.2443 | 37.5667 | 35.889 | 34.0772 | 32.2653 | 30.4535 | 28.5448 | 26.6362 | 24.7275 | 22.4607 | 20.1938 | 17.927 | 16.5445 | 15.1621 | 13.7796 | 12.3121 | 10.8446 | 9.3771 | 8.1843 | 6.9914 | 5.7985 | 5.0342 | 4.2699 | 3.5056 | 2.3371 | 1.1685 | 0 | 0 | 0 | 0 | 0 | 0 | 0 | 0 | 0 | 0 | 0 | 0 | 0 | 0 | 0 | 0 | 0 | 0 | 0 | 0 | 0 | 0 | 0 | 0 | 0 | 0 | 0 | 0 | 0 | 0 | 0 | 0 | 0 | 0 | 0 | 0 | 0 | 0 | 0 | 0 | 0 | 0 | 0 | 0 | 0 | 0 | 0 | 0 | 0
| I | 0 | 0 | 0 | 0 | 0 | 0 | 0 | 0 | 0 | 0 | 0 | 0 | 0 | 0 | 0 | 0 | 0 | 0 | 0 | 0 | 0 | 0 | 0 | 0 | 0 | 0 | 0 | 0 | 0 | 0 | 0 | 0 | 0 | 0 | 0 | 0 | 0 | 0 | 0 | 0 | 0 | 0 | 0 | 0 | 0 | 0 | 0 | 0 | 0 | 0 | 0 | 0 | 0 | 0 | 0 | 0 | 0 | 0 | 0 | 0 | 0 | 0 | 0 | 0 | 0 | 0 | 0 | 0 | 0 | 0 | 0 | 0 | 0 | 0 | 0 | 0 | 0 | 0 | 0 | 0 | 0 | 0 | 0 | 0 | 0 | 0 | 0 | 0 | 0 | 1.095 | 2.19 | 3.285 | 4.4704 | 5.6558 | 6.8411 | 7.6564 | 8.4716 | 9.2869 | 10.802 | 12.3171 | 13.8321 | 15.5337 | 17.2352 | 18.9367 | 21.1395 | 23.3423 | 25.5451 | 27.946 | 30.3469 | 32.7478 | 35.2736 | 37.7994 | 40.3252 | 42.6625 | 44.9997 | 47.337 | 49.7046 | 52.0722 | 54.4397 | 56.6815 | 58.9232 | 61.1649 | 63.2362 | 65.3076 | 67.379 | 69.2755 | 71.172 | 73.0684 | 75.2584 | 77.4484 | 79.6384 | 81.6475 | 83.6565 | 85.6655 | 86.5217 | 87.378 | 88.2342 | 89.0615 | 89.8889 | 90.7162 | 90.9884 | 91.2606 | 91.5329 | 90.7162 | 89.8995 | 89.0828 | 89.5117 | 89.9406 | 90.3694 | 90.8926 | 91.4158 | 91.9389 | 91.9131 | 91.8872 | 91.8614 | 90.8561 | 89.8508 | 88.8456 | 88.038 | 87.2304 | 86.4229 | 85.521 | 84.6192 | 83.7173 | 82.2178 | 80.7182 | 79.2187 | 77.2416 | 75.2645 | 73.2874 | 71.324 | 69.3606 | 67.3972 | 65.4627 | 63.5282 | 61.5938 | 58.8441 | 56.0944 | 53.3447 | 51.1578 | 48.9708 | 46.7839 | 44.422 | 42.0602 | 39.6983 | 37.2102 | 34.7221 | 32.2341 | 29.2791 | 26.3241 | 23.3691 | 21.567 | 19.7648 | 17.9627 | 16.0497 | 14.1367 | 12.2237 | 10.6688 | 9.1138 | 7.5588 | 6.5625 | 5.5661 | 4.5698 | 3.0465 | 1.5233 | 0 | 0 | 0 | 0 | 0 | 0 | 0 | 0 | 0 | 0 | 0 | 0 | 0 | 0 | 0 | 0 | 0 | 0 | 0 | 0 | 0 | 0 | 0 | 0 | 0 | 0 | 0 | 0 | 0 | 0 | 0 | 0 | 0 | 0 | 0 | 0 | 0 | 0 | 0 | 0 | 0 | 0 | 0 | 0 | 0 | 0 | 0 | 0 | 0
| J | 0 | 0 | 0 | 0 | 0 | 0 | 0 | 0 | 0 | 0 | 0 | 0 | 0 | 0 | 0 | 0 | 0 | 0 | 0 | 0 | 0 | 0 | 0 | 0 | 0 | 0 | 0 | 0 | 0 | 0 | 0 | 0 | 0 | 0 | 0 | 0 | 0 | 0 | 0 | 0 | 0 | 0 | 0 | 0 | 0 | 0 | 0 | 0 | 0 | 0 | 0 | 0 | 0 | 0 | 0 | 0 | 0 | 0 | 0 | 0 | 0 | 0 | 0 | 0 | 0 | 0 | 0 | 0 | 0 | 0 | 0 | 0 | 0 | 0 | 0 | 0 | 0 | 0 | 0 | 0 | 0 | 0 | 0 | 0 | 0 | 0 | 0 | 0 | 0 | 4.662 | 9.324 | 13.986 | 18.2259 | 22.4659 | 26.7058 | 31.5333 | 36.3609 | 41.1884 | 48.1108 | 55.0332 | 61.9555 | 70.1596 | 78.3636 | 86.5677 | 95.3531 | 104.1386 | 112.924 | 121.522 | 130.12 | 138.718 | 146.711 | 154.704 | 162.697 | 170.2434 | 177.7897 | 185.3361 | 194.3177 | 203.2992 | 212.2808 | 220.9582 | 229.6356 | 238.3131 | 244.9425 | 251.572 | 258.2014 | 264.9822 | 271.7629 | 278.5437 | 283.9572 | 289.3708 | 294.7843 | 299.3723 | 303.9603 | 308.5483 | 313.2596 | 317.971 | 322.6823 | 326.7241 | 330.7659 | 334.8077 | 337.9369 | 341.066 | 344.1951 | 345.9394 | 347.6837 | 349.428 | 350.2244 | 351.0208 | 351.8171 | 351.9722 | 352.1272 | 352.2823 | 349.7922 | 347.302 | 344.8119 | 343.8416 | 342.8714 | 341.9011 | 337.7607 | 333.6202 | 329.4797 | 326.5831 | 323.6866 | 320.79 | 315.8884 | 310.9868 | 306.0851 | 301.5852 | 297.0853 | 292.5854 | 285.8373 | 279.0892 | 272.3411 | 265.741 | 259.141 | 252.5409 | 244.1859 | 235.831 | 227.476 | 218.6489 | 209.8217 | 200.9946 | 191.8469 | 182.6992 | 173.5516 | 164.8155 | 156.0795 | 147.3434 | 138.5429 | 129.7423 | 120.9417 | 112.5358 | 104.1299 | 95.724 | 87.324 | 78.9239 | 70.5238 | 61.4623 | 52.4008 | 43.3393 | 37.9911 | 32.6429 | 27.2946 | 29.2471 | 31.1995 | 33.152 | 22.1013 | 11.0507 | 0 | 0 | 0 | 0 | 0 | 0 | 0 | 0 | 0 | 0 | 0 | 0 | 0 | 0 | 0 | 0 | 0 | 0 | 0 | 0 | 0 | 0 | 0 | 0 | 0 | 0 | 0 | 0 | 0 | 0 | 0 | 0 | 0 | 0 | 0 | 0 | 0 | 0 | 0 | 0 | 0 | 0 | 0 | 0 | 0 | 0
| K | 0 | 0 | 0 | 0 | 0 | 0 | 0 | 0 | 0 | 0 | 0 | 0 | 0 | 0 | 0 | 0 | 0 | 0 | 0 | 0 | 0 | 0 | 0 | 0 | 0 | 0 | 0 | 0 | 0 | 0 | 0 | 0 | 0 | 0 | 0 | 0 | 0 | 0 | 0 | 0 | 0 | 0 | 0 | 0 | 0 | 0 | 0 | 0 | 0 | 0 | 0 | 0 | 0 | 0 | 0 | 0 | 0 | 0 | 0 | 0 | 0 | 0 | 0 | 0 | 0 | 0 | 0 | 0 | 0 | 0 | 0 | 0 | 0 | 0 | 0 | 0 | 0 | 0 | 0 | 0 | 0 | 0 | 0 | 0 | 0 | 0 | 0 | 0 | 0 | 9.4596 | 18.9193 | 28.3789 | 36.5399 | 44.7009 | 52.8619 | 65.6738 | 78.4857 | 91.2976 | 108.1006 | 124.9036 | 141.7065 | 161.2703 | 180.8341 | 200.398 | 220.6111 | 240.8243 | 261.0375 | 282.2422 | 303.4469 | 324.6516 | 343.6699 | 362.6881 | 381.7064 | 402.8364 | 423.9665 | 445.0965 | 466.2068 | 487.317 | 508.4273 | 529.0922 | 549.7572 | 570.4221 | 589.2184 | 608.0146 | 626.8108 | 645.6235 | 664.4363 | 683.249 | 700.2193 | 717.1897 | 734.16 | 747.7223 | 761.2845 | 774.8467 | 787.687 | 800.5273 | 813.3675 | 823.3341 | 833.3007 | 843.2672 | 850.0601 | 856.8529 | 863.6457 | 868.104 | 872.5622 | 877.0204 | 880.002 | 882.9835 | 885.965 | 883.2038 | 880.4426 | 877.6814 | 873.1201 | 868.5587 | 863.9973 | 859.1335 | 854.2697 | 849.4059 | 845.8548 | 842.3038 | 838.7527 | 829.0909 | 819.429 | 809.7672 | 799.7866 | 789.8059 | 779.8253 | 765.4694 | 751.1135 | 736.7576 | 719.7154 | 702.6732 | 685.6309 | 665.3788 | 645.1267 | 624.8746 | 605.7416 | 586.6086 | 567.4755 | 547.4627 | 527.4499 | 507.437 | 480.2704 | 453.1038 | 425.9371 | 401.5419 | 377.1466 | 352.7513 | 331.7617 | 310.772 | 289.7824 | 268.7696 | 247.7567 | 226.7439 | 203.316 | 179.888 | 156.4601 | 134.2003 | 111.9406 | 89.6808 | 75.6328 | 61.5849 | 47.5369 | 31.6913 | 15.8456 | 0 | 0 | 0 | 0 | 0 | 0 | 0 | 0 | 0 | 0 | 0 | 0 | 0 | 0 | 0 | 0 | 0 | 0 | 0 | 0 | 0 | 0 | 0 | 0 | 0 | 0 | 0 | 0 | 0 | 0 | 0 | 0 | 0 | 0 | 0 | 0 | 0 | 0 | 0 | 0 | 0 | 0 | 0 | 0 | 0 | 0 | 0 | 0 | 0
| TOTAL | 0 | 0 | 0 | 0 | 0 | 0 | 0 | 0 | 0 | 0 | 0 | 0 | 0 | 0 | 0 | 0 | 0 | 0 | 0 | 0 | 0 | 0 | 0 | 0 | 0 | 0 | 0 | 0 | 0 | 0 | 0 | 0 | 0 | 0 | 0 | 0 | 0 | 0 | 0 | 0 | 0 | 0 | 0 | 0 | 0 | 0 | 0 | 0 | 0 | 0 | 0 | 0 | 0 | 0 | 0 | 0 | 0 | 0 | 0 | 0 | 0 | 0 | 0 | 0 | 0 | 0 | 0 | 0 | 0 | 0 | 0 | 0 | 0 | 0 | 0 | 0 | 0 | 0 | 0 | 0 | 0 | 0 | 0 | 0 | 0 | 0 | 0 | 0 | 0 | 21.3513 | 42.7026 | 64.0539 | 84.7526 | 105.4512 | 126.1498 | 159.283 | 192.4162 | 225.5494 | 268.4123 | 311.2752 | 354.138 | 406.99 | 459.842 | 512.694 | 569.5446 | 626.3952 | 683.2458 | 742.3593 | 801.4727 | 860.5862 | 915.0662 | 969.5463 | 1024.0264 | 1078.9356 | 1133.8448 | 1188.754 | 1245.3351 | 1301.9162 | 1358.4972 | 1422.4758 | 1486.4544 | 1550.433 | 1604.9168 | 1659.4006 | 1713.8843 | 1781.468 | 1849.0516 | 1916.6353 | 1958.4152 | 2000.1951 | 2041.975 | 2077.8845 | 2113.7941 | 2149.7036 | 2191.2359 | 2232.7681 | 2274.3004 | 2291.3815 | 2308.4627 | 2325.5438 | 2347.7761 | 2370.0084 | 2392.2407 | 2411.348 | 2430.4553 | 2449.5627 | 2465.4091 | 2481.2555 | 2497.102 | 2489.0185 | 2480.935 | 2472.8514 | 2480.0039 | 2487.1564 | 2494.3089 | 2465.726 | 2437.1431 | 2408.5602 | 2388.5879 | 2368.6156 | 2348.6432 | 2307.1703 | 2265.6973 | 2224.2243 | 2195.417 | 2166.6097 | 2137.8024 | 2096.3131 | 2054.8238 | 2013.3345 | 1958.0902 | 1902.846 | 1847.6017 | 1784.4772 | 1721.3527 | 1658.2281 | 1590.2946 | 1522.361 | 1454.4274 | 1399.23 | 1344.0325 | 1288.8351 | 1224.1657 | 1159.4963 | 1094.8269 | 1032.7282 | 970.6295 | 908.5308 | 849.4374 | 790.3439 | 731.2505 | 676.5893 | 621.9281 | 567.2669 | 512.046 | 456.8251 | 401.6042 | 350.1981 | 298.792 | 247.3859 | 209.2729 | 171.1599 | 133.0469 | 101.4333 | 69.8196 | 38.206 | 25.4707 | 12.7353 | 0 | 0 | 0 | 0 | 0 | 0 | 0 | 0 | 0 | 0 | 0 | 0 | 0 | 0 | 0 | 0 | 0 | 0 | 0 | 0 | 0 | 0 | 0 | 0 | 0 | 0 | 0 | 0 | 0 | 0 | 0 | 0 | 0 | 0 | 0 | 0 | 0 | 0 | 0 | 0 | 0 | 0 | 0 | 0 | 0 | 0
All Incremental Generation Resources, as modeled
Wind
|  | 0:00 | 0:05 | 0:10 | 0:15 | 0:20 | 0:25 | 0:30 | 0:35 | 0:40 | 0:45 | 0:50 | 0:55 | 1:00 | 1:05 | 1:10 | 1:15 | 1:20 | 1:25 | 1:30 | 1:35 | 1:40 | 1:45 | 1:50 | 1:55 | 2:00 | 2:05 | 2:10 | 2:15 | 2:20 | 2:25 | 2:30 | 2:35 | 2:40 | 2:45 | 2:50 | 2:55 | 3:00 | 3:05 | 3:10 | 3:15 | 3:20 | 3:25 | 3:30 | 3:35 | 3:40 | 3:45 | 3:50 | 3:55 | 4:00 | 4:05 | 4:10 | 4:15 | 4:20 | 4:25 | 4:30 | 4:35 | 4:40 | 4:45 | 4:50 | 4:55 | 5:00 | 5:05 | 5:10 | 5:15 | 5:20 | 5:25 | 5:30 | 5:35 | 5:40 | 5:45 | 5:50 | 5:55 | 6:00 | 6:05 | 6:10 | 6:15 | 6:20 | 6:25 | 6:30 | 6:35 | 6:40 | 6:45 | 6:50 | 6:55 | 7:00 | 7:05 | 7:10 | 7:15 | 7:20 | 7:25 | 7:30 | 7:35 | 7:40 | 7:45 | 7:50 | 7:55 | 8:00 | 8:05 | 8:10 | 8:15 | 8:20 | 8:25 | 8:30 | 8:35 | 8:40 | 8:45 | 8:50 | 8:55 | 9:00 | 9:05 | 9:10 | 9:15 | 9:20 | 9:25 | 9:30 | 9:35 | 9:40 | 9:45 | 9:50 | 9:55 | 10:00 | 10:05 | 10:10 | 10:15 | 10:20 | 10:25 | 10:30 | 10:35 | 10:40 | 10:45 | 10:50 | 10:55 | 11:00 | 11:05 | 11:10 | 11:15 | 11:20 | 11:25 | 11:30 | 11:35 | 11:40 | 11:45 | 11:50 | 11:55 | 12:00 | 12:05 | 12:10 | 12:15 | 12:20 | 12:25 | 12:30 | 12:35 | 12:40 | 12:45 | 12:50 | 12:55 | 13:00 | 13:05 | 13:10 | 13:15 | 13:20 | 13:25 | 13:30 | 13:35 | 13:40 | 13:45 | 13:50 | 13:55 | 14:00 | 14:05 | 14:10 | 14:15 | 14:20 | 14:25 | 14:30 | 14:35 | 14:40 | 14:45 | 14:50 | 14:55 | 15:00 | 15:05 | 15:10 | 15:15 | 15:20 | 15:25 | 15:30 | 15:35 | 15:40 | 15:45 | 15:50 | 15:55 | 16:00 | 16:05 | 16:10 | 16:15 | 16:20 | 16:25 | 16:30 | 16:35 | 16:40 | 16:45 | 16:50 | 16:55 | 17:00 | 17:05 | 17:10 | 17:15 | 17:20 | 17:25 | 17:30 | 17:35 | 17:40 | 17:45 | 17:50 | 17:55 | 18:00 | 18:05 | 18:10 | 18:15 | 18:20 | 18:25 | 18:30 | 18:35 | 18:40 | 18:45 | 18:50 | 18:55 | 19:00 | 19:05 | 19:10 | 19:15 | 19:20 | 19:25 | 19:30 | 19:35 | 19:40 | 19:45 | 19:50 | 19:55 | 20:00 | 20:05 | 20:10 | 20:15 | 20:20 | 20:25 | 20:30 | 20:35 | 20:40 | 20:45 | 20:50 | 20:55 | 21:00 | 21:05
| A | 667.7445 | 661.1711 | 659.5122 | 652.8634 | 652.0288 | 657.8588 | 661.9941 | 671.8158 | 681.4744 | 668.559 | 670.1846 | 673.433 | 655.9013 | 639.9051 | 628.7291 | 615.6253 | 614.7447 | 622.6431 | 612.9695 | 622.6431 | 620.0234 | 617.3835 | 604.0724 | 590.5219 | 580.882 | 568.695 | 554.4139 | 546.7024 | 543.7957 | 553.4623 | 559.2013 | 585.5071 | 625.1277 | 679.0211 | 738.0094 | 810.5568 | 842.7736 | 877.2534 | 909.1602 | 915.2869 | 913.4028 | 903.1673 | 913.0237 | 902.7606 | 896.5219 | 898.2062 | 916.4286 | 916.4376 | 904.5123 | 897.9081 | 884.7741 | 861.7753 | 835.2248 | 827.3103 | 827.8806 | 822.6818 | 857.1952 | 879.2608 | 854.0958 | 842.3885 | 861.9146 | 855.7962 | 845.2668 | 815.8884 | 813.5133 | 812.9169 | 829.2436 | 828.1002 | 818.2537 | 804.4481 | 788.1441 | 738.5453 | 740.7688 | 807.1138 | 778.599 | 750.7742 | 776.6845 | 789.5974 | 780.5123 | 767.2447 | 765.8961 | 752.0519 | 770.4767 | 795.7335 | 808.6248 | 845.8092 | 860.8832 | 873.6457 | 878.8071 | 888.8389 | 916.1966 | 926.8559 | 943.1059 | 948.3254 | 950.4094 | 955.3161 | 948.5754 | 950.3879 | 945.0607 | 943.3752 | 932.1567 | 926.5125 | 927.5314 | 921.6374 | 925.4963 | 926.5207 | 936.2803 | 948.0489 | 952.2911 | 954.9493 | 960.3095 | 960.5185 | 961.346 | 962.7537 | 961.9584 | 959.0364 | 959.679 | 958.8253 | 962.1709 | 958.3948 | 959.8554 | 960.2818 | 963.4878 | 964.991 | 963.6754 | 961.4859 | 956.9753 | 958.0851 | 959.8222 | 961.8955 | 962.8861 | 965.3508 | 965.0198 | 964.2705 | 965.2012 | 964.833 | 962.1275 | 961.1092 | 961.3165 | 962.5255 | 960.0666 | 968.3337 | 966.2823 | 964.8308 | 962.3797 | 958.1727 | 962.9734 | 963.3646 | 962.1781 | 961.5716 | 961.7765 | 962.1805 | 963.3646 | 965.0686 | 965.9786 | 968.383 | 965.331 | 967.9537 | 967.2759 | 967.1048 | 965.331 | 964.4042 | 968.1195 | 965.873 | 965.6934 | 966.9326 | 968.6105 | 963.4507 | 961.0473 | 963.8298 | 962.8601 | 963.2503 | 962.0648 | 963.8298 | 961.0473 | 965.3266 | 963.0557 | 964.02 | 965.1438 | 960.0031 | 960.6388 | 958.5002 | 960.846 | 962.2742 | 958.2786 | 957.6127 | 956.7108 | 956.4806 | 954.8529 | 957.6127 | 963.0651 | 960.4305 | 962.7205 | 963.3086 | 958.9922 | 958.3367 | 962.6968 | 959.3886 | 965.5367 | 962.2958 | 960.5536 | 961.8906 | 961.6864 | 966.433 | 965.0132 | 967.3252 | 964.4561 | 970.074 | 971.1169 | 970.9716 | 970.2275 | 970.5276 | 970.9716 | 970.9716 | 970.8253 | 968.6573 | 965.2012 | 957.8909 | 957.2194 | 955.8475 | 951.7505 | 953.4735 | 953.4765 | 944.0493 | 946.2611 | 947.8799 | 953.9604 | 959.8477 | 958.6342 | 959.4993 | 959.9268 | 961.1809 | 960.5586 | 958.1939 | 959.5019 | 958.6342 | 956.6232 | 958.6342 | 958.8514 | 957.5268 | 958.7128 | 957.8322 | 960.6338 | 958.0559 | 956.4806 | 951.1898 | 948.6165 | 947.2866 | 950.9379 | 951.1898 | 944.5534 | 945.1072 | 942.5437 | 941.3896
| B | 159.535 | 167.6614 | 182.4981 | 178.975 | 185.9533 | 185.9533 | 175.2992 | 185.9533 | 182.4981 | 185.9533 | 182.4981 | 175.2992 | 171.4207 | 163.5569 | 163.5569 | 150.9122 | 163.5569 | 150.9122 | 127.6543 | 122.6487 | 159.4356 | 189.1799 | 175.1658 | 163.5569 | 155.2033 | 175.1658 | 189.1407 | 171.4207 | 163.5085 | 175.1658 | 175.1658 | 146.4591 | 171.4207 | 182.3727 | 182.3727 | 178.8457 | 175.388 | 163.7504 | 179.0612 | 171.6494 | 159.6344 | 151.1215 | 163.7504 | 163.7504 | 155.4583 | 167.7554 | 146.6737 | 167.7554 | 163.3632 | 159.2864 | 174.9878 | 146.298 | 163.3632 | 137.1072 | 146.298 | 159.2864 | 141.785 | 150.7551 | 146.298 | 159.2864 | 175.0769 | 167.4259 | 150.8075 | 167.4259 | 163.4601 | 159.3361 | 175.0769 | 159.3361 | 159.3361 | 146.4055 | 159.3361 | 175.0769 | 167.5672 | 175.2103 | 171.4207 | 178.8457 | 178.8457 | 171.4207 | 167.5672 | 178.8457 | 178.8457 | 175.2103 | 175.2103 | 175.2103 | 185.2222 | 191.7708 | 206.2767 | 197.9212 | 200.8148 | 206.2767 | 203.5999 | 211.3049 | 215.926 | 218.0594 | 220.0845 | 220.0845 | 222.1578 | 220.2503 | 227.2482 | 230.085 | 231.3552 | 230.085 | 225.6672 | 223.9569 | 223.9569 | 222.1578 | 222.1578 | 225.6672 | 227.34 | 232.5668 | 233.598 | 233.598 | 232.5668 | 231.4273 | 232.5668 | 233.598 | 225.7459 | 222.247 | 220.3447 | 222.247 | 220.5328 | 220.5328 | 222.4246 | 224.2288 | 224.2288 | 218.5078 | 216.3979 | 222.4246 | 224.2288 | 222.4246 | 222.4246 | 220.5328 | 216.2673 | 214.015 | 216.2673 | 222.3137 | 216.2673 | 222.3137 | 220.4153 | 216.2673 | 220.4153 | 224.1036 | 220.4153 | 220.4153 | 222.3137 | 220.4153 | 222.3137 | 234.5624 | 234.5624 | 234.5624 | 234.5624 | 234.5624 | 234.5624 | 234.5624 | 233.6449 | 234.5624 | 234.7167 | 232.7868 | 232.7868 | 234.7167 | 234.7167 | 234.7167 | 234.7167 | 234.7167 | 234.7167 | 234.7167 | 230.4284 | 227.613 | 227.1745 | 232.4485 | 235.2612 | 235.2612 | 235.2612 | 235.2612 | 234.4365 | 235.2612 | 234.4365 | 235.2612 | 235.2612 | 235.2612 | 234.4046 | 235.2333 | 235.2333 | 235.2333 | 235.2333 | 235.2333 | 235.2333 | 235.2333 | 235.2333 | 235.2333 | 235.2333 | 235.2333 | 235.1676 | 235.1676 | 235.1676 | 235.1676 | 235.1676 | 235.1676 | 235.1676 | 235.1676 | 235.1676 | 235.1676 | 235.1676 | 235.1676 | 235.1959 | 235.1959 | 235.1959 | 235.1959 | 235.1959 | 235.1959 | 235.1959 | 235.1959 | 235.1959 | 235.1959 | 234.3619 | 234.3619 | 235.2333 | 235.2333 | 234.4046 | 234.4046 | 235.2333 | 235.2333 | 235.2333 | 234.4046 | 235.2333 | 235.2333 | 235.2333 | 235.2333 | 235.1865 | 235.1865 | 235.1865 | 235.1865 | 235.1865 | 235.1865 | 234.3512 | 235.1865 | 235.1865 | 235.1865 | 235.1865 | 235.1865 | 235.1487 | 235.1487 | 235.1487 | 235.1487 | 235.1487 | 235.1487 | 235.1487 | 235.1487 | 235.1487 | 235.1487 | 235.1487 | 235.1487 | 235.1959 | 235.1959
| C | 765.0327 | 767.6528 | 772.8205 | 770.53 | 780.8616 | 782.533 | 780.7176 | 781.4202 | 785.4281 | 784.3384 | 776.3859 | 770.2642 | 763.3295 | 757.4254 | 751.2825 | 752.4925 | 750.3931 | 745.0584 | 745.0694 | 752.5305 | 757.1749 | 753.0011 | 753.7637 | 755.5648 | 754.6058 | 757.9168 | 746.4493 | 745.4384 | 742.8303 | 748.4069 | 764.5629 | 778.6329 | 778.2738 | 773.0706 | 759.2804 | 750.8826 | 742.1765 | 729.157 | 736.7322 | 752.3947 | 746.6405 | 743.255 | 731.2089 | 731.2146 | 738.9185 | 738.1291 | 741.2369 | 742.0092 | 729.0132 | 719.0208 | 707.7992 | 720.6532 | 723.4211 | 717.8997 | 728.4203 | 733.3516 | 731.9275 | 729.0554 | 715.2779 | 705.4595 | 712.8518 | 728.453 | 743.2661 | 746.9456 | 746.6608 | 736.6249 | 746.5155 | 750.9281 | 752.8998 | 748.3465 | 749.7023 | 695.1366 | 669.9527 | 761.0502 | 759.7054 | 773.2658 | 778.2248 | 782.0897 | 795.0337 | 799.5416 | 806.328 | 806.5913 | 818.1743 | 828.8893 | 835.5202 | 848.5943 | 855.5536 | 862.266 | 862.4727 | 867.1882 | 871.8562 | 877.5713 | 882.2635 | 885.0979 | 878.9987 | 884.1687 | 889.9377 | 889.6184 | 893.3263 | 904.6991 | 911.4456 | 915.0295 | 914.4793 | 920.5273 | 922.3329 | 921.8488 | 924.1301 | 926.0571 | 928.8459 | 929.3939 | 926.663 | 925.6768 | 923.4759 | 924.5653 | 924.2071 | 923.8979 | 921.9892 | 917.4181 | 917.2434 | 915.0823 | 915.7843 | 914.5053 | 911.0963 | 910.1202 | 909.7248 | 913.7622 | 915.4817 | 917.1576 | 916.6854 | 912.8228 | 908.5976 | 906.9761 | 909.4213 | 903.8571 | 907.8812 | 911.9664 | 909.4252 | 910.8757 | 916.0109 | 916.1921 | 916.7254 | 920.9134 | 925.5513 | 924.9986 | 921.6961 | 925.3106 | 925.5116 | 927.8027 | 927.7087 | 930.7566 | 933.2663 | 932.123 | 935.5269 | 933.0246 | 931.0619 | 930.8893 | 932.1261 | 929.9722 | 932.0865 | 932.9493 | 932.1676 | 932.8278 | 934.6384 | 935.6423 | 935.1995 | 936.1122 | 936.1832 | 936.8831 | 935.2173 | 934.4247 | 935.658 | 935.9474 | 936.3385 | 936.6538 | 933.922 | 934.3103 | 934.1171 | 935.7667 | 933.8057 | 933.9619 | 935.2712 | 933.1032 | 934.0541 | 934.669 | 934.2088 | 934.7441 | 934.6311 | 933.2234 | 933.8571 | 932.82 | 934.1711 | 935.0837 | 933.8764 | 931.5067 | 933.2027 | 933.3614 | 934.8376 | 933.7192 | 932.9196 | 935.1754 | 934.9513 | 935.5084 | 936.1233 | 936.6161 | 936.1302 | 935.4445 | 935.6269 | 935.3325 | 937.2072 | 937.1065 | 936.9346 | 936.867 | 936.8003 | 935.4475 | 935.8466 | 935.5194 | 934.8783 | 935.7649 | 935.3631 | 934.3837 | 932.8009 | 933.6439 | 933.2851 | 933.4055 | 934.3459 | 933.3662 | 929.1737 | 933.407 | 934.8462 | 933.6111 | 932.4815 | 933.9262 | 932.8087 | 933.2918 | 933.1718 | 930.7854 | 930.6549 | 929.0446 | 921.0863 | 913.8184 | 927.6076 | 928.0811 | 928.4078 | 928.9172 | 928.1274 | 927.0785 | 927.3194 | 927.5108 | 924.0779 | 925.8044 | 924.6427 | 923.8192 | 924.0138 | 919.625
| D | 837.2416 | 838.262 | 840.4082 | 840.4094 | 841.7844 | 841.7557 | 841.0951 | 840.912 | 842.3072 | 843.3329 | 842.0195 | 839.1121 | 836.2383 | 837.0112 | 837.5856 | 835.8591 | 834.3101 | 834.6656 | 836.8254 | 837.7256 | 837.4774 | 839.8619 | 839.3372 | 839.2711 | 839.4372 | 841.9292 | 841.576 | 841.8162 | 843.6287 | 843.5764 | 843.6287 | 844.2234 | 844.3478 | 844.6938 | 843.5504 | 844.8395 | 844.3532 | 843.3432 | 842.9631 | 844.1031 | 843.8705 | 843.5007 | 843.7637 | 844.649 | 844.3027 | 844.5514 | 845.0579 | 844.599 | 845.2388 | 844.8115 | 844.9314 | 845.1225 | 844.6175 | 844.9566 | 845.6293 | 845.0984 | 845.4932 | 845.5836 | 845.5849 | 845.5167 | 845.1796 | 845.2974 | 845.4353 | 845.2282 | 845.2511 | 845.5281 | 845.9502 | 845.9933 | 846.0996 | 846.3947 | 846.7419 | 845.7065 | 845.9085 | 846.543 | 847.06 | 846.6653 | 846.3362 | 846.7452 | 847.0403 | 847.3992 | 847.3622 | 847.0791 | 847.3062 | 847.325 | 847.3773 | 847.6485 | 847.7193 | 847.8919 | 847.7018 | 847.9269 | 847.2088 | 847.284 | 846.9786 | 846.7219 | 846.3959 | 845.794 | 845.6968 | 845.7405 | 844.7397 | 844.7638 | 844.7405 | 844.3715 | 844.8361 | 844.8846 | 843.3616 | 842.4781 | 842.5612 | 843.5739 | 843.8229 | 844.1824 | 844.2827 | 843.8997 | 843.7421 | 842.5758 | 843.1296 | 843.1571 | 843.5593 | 844.1315 | 844.8016 | 845.1805 | 845.1227 | 845.2628 | 845.2164 | 844.6187 | 844.8612 | 844.6422 | 844.9804 | 844.9793 | 844.8123 | 844.1675 | 844.4939 | 845.3775 | 844.5712 | 844.6929 | 845.5395 | 845.5627 | 846.2838 | 845.7421 | 845.653 | 846.8948 | 846.6145 | 846.3887 | 845.2885 | 846.0494 | 845.6465 | 844.688 | 845.0715 | 844.9767 | 845.0488 | 845.1182 | 844.5656 | 844.5644 | 845.3965 | 844.3403 | 843.33 | 842.5588 | 844.3406 | 844.5878 | 844.6375 | 844.6134 | 844.8572 | 845.0479 | 844.5141 | 844.7353 | 845.7145 | 845.7373 | 846.4666 | 846.2792 | 845.8648 | 845.6187 | 845.6632 | 845.4828 | 845.9523 | 845.5057 | 844.7542 | 844.8025 | 844.7049 | 843.641 | 844.6578 | 844.995 | 845.6554 | 844.6973 | 843.9481 | 844.3283 | 844.6733 | 843.5564 | 843.6896 | 843.3455 | 842.2639 | 842.5426 | 840.2381 | 834.1412 | 829.7639 | 831.6945 | 828.5868 | 826.5591 | 829.8486 | 837.856 | 842.7587 | 836.6318 | 840.3561 | 842.1076 | 842.5927 | 843.7875 | 843.3239 | 843.8528 | 844.9015 | 845.7335 | 846.0003 | 845.3279 | 844.443 | 845.5112 | 845.7575 | 845.692 | 845.6233 | 845.396 | 845.9912 | 844.8001 | 844.0043 | 844.0544 | 844.3325 | 845.1566 | 845.5944 | 844.9707 | 845.2282 | 845.639 | 846.0771 | 845.4111 | 845.5126 | 844.8335 | 845.7386 | 846.3839 | 846.0224 | 845.8033 | 844.1398 | 843.3568 | 843.5169 | 844.3916 | 836.6472 | 832.1873 | 845.7815 | 846.9301 | 846.8709 | 846.5707 | 846.4266 | 845.806 | 845.0269 | 845.5597 | 845.9599 | 845.2385 | 845.192 | 845.7839 | 846.7149 | 846.5321
| E | 870.9313 | 879.4835 | 887.801 | 882.5273 | 870.8121 | 848.1169 | 824.3852 | 806.921 | 773.5043 | 766.1763 | 787.0597 | 810.9985 | 842.2687 | 871.0239 | 884.6448 | 887.7405 | 898.6729 | 893.1309 | 886.0509 | 899.3621 | 910.3793 | 914.7729 | 896.75 | 897.1215 | 896.0316 | 889.8659 | 888.5118 | 875.7446 | 862.3753 | 845.3279 | 825.4517 | 817.0255 | 799.2487 | 800.5716 | 804.977 | 800.1743 | 809.0411 | 813.3849 | 818.2941 | 813.84 | 821.0198 | 815.5407 | 805.3858 | 789.1038 | 772.8153 | 746.4249 | 727.2046 | 736.7586 | 746.2189 | 786.8417 | 803.7719 | 822.2664 | 831.7736 | 844.4547 | 851.6937 | 861.0524 | 864.7967 | 881.4351 | 900.0456 | 904.3388 | 906.6035 | 927.088 | 940.8375 | 951.9209 | 958.758 | 958.6186 | 959.7198 | 958.3349 | 954.6788 | 954.0345 | 956.5505 | 956.1617 | 952.6219 | 954.2913 | 965.1474 | 968.1165 | 967.2046 | 962.7007 | 961.5209 | 962.2343 | 962.9671 | 961.7722 | 960.662 | 968.4907 | 971.4674 | 976.0867 | 973.5759 | 979.4131 | 983.6119 | 988.3804 | 987.9958 | 987.9992 | 985.4922 | 985.8925 | 987.9123 | 993.7173 | 993.7567 | 996.2817 | 998.4839 | 1000.6879 | 1005.6619 | 1008.2921 | 1005.5107 | 1005.0747 | 1002.5816 | 1001.5052 | 998.6001 | 998.2697 | 1000.5927 | 1003.711 | 1003.3215 | 1002.5984 | 1001.436 | 999.9799 | 1002.3823 | 1004.7603 | 1006.5805 | 1011.0268 | 1011.3745 | 1011.6447 | 1010.6092 | 1011.9078 | 1013.0973 | 1010.8095 | 1012.2907 | 1009.14 | 1007.5472 | 1007.2702 | 1003.8184 | 1001.7113 | 1001.6462 | 1007.8259 | 1009.5564 | 1005.831 | 999.8243 | 997.0787 | 999.8993 | 993.0735 | 985.3863 | 980.2304 | 987.8 | 977.4073 | 964.9463 | 960.2416 | 962.3847 | 975.9729 | 978.111 | 982.2406 | 986.1148 | 980.9202 | 976.605 | 975.6477 | 974.475 | 982.5956 | 984.1148 | 985.4016 | 986.3808 | 983.9032 | 982.5871 | 993.5243 | 997.1041 | 1006.5003 | 1005.9298 | 1006.284 | 1007.1204 | 1011.9801 | 1009.1669 | 1008.2721 | 1014.0545 | 1016.9148 | 1020.5656 | 1019.208 | 1020.2346 | 1022.1474 | 1020.2237 | 1014.26 | 1013.8421 | 1016.9541 | 1020.8953 | 1021.1679 | 1023.0302 | 1024.1362 | 1021.6112 | 1022.4774 | 1023.2982 | 1023.6177 | 1024.757 | 1023.0912 | 1023.9401 | 1025.0158 | 1025.3356 | 1024.9486 | 1024.2095 | 1024.6212 | 1024.9507 | 1025.5074 | 1025.5049 | 1024.9099 | 1024.3618 | 1023.5498 | 1021.901 | 1021.2976 | 1018.2901 | 1021.6187 | 1023.101 | 1023.6167 | 1021.3296 | 1020.5949 | 1023.0145 | 1022.8106 | 1021.9139 | 1019.2876 | 1016.6121 | 1015.9497 | 1015.4999 | 1010.7797 | 1008.53 | 1005.2423 | 1003.6681 | 997.3463 | 996.3208 | 987.521 | 987.521 | 987.4186 | 986.4647 | 976.8658 | 975.1366 | 967.755 | 960.3325 | 967.8132 | 969.5398 | 963.8103 | 963.2287 | 961.4191 | 961.9042 | 960.586 | 957.3833 | 949.7032 | 959.3601 | 965.7321 | 971.1345 | 963.6086 | 952.5833 | 948.643 | 945.8531 | 942.2068 | 940.9533 | 932.1937 | 919.5071 | 913.6136 | 906.0661 | 906.5607 | 891.531 | 896.8227
| F | 113.9067 | 114.2968 | 115.0662 | 114.7252 | 116.2635 | 116.5123 | 116.242 | 116.3466 | 116.9434 | 116.7811 | 115.5971 | 114.6856 | 113.6531 | 112.774 | 111.8594 | 112.0395 | 111.727 | 110.9327 | 110.9343 | 112.0452 | 112.7367 | 112.1153 | 112.2288 | 112.497 | 112.3542 | 112.8472 | 111.1398 | 110.9892 | 110.6009 | 111.4312 | 113.8367 | 115.9316 | 115.8781 | 115.1034 | 113.0502 | 111.7998 | 110.5036 | 108.5651 | 109.693 | 112.025 | 111.1682 | 110.6642 | 108.8706 | 108.8714 | 110.0185 | 109.901 | 110.3637 | 110.4787 | 108.5437 | 107.0559 | 105.3851 | 107.2989 | 107.7111 | 106.889 | 108.4554 | 109.1896 | 108.9776 | 108.55 | 106.4986 | 105.0367 | 106.1374 | 108.4603 | 110.6658 | 111.2136 | 111.1712 | 109.677 | 111.1496 | 111.8066 | 112.1002 | 111.4222 | 111.6241 | 103.4998 | 99.7501 | 113.3137 | 113.1135 | 115.1325 | 115.8709 | 116.4463 | 118.3735 | 119.0447 | 120.0552 | 120.0944 | 121.819 | 123.4144 | 124.4016 | 126.3483 | 127.3844 | 128.3839 | 128.4146 | 129.1167 | 129.8117 | 130.6627 | 131.3613 | 131.7833 | 130.8752 | 131.645 | 132.5039 | 132.4564 | 133.0085 | 134.7018 | 135.7063 | 136.2399 | 136.158 | 137.0584 | 137.3273 | 137.2552 | 137.5949 | 137.8818 | 138.297 | 138.3786 | 137.972 | 137.8252 | 137.4975 | 137.6597 | 137.6063 | 137.5603 | 137.2761 | 136.5955 | 136.5695 | 136.2477 | 136.3522 | 136.1618 | 135.6543 | 135.5089 | 135.45 | 136.0512 | 136.3072 | 136.5567 | 136.4864 | 135.9113 | 135.2822 | 135.0408 | 135.4049 | 134.5764 | 135.1756 | 135.7838 | 135.4054 | 135.6214 | 136.386 | 136.413 | 136.4924 | 137.1159 | 137.8065 | 137.7242 | 137.2325 | 137.7706 | 137.8006 | 138.1417 | 138.1277 | 138.5815 | 138.9552 | 138.785 | 139.2918 | 138.9192 | 138.627 | 138.6013 | 138.7854 | 138.4647 | 138.7795 | 138.908 | 138.7916 | 138.8899 | 139.1595 | 139.3089 | 139.243 | 139.3789 | 139.3895 | 139.4937 | 139.2457 | 139.1277 | 139.3113 | 139.3544 | 139.4126 | 139.4595 | 139.0528 | 139.1106 | 139.0818 | 139.3275 | 139.0355 | 139.0587 | 139.2537 | 138.9309 | 139.0725 | 139.164 | 139.0955 | 139.1752 | 139.1584 | 138.9488 | 139.0431 | 138.8887 | 139.0899 | 139.2258 | 139.046 | 138.6932 | 138.9457 | 138.9693 | 139.1891 | 139.0226 | 138.9035 | 139.2394 | 139.206 | 139.289 | 139.3806 | 139.4539 | 139.3816 | 139.2795 | 139.3067 | 139.2628 | 139.5419 | 139.527 | 139.5014 | 139.4913 | 139.4814 | 139.2799 | 139.3394 | 139.2906 | 139.1952 | 139.3272 | 139.2674 | 139.1215 | 138.8859 | 139.0114 | 138.958 | 138.9759 | 139.1159 | 138.9701 | 138.3458 | 138.9761 | 139.1904 | 139.0065 | 138.8383 | 139.0534 | 138.887 | 138.959 | 138.9411 | 138.5858 | 138.5664 | 138.3266 | 137.1417 | 136.0595 | 138.1126 | 138.1831 | 138.2318 | 138.3076 | 138.19 | 138.0339 | 138.0697 | 138.0982 | 137.5871 | 137.8442 | 137.6712 | 137.5486 | 137.5776 | 136.9241
G
H
I
| J | 358.5186 | 351.2354 | 349.8382 | 354.571 | 356.3643 | 347.1899 | 334.4783 | 332.0116 | 334.3267 | 334.8675 | 336.2856 | 336.8192 | 328.8765 | 320.8913 | 318.972 | 315.4841 | 311.3344 | 309.5638 | 310.4137 | 308.6096 | 299.2886 | 288.2825 | 290.4002 | 299.6831 | 307.4483 | 307.271 | 307.7266 | 313.0397 | 320.1592 | 334.5432 | 350.0114 | 365.4832 | 377.5922 | 384.6092 | 386.3699 | 384.6459 | 380.6177 | 373.3016 | 359.4906 | 334.673 | 301.3062 | 270.4232 | 244.8738 | 230.1405 | 223.7195 | 220.276 | 224.883 | 234.6906 | 247.1234 | 257.6418 | 263.1934 | 263.1934 | 257.2391 | 249.1982 | 242.0562 | 236.8113 | 233.8253 | 231.5184 | 228.9263 | 226.4853 | 227.0631 | 231.0149 | 239.8371 | 252.3641 | 268.7598 | 288.1166 | 303.7437 | 315.7753 | 321.2444 | 320.1356 | 312.9166 | 304.798 | 302.295 | 306.9159 | 314.0213 | 320.8441 | 322.9527 | 322.7663 | 321.6203 | 321.2679 | 318.5905 | 311.086 | 305.1568 | 300.784 | 293.6089 | 282.0993 | 270.038 | 262.5242 | 258.0441 | 249.9927 | 241.3073 | 238.3276 | 235.1224 | 228.2499 | 221.7606 | 215.9618 | 210.2518 | 205.4654 | 202.2548 | 198.1785 | 192.8419 | 188.8982 | 184.0505 | 177.2744 | 171.641 | 171.408 | 173.5779 | 169.6572 | 160.4486 | 151.3083 | 142.4962 | 135.9977 | 130.1788 | 121.9117 | 113.35 | 109.131 | 106.7255 | 103.782 | 102.7242 | 101.6645 | 100.2045 | 99.5397 | 97.8078 | 94.3295 | 90.157 | 86.0929 | 81.3187 | 76.7852 | 74.4375 | 72.2204 | 69.2993 | 65.6652 | 62.9972 | 64.4027 | 68.0435 | 67.7176 | 64.3559 | 61.6828 | 58.8578 | 58.7163 | 61.1187 | 62.1055 | 60.6953 | 57.7246 | 56.4949 | 59.1408 | 65.9921 | 71.5724 | 74.4837 | 74.2069 | 70.8774 | 68.0901 | 68.6484 | 71.5261 | 77.3364 | 83.7784 | 87.8572 | 90.022 | 89.8869 | 86.1835 | 82.0941 | 82.7774 | 86.7268 | 89.5265 | 91.5509 | 93.7032 | 94.3743 | 93.3002 | 92.8521 | 92.4486 | 91.2364 | 91.0567 | 92.2692 | 93.2106 | 93.5689 | 93.1658 | 92.1794 | 90.562 | 89.7518 | 90.022 | 88.5345 | 86.2288 | 85.5037 | 85.7757 | 85.9116 | 86.4552 | 88.3088 | 91.5509 | 95.8481 | 98.4745 | 98.2079 | 97.363 | 97.6299 | 98.3856 | 98.6521 | 97.2739 | 95.8035 | 94.8212 | 93.0762 | 90.3371 | 86.8173 | 83.8238 | 83.9148 | 85.1409 | 85.2316 | 84.8232 | 85.5944 | 87.9024 | 90.472 | 91.0117 | 90.7419 | 88.8503 | 86.5004 | 80.9535 | 71.2945 | 59.7065 | 51.2208 | 49.9798 | 57.11 | 66.8321 | 72.3592 | 77.0149 | 73.5608 | 59.6123 | 42.633 | 21.8834 | 6.5525 | 0 | 0 | 0 | 0 | 0 | 0 | 0 | 0 | 0 | 0 | 0 | 0 | 0 | 20.4433 | 43.9349 | 41.4738 | 27.8633 | 12.1482 | 4.1205 | 10.5894 | 19.6476 | 21.9826 | 20.3936 | 19.0005 | 19.4485 | 31.0074 | 62.1055
| K | 589.8132 | 589.7899 | 589.8065 | 589.6595 | 589.3749 | 589.1217 | 588.7556 | 588.4158 | 588.2319 | 587.9628 | 587.4617 | 587.3116 | 587.2471 | 586.6986 | 584.3674 | 581.8853 | 580.7803 | 580.8772 | 580.4572 | 579.7756 | 580.4572 | 581.3548 | 581.8117 | 581.3643 | 579.5916 | 576.4556 | 573.0554 | 569.707 | 566.7803 | 564.9059 | 562.8489 | 561.9223 | 562.752 | 562.298 | 559.7871 | 555.5976 | 552.1168 | 550.6054 | 549.6144 | 547.9161 | 545.3046 | 542.6163 | 540.4579 | 542.6163 | 545.9188 | 545.3457 | 540.9535 | 536.0222 | 531.8683 | 526.3472 | 520.1711 | 513.1513 | 504.1936 | 494.2407 | 484.0307 | 476.4849 | 475.964 | 480.9285 | 490.3157 | 500.2425 | 508.7472 | 513.3925 | 512.5334 | 508.7748 | 511.2089 | 517.0689 | 521.4694 | 524.2785 | 526.9566 | 530.4343 | 532.6834 | 535.1854 | 542.4894 | 553.1707 | 562.3143 | 567.1824 | 568.7858 | 569.3126 | 569.833 | 571.0726 | 571.9976 | 573.5159 | 574.9222 | 574.4435 | 574.5176 | 575.8112 | 576.1059 | 574.8368 | 573.9327 | 573.6933 | 573.6807 | 573.7438 | 573.4395 | 573.0039 | 572.1826 | 571.3968 | 570.4299 | 569.0143 | 568.1947 | 567.2417 | 565.0609 | 561.1139 | 556.3708 | 551.6988 | 546.4274 | 540.5011 | 535.0264 | 531.4939 | 527.539 | 523.0065 | 520.3501 | 518.266 | 512.668 | 500.8783 | 485.2217 | 470.2229 | 456.2483 | 442.9913 | 430.6553 | 416.9848 | 405.0828 | 398.3941 | 387.0561 | 365.7392 | 342.9803 | 328.4647 | 317.6211 | 309.7268 | 301.3583 | 293.4964 | 288.4962 | 281.6397 | 273.1914 | 269.8782 | 271.6727 | 271.9442 | 268.0241 | 262.1542 | 256.0089 | 252.2162 | 250.6483 | 249.4138 | 249.6945 | 253.4456 | 255.6195 | 253.4456 | 252.4958 | 254.617 | 260.7751 | 272.0527 | 282.5477 | 288.4962 | 291.133 | 291.659 | 290.1851 | 289.5523 | 291.5539 | 295.5892 | 303.3202 | 311.2537 | 316.0109 | 320.1776 | 324.2628 | 324.5109 | 323.8656 | 323.0206 | 323.7662 | 328.9568 | 334.8752 | 337.6881 | 337.9782 | 342.214 | 347.079 | 349.2572 | 354.7069 | 362.3056 | 368.2407 | 368.5128 | 366.2406 | 363.3613 | 360.0945 | 356.8508 | 357.4084 | 358.0118 | 351.8019 | 342.5494 | 337.8332 | 339.7635 | 343.076 | 345.7007 | 338.3648 | 319.9775 | 298.2989 | 298.2469 | 314.4466 | 312.7257 | 294.3344 | 292.4997 | 310.5417 | 325.7991 | 323.8159 | 297.1541 | 278.5319 | 306.4044 | 354.6602 | 388.3126 | 400.1194 | 403.6297 | 391.9304 | 379.7444 | 379.921 | 371.7643 | 365.4199 | 386.6219 | 409.9399 | 418.5447 | 424.5179 | 423.1428 | 406.6952 | 390.6421 | 385.8391 | 378.5502 | 364.8261 | 351.3317 | 388.3559 | 512.9635 | 571.343 | 488.8468 | 331.1657 | 351.8489 | 464.2395 | 490.4377 | 445.3846 | 406.7777 | 379.8769 | 371.4493 | 397.5497 | 438.9717 | 463.4514 | 436.4131 | 384.1381 | 355.0338 | 370.8184 | 399.5732 | 415.0554 | 418.5846 | 416.9848 | 437.2055 | 461.1416 | 472.119 | 471.8538 | 445.3113 | 407.2723 | 374.9026
total
Hydroelectric
| Zone | 0:00 | 0:05 | 0:10 | 0:15 | 0:20 | 0:25 | 0:30 | 0:35 | 0:40 | 0:45 | 0:50 | 0:55 | 1:00 | 1:05 | 1:10 | 1:15 | 1:20 | 1:25 | 1:30 | 1:35 | 1:40 | 1:45 | 1:50 | 1:55 | 2:00 | 2:05 | 2:10 | 2:15 | 2:20 | 2:25 | 2:30 | 2:35 | 2:40 | 2:45 | 2:50 | 2:55 | 3:00 | 3:05 | 3:10 | 3:15 | 3:20 | 3:25 | 3:30 | 3:35 | 3:40 | 3:45 | 3:50 | 3:55 | 4:00 | 4:05 | 4:10 | 4:15 | 4:20 | 4:25 | 4:30 | 4:35 | 4:40 | 4:45 | 4:50 | 4:55 | 5:00 | 5:05 | 5:10 | 5:15 | 5:20 | 5:25 | 5:30 | 5:35 | 5:40 | 5:45 | 5:50 | 5:55 | 6:00 | 6:05 | 6:10 | 6:15 | 6:20 | 6:25 | 6:30 | 6:35 | 6:40 | 6:45 | 6:50 | 6:55 | 7:00 | 7:05 | 7:10 | 7:15 | 7:20 | 7:25 | 7:30 | 7:35 | 7:40 | 7:45 | 7:50 | 7:55 | 8:00 | 8:05 | 8:10 | 8:15 | 8:20 | 8:25 | 8:30 | 8:35 | 8:40 | 8:45 | 8:50 | 8:55 | 9:00 | 9:05 | 9:10 | 9:15 | 9:20 | 9:25 | 9:30 | 9:35 | 9:40 | 9:45 | 9:50 | 9:55 | 10:00 | 10:05 | 10:10 | 10:15 | 10:20 | 10:25 | 10:30 | 10:35 | 10:40 | 10:45 | 10:50 | 10:55 | 11:00 | 11:05 | 11:10 | 11:15 | 11:20 | 11:25 | 11:30 | 11:35 | 11:40 | 11:45 | 11:50 | 11:55 | 12:00 | 12:05 | 12:10 | 12:15 | 12:20 | 12:25 | 12:30 | 12:35 | 12:40 | 12:45 | 12:50 | 12:55 | 13:00 | 13:05 | 13:10 | 13:15 | 13:20 | 13:25 | 13:30 | 13:35 | 13:40 | 13:45 | 13:50 | 13:55 | 14:00 | 14:05 | 14:10 | 14:15 | 14:20 | 14:25 | 14:30 | 14:35 | 14:40 | 14:45 | 14:50 | 14:55 | 15:00 | 15:05 | 15:10 | 15:15 | 15:20 | 15:25 | 15:30 | 15:35 | 15:40 | 15:45 | 15:50 | 15:55 | 16:00 | 16:05 | 16:10 | 16:15 | 16:20 | 16:25 | 16:30 | 16:35 | 16:40 | 16:45 | 16:50 | 16:55 | 17:00 | 17:05 | 17:10 | 17:15 | 17:20 | 17:25 | 17:30 | 17:35 | 17:40 | 17:45 | 17:50 | 17:55 | 18:00 | 18:05 | 18:10 | 18:15 | 18:20 | 18:25 | 18:30 | 18:35 | 18:40 | 18:45 | 18:50 | 18:55 | 19:00 | 19:05 | 19:10 | 19:15 | 19:20 | 19:25 | 19:30 | 19:35 | 19:40 | 19:45 | 19:50 | 19:55 | 20:00 | 20:05 | 20:10 | 20:15 | 20:20 | 20:25 | 20:30 | 20:35 | 20:40 | 20:45 | 20:50 | 20:55 | 21:00 | 21:05
| A | 0 | 0 | 0 | 0 | 0 | 0 | 0 | 0 | 0 | 0 | 0 | 0 | 0 | 0 | 0 | 0 | 0 | 0 | 0 | 0 | 0 | 0 | 0 | 0 | 0 | 0 | 0 | 0 | 0 | 0 | 0 | 0 | 0 | 0 | 0 | 0 | 0 | 0 | 0 | 0 | 0 | 0 | 0 | 0 | 0 | 0 | 0 | 0 | 0 | 0 | 0 | 0 | 0 | 0 | 0 | 0 | 0 | 0 | 0 | 0 | 0 | 0 | 0 | 0 | 0 | 0 | 0 | 0 | 0 | 0 | 0 | 0 | 0 | 0 | 0 | 0 | 0 | 0 | 0 | 0 | 0 | 0 | 0 | 0 | 0 | 0 | 0 | 0 | 0 | 0 | 0 | 0 | 0 | 0 | 0 | 0 | 0 | 0 | 0 | 0 | 0 | 0 | 0 | 0 | 0 | 0 | 0 | 0 | 0 | 0 | 0 | 0 | 0 | 0 | 0 | 0 | 0 | 0 | 0 | 0 | 0 | 0 | 0 | 0 | 0 | 0 | 0 | 0 | 0 | 0 | 0 | 0 | 0 | 0 | 0 | 0 | 0 | 0 | 0 | 0 | 0 | 0 | 0 | 0 | 0 | 0 | 0 | 0 | 0 | 0 | 0 | 0 | 0 | 0 | 0 | 0 | 0 | 0 | 0 | 0 | 0 | 0 | 0 | 0 | 0 | 0 | 0 | 0 | 0 | 0 | 0 | 0 | 0 | 0 | 0 | 0 | 0 | 0 | 0 | 0 | 0 | 0 | 0 | 0 | 0 | 0 | 0 | 0 | 0 | 0 | 0 | 0 | 0 | 0 | 0 | 0 | 0 | 0 | 0 | 0 | 0 | 0 | 0 | 0 | 0 | 0 | 0 | 0 | 0 | 0 | 0 | 0 | 0 | 0 | 0 | 0 | 0 | 0 | 0 | 0 | 0 | 0 | 0 | 0 | 0 | 0 | 0 | 0 | 0 | 0 | 0 | 0 | 0 | 0 | 0 | 0 | 0 | 0 | 0 | 0 | 0 | 0 | 0 | 0 | 0 | 0 | 0 | 0 | 0 | 0 | 0 | 0 | 0 | 0
| B | 11.0646 | 11.1524 | 11.1088 | 11.021 | 11.1088 | 11.1524 | 11.1524 | 11.0646 | 11.021 | 10.9774 | 11.1524 | 10.5397 | 9.2327 | 9.4645 | 9.3717 | 9.4645 | 9.6963 | 9.8354 | 9.6963 | 9.7427 | 9.789 | 9.8354 | 9.8354 | 9.7427 | 9.6245 | 9.6245 | 9.7162 | 9.7162 | 9.7162 | 9.762 | 9.762 | 9.6245 | 9.5329 | 9.4871 | 9.3955 | 9.5329 | 9.5837 | 9.5373 | 9.6753 | 9.6753 | 9.6295 | 9.5373 | 9.6295 | 9.5373 | 9.4452 | 9.5373 | 9.6295 | 9.5837 | 9.5208 | 9.6124 | 9.6588 | 9.6124 | 9.5666 | 9.5208 | 9.5208 | 9.5666 | 9.5666 | 9.5666 | 9.5208 | 9.3828 | 9.5097 | 9.5097 | 9.5097 | 9.4634 | 9.4634 | 9.5097 | 9.6472 | 9.7394 | 9.7394 | 9.693 | 9.5555 | 9.4634 | 9.2619 | 9.4893 | 9.5798 | 9.5346 | 9.4435 | 9.5798 | 9.6251 | 9.6251 | 9.5346 | 9.5346 | 8.3997 | 8.445 | 8.753 | 8.7077 | 8.3429 | 8.3887 | 8.3887 | 8.4798 | 8.5709 | 8.7077 | 8.8441 | 9.3458 | 9.7559 | 9.3 | 8.2739 | 8.3655 | 8.3197 | 8.1359 | 7.9521 | 7.9063 | 7.9063 | 7.8599 | 7.9521 | 8.2281 | 8.2739 | 8.2739 | 8.6702 | 8.8115 | 8.8584 | 8.9059 | 8.8584 | 8.8115 | 8.7171 | 8.8115 | 8.9059 | 9.141 | 9.4705 | 9.6588 | 9.4556 | 9.5015 | 9.5473 | 9.5015 | 9.4556 | 9.3635 | 8.8115 | 8.6277 | 8.7199 | 8.9037 | 8.8579 | 8.8115 | 8.2943 | 8.7166 | 8.9274 | 8.9274 | 9.0544 | 8.041 | 8.0829 | 8.1254 | 8.1254 | 8.1254 | 8.1254 | 7.6607 | 4.823 | 2.1372 | 1.4014 | 1.4748 | 1.6586 | 1.7321 | 1.806 | 1.8424 | 1.769 | 1.6956 | 1.5852 | 1.4748 | 2.6577 | 2.7344 | 2.8111 | 2.964 | 2.7344 | 2.8111 | 2.8873 | 2.964 | 4.265 | 6.7135 | 10.3863 | 10.6159 | 9.7035 | 10.633 | 11.2523 | 12.8452 | 12.8452 | 13.2879 | 12.7128 | 11.4295 | 10.5888 | 9.438 | 9.2614 | 9.1725 | 9.7118 | 9.8034 | 9.7576 | 9.6196 | 9.5738 | 9.6196 | 9.7118 | 9.7576 | 9.6196 | 9.6196 | 9.6196 | 9.6654 | 9.5097 | 9.5097 | 9.6008 | 9.5097 | 9.5097 | 9.327 | 9.2354 | 9.2357 | 9.2354 | 9.1443 | 9.2354 | 9.2354 | 9.1471 | 9.1929 | 9.3309 | 9.4231 | 9.4689 | 9.4689 | 9.4231 | 9.3767 | 9.3767 | 9.4231 | 9.3767 | 9.3309 | 9.2233 | 9.0411 | 9.0864 | 9.1775 | 9.1775 | 8.95 | 7.9941 | 8.0851 | 8.2673 | 8.4036 | 8.4036 | 8.2673 | 8.4571 | 8.8319 | 9.2067 | 9.3938 | 9.5346 | 9.5815 | 9.5815 | 9.6748 | 9.6284 | 9.6284 | 9.6284 | 9.6284 | 9.4363 | 9.6681 | 9.6681 | 9.4363 | 9.1581 | 8.3705 | 7.8141 | 7.4432 | 6.7941 | 7.2577 | 7.3041 | 7.165 | 7.4851 | 7.6728
| C | 36.0324 | 35.7679 | 35.8205 | 35.5552 | 35.4493 | 35.3433 | 35.3433 | 35.2907 | 35.3967 | 35.1314 | 35.1848 | 35.1848 | 34.0702 | 34.3732 | 34.4234 | 34.3732 | 34.4234 | 34.4737 | 34.5608 | 34.6251 | 34.6251 | 34.6251 | 34.6251 | 34.6251 | 33.6448 | 33.6448 | 33.6448 | 33.553 | 33.4619 | 33.4164 | 33.4164 | 33.3701 | 33.4164 | 33.3984 | 33.553 | 33.5985 | 36.1423 | 37.479 | 37.479 | 37.4994 | 37.4994 | 37.5433 | 37.4994 | 37.435 | 37.4994 | 37.435 | 37.4994 | 37.4994 | 37.169 | 37.1046 | 37.1242 | 37.1242 | 37.0599 | 37.0795 | 37.0151 | 37.0347 | 37.0795 | 37.0151 | 37.0599 | 37.0599 | 36.8487 | 36.8275 | 36.8487 | 36.8487 | 36.8927 | 36.804 | 36.7388 | 36.7836 | 36.2969 | 37.3895 | 37.7545 | 37.7984 | 37.592 | 37.5104 | 37.6163 | 37.6163 | 37.4939 | 37.4939 | 37.3715 | 37.4531 | 37.3715 | 37.2482 | 37.289 | 37.2482 | 37.4444 | 37.0088 | 37.2208 | 37.4444 | 37.4444 | 37.4444 | 37.4845 | 37.4696 | 38.785 | 38.745 | 38.8243 | 38.745 | 38.0441 | 37.968 | 38.0056 | 38.0441 | 38.0441 | 38.0441 | 37.979 | 38.0818 | 37.979 | 38.0056 | 38.0056 | 37.9028 | 38.1281 | 38.2348 | 38.2772 | 38.2348 | 38.1697 | 38.1508 | 38.1085 | 38.1085 | 38.1085 | 38.1508 | 38.1508 | 38.2348 | 37.6572 | 37.7011 | 37.7011 | 38.2811 | 38.3251 | 38.3251 | 38.4593 | 38.504 | 38.504 | 38.504 | 38.504 | 38.548 | 38.194 | 38.194 | 38.194 | 38.194 | 38.194 | 38.194 | 38.194 | 38.194 | 38.194 | 38.194 | 38.194 | 38.194 | 40.0495 | 40.1036 | 40.0495 | 40.0495 | 40.0495 | 39.8894 | 39.6217 | 39.4074 | 39.5142 | 39.4608 | 39.8894 | 40.2104 | 40.2999 | 38.9616 | 37.0198 | 37.4468 | 37.1776 | 37.2294 | 37.2294 | 37.165 | 37.282 | 37.3346 | 37.3746 | 37.322 | 38.0504 | 38.1147 | 38.0504 | 38.0504 | 38.0504 | 38.0504 | 38.0504 | 38.1147 | 38.3094 | 41.996 | 42.4567 | 42.4567 | 42.6702 | 42.6702 | 42.6702 | 42.6702 | 42.6702 | 42.6702 | 42.6702 | 42.6702 | 42.6113 | 42.6113 | 42.6702 | 42.6113 | 42.2848 | 42.2848 | 42.3437 | 42.2848 | 42.4088 | 42.3437 | 42.4026 | 42.3437 | 42.3731 | 42.3437 | 42.3437 | 42.2848 | 43.156 | 43.2149 | 43.2801 | 43.2149 | 43.2149 | 43.2149 | 43.156 | 43.2149 | 43.2801 | 43.2801 | 43.2149 | 43.2149 | 43.6537 | 43.6537 | 43.6537 | 43.7188 | 43.7188 | 43.7188 | 43.7188 | 43.7188 | 43.7777 | 43.7777 | 43.7188 | 43.7188 | 41.9874 | 41.9874 | 41.9285 | 41.9285 | 41.9285 | 41.9285 | 41.9285 | 41.9285 | 41.9285 | 41.9285 | 41.9285 | 41.81 | 41.5329 | 41.5329 | 41.474 | 41.474 | 41.474 | 41.474 | 41.4152 | 41.4152 | 41.3563 | 41.2974 | 41.2974 | 41.2974 | 40.9803 | 37.6752
| D | 0 | 0 | 0 | 0 | 0 | 0 | 0 | 0 | 0 | 0 | 0 | 0 | 0 | 0 | 0 | 0 | 0 | 0 | 0 | 0 | 0 | 0 | 0 | 0 | 0 | 0 | 0 | 0 | 0 | 0 | 0 | 0 | 0 | 0 | 0 | 0 | 0 | 0 | 0 | 0 | 0 | 0 | 0 | 0 | 0 | 0 | 0 | 0 | 0 | 0 | 0 | 0 | 0 | 0 | 0 | 0 | 0 | 0 | 0 | 0 | 0 | 0 | 0 | 0 | 0 | 0 | 0 | 0 | 0 | 0 | 0 | 0 | 0 | 0 | 0 | 0 | 0 | 0 | 0 | 0 | 0 | 0 | 0 | 0 | 0 | 0 | 0 | 0 | 0 | 0 | 0 | 0 | 0 | 0 | 0 | 0 | 0 | 0 | 0 | 0 | 0 | 0 | 0 | 0 | 0 | 0 | 0 | 0 | 0 | 0 | 0 | 0 | 0 | 0 | 0 | 0 | 0 | 0 | 0 | 0 | 0 | 0 | 0 | 0 | 0 | 0 | 0 | 0 | 0 | 0 | 0 | 0 | 0 | 0 | 0 | 0 | 0 | 0 | 0 | 0 | 0 | 0 | 0 | 0 | 0 | 0 | 0 | 0 | 0 | 0 | 0 | 0 | 0 | 0 | 0 | 0 | 0 | 0 | 0 | 0 | 0 | 0 | 0 | 0 | 0 | 0 | 0 | 0 | 0 | 0 | 0 | 0 | 0 | 0 | 0 | 0 | 0 | 0 | 0 | 0 | 0 | 0 | 0 | 0 | 0 | 0 | 0 | 0 | 0 | 0 | 0 | 0 | 0 | 0 | 0 | 0 | 0 | 0 | 0 | 0 | 0 | 0 | 0 | 0 | 0 | 0 | 0 | 0 | 0 | 0 | 0 | 0 | 0 | 0 | 0 | 0 | 0 | 0 | 0 | 0 | 0 | 0 | 0 | 0 | 0 | 0 | 0 | 0 | 0 | 0 | 0 | 0 | 0 | 0 | 0 | 0 | 0 | 0 | 0 | 0 | 0 | 0 | 0 | 0 | 0 | 0 | 0 | 0 | 0 | 0 | 0 | 0 | 0 | 0
| E | 107.6865 | 107.6658 | 107.7168 | 107.5575 | 107.5644 | 107.5072 | 107.4003 | 107.5099 | 107.0507 | 106.939 | 107.1583 | 107.6734 | 107.521 | 107.692 | 107.6347 | 107.692 | 107.7561 | 107.6347 | 107.4713 | 107.4644 | 107.3493 | 107.4072 | 107.352 | 107.2934 | 107.4224 | 107.4734 | 107.4231 | 107.4231 | 107.5885 | 107.5879 | 107.652 | 107.5375 | 107.5954 | 107.4761 | 107.5396 | 107.5396 | 107.4293 | 107.4851 | 107.4279 | 107.3713 | 106.8583 | 106.688 | 107.0866 | 107.199 | 107.3155 | 107.3713 | 107.3707 | 107.3141 | 107.0004 | 107.1776 | 107.0631 | 107.121 | 107.1217 | 106.8356 | 107.0631 | 107.5706 | 107.5127 | 107.3982 | 107.2286 | 107.2948 | 107.5782 | 107.4637 | 107.4644 | 107.2989 | 107.121 | 107.2355 | 107.1762 | 107.2403 | 107.1769 | 107.0073 | 107.1217 | 106.8066 | 110.8356 | 113.2917 | 113.9185 | 113.7385 | 114.3639 | 114.7115 | 115.1142 | 114.9438 | 114.8859 | 114.717 | 114.6598 | 122.6322 | 130.6881 | 127.5293 | 126.4398 | 127.0652 | 127.0101 | 127.0059 | 127.2383 | 127.1811 | 127.1238 | 126.9528 | 126.9528 | 143.681 | 146.4405 | 147.7644 | 147.1328 | 146.7874 | 146.6164 | 146.6619 | 146.1502 | 146.2095 | 146.5509 | 146.6067 | 146.8363 | 147.2935 | 155.7065 | 156.3899 | 156.3347 | 156.3906 | 156.2775 | 156.2782 | 156.2782 | 156.1044 | 156.4574 | 156.4588 | 155.1542 | 154.8136 | 154.8598 | 155.8838 | 156.3968 | 156.6822 | 156.6829 | 156.5119 | 156.6836 | 156.8532 | 156.8512 | 156.9084 | 157.2497 | 157.0767 | 157.1222 | 156.8967 | 156.6664 | 157.4076 | 157.4069 | 157.5173 | 157.9172 | 157.9737 | 157.8593 | 157.8014 | 157.802 | 157.802 | 157.68 | 157.9641 | 157.9641 | 157.9655 | 158.0786 | 158.1358 | 157.8448 | 158.0779 | 158.0792 | 158.1303 | 158.3916 | 158.6764 | 148.9332 | 139.1638 | 138.9915 | 138.8798 | 138.8784 | 138.5377 | 138.3116 | 138.0813 | 138.7129 | 139.4052 | 139.4652 | 139.5245 | 139.4659 | 139.379 | 139.5514 | 139.5527 | 139.4934 | 139.5541 | 139.781 | 140.1209 | 140.0065 | 140.0637 | 140.1195 | 140.063 | 140.1106 | 140.1671 | 140.1671 | 140.1664 | 140.1099 | 139.9389 | 140.0534 | 139.9934 | 140.1678 | 140.2271 | 140.3416 | 140.3443 | 140.3333 | 140.1664 | 140.2809 | 140.6208 | 140.7367 | 140.6808 | 140.7367 | 140.7667 | 140.7653 | 140.8525 | 140.7939 | 149.1801 | 156.414 | 156.4719 | 156.1844 | 156.414 | 156.6574 | 156.6567 | 156.543 | 156.5905 | 156.5305 | 160.4057 | 160.5733 | 160.6891 | 160.7436 | 160.5726 | 160.7429 | 160.3961 | 160.5699 | 160.8022 | 160.6871 | 160.7443 | 160.5168 | 160.2878 | 160.2878 | 160.5147 | 160.4706 | 160.5843 | 160.5278 | 160.4147 | 160.5857 | 160.4726 | 160.4147 | 160.4147 | 160.5285 | 160.5292 | 160.4147 | 160.3547 | 160.3154 | 160.4313 | 160.6043 | 160.1465 | 160.2051 | 160.263 | 160.1451 | 160.0892 | 160.1465 | 160.2037 | 160.1479 | 159.9741 | 146.8336 | 130.2881
| F | 91.9116 | 92.0724 | 91.9129 | 91.9122 | 92.2358 | 91.9129 | 91.9667 | 91.8584 | 91.7508 | 91.8052 | 91.6444 | 91.5381 | 91.1924 | 91.4071 | 91.4641 | 91.6237 | 91.6243 | 91.3565 | 87.3417 | 83.9171 | 84.2394 | 83.384 | 74.3915 | 73.6393 | 73.481 | 73.5874 | 73.5861 | 73.4765 | 73.5271 | 73.363 | 73.2547 | 71.7587 | 71.2159 | 70.6245 | 70.6776 | 68.6511 | 68.3742 | 63.8569 | 59.5548 | 59.2273 | 58.6852 | 58.2507 | 58.0335 | 56.9538 | 56.6256 | 56.4629 | 54.8092 | 53.8923 | 53.57 | 53.4066 | 53.0162 | 52.5823 | 52.3677 | 52.1939 | 52.1958 | 52.1958 | 52.1414 | 52.024 | 51.915 | 51.8074 | 51.4293 | 49.7108 | 49.4553 | 49.2504 | 48.8257 | 45.7142 | 43.0315 | 42.1742 | 40.5633 | 40.1859 | 39.4875 | 38.4674 | 36.4902 | 35.4319 | 35.6426 | 35.214 | 34.677 | 33.6609 | 32.4839 | 31.4683 | 30.8263 | 30.5047 | 31.5747 | 39.483 | 51.1855 | 51.4702 | 52.4468 | 51.561 | 51.2134 | 52.3353 | 53.8365 | 54.0019 | 54.4895 | 54.8131 | 55.0855 | 55.9084 | 57.7559 | 58.3487 | 58.6735 | 58.944 | 59.0503 | 59.586 | 58.6722 | 60.6534 | 60.1151 | 59.466 | 62.4114 | 70.7152 | 71.0434 | 70.5025 | 74.8578 | 76.8467 | 77.0639 | 77.226 | 77.3337 | 77.2267 | 76.7967 | 76.1521 | 76.0983 | 76.0445 | 75.8837 | 75.885 | 75.9284 | 76.0827 | 75.7468 | 75.2144 | 75.5341 | 75.5918 | 75.8117 | 75.8733 | 76.0445 | 77.1891 | 78.5872 | 79.0243 | 79.1909 | 79.3005 | 79.842 | 80.1144 | 80.3828 | 81.1292 | 81.9327 | 82.0929 | 82.7349 | 82.8432 | 83.6849 | 84.3853 | 85.5098 | 85.6686 | 85.9916 | 86.3152 | 86.2614 | 86.2614 | 86.1544 | 86.4228 | 87.7036 | 92.1956 | 92.8292 | 95.7973 | 98.589 | 98.211 | 98.7499 | 98.3193 | 98.5333 | 99.233 | 98.8562 | 99.3945 | 99.4016 | 99.5494 | 100.72 | 102.8424 | 104.3618 | 105.3385 | 105.7172 | 106.3624 | 106.3585 | 105.4383 | 105.1621 | 104.5629 | 104.343 | 103.7996 | 103.585 | 103.4235 | 104.2334 | 105.2613 | 105.8015 | 106.2917 | 106.5116 | 106.9448 | 107.3773 | 107.8105 | 107.7015 | 107.2709 | 107.7819 | 107.7288 | 107.8371 | 107.8371 | 107.8909 | 107.4078 | 107.9467 | 107.4616 | 107.5679 | 107.5154 | 107.1892 | 106.5414 | 106.0194 | 106.0174 | 106.0161 | 106.1231 | 106.2859 | 106.0706 | 105.9629 | 105.1562 | 105.5356 | 105.4292 | 105.4312 | 106.1341 | 105.7963 | 105.6335 | 105.6335 | 102.9475 | 103.0551 | 103.0013 | 102.7316 | 101.7115 | 101.9826 | 102.0377 | 101.8762 | 101.2848 | 100.8114 | 101.1882 | 100.3814 | 100.2725 | 100.1629 | 99.8387 | 100.2686 | 99.5695 | 99.9424 | 99.565 | 99.1889 | 99.1351 | 99.3335 | 99.4424 | 99.2797 | 98.578 | 98.7382 | 98.5767 | 98.8458 | 98.3608 | 97.9295 | 98.7375 | 98.4139 | 98.1435 | 98.0858 | 95.4517
| G | 8.7761 | 8.3832 | 8.3214 | 8.3521 | 8.445 | 8.3214 | 8.3214 | 8.3521 | 8.3832 | 8.4139 | 8.3832 | 8.3521 | 9.1727 | 9.0544 | 8.9754 | 8.9361 | 8.9754 | 8.8964 | 8.7782 | 8.8964 | 8.8571 | 8.8964 | 9.0147 | 8.8571 | 8.1246 | 8.2711 | 8.3296 | 8.2928 | 8.3808 | 8.3513 | 8.2711 | 8.3591 | 8.4761 | 8.3881 | 8.0075 | 7.8315 | 8.8715 | 8.6472 | 8.6889 | 8.8342 | 9.0589 | 8.984 | 9.0961 | 9.1334 | 9.0213 | 9.0961 | 9.0213 | 8.8011 | 8.3652 | 8.4626 | 8.4954 | 8.4954 | 8.7229 | 8.6906 | 8.6255 | 8.5928 | 8.5928 | 8.6578 | 8.7229 | 8.7229 | 8.9259 | 8.4986 | 8.7708 | 8.6153 | 8.7319 | 8.1102 | 8.9259 | 8.9672 | 8.8895 | 8.6153 | 8.6541 | 11.5218 | 10.4614 | 10.3747 | 10.3415 | 10.4189 | 10.2695 | 9.9765 | 10.0595 | 9.9928 | 10.0149 | 10.1471 | 10.3427 | 12.7263 | 15.0345 | 14.854 | 14.6338 | 14.6698 | 14.9592 | 14.8871 | 15.0345 | 14.9956 | 15.2154 | 14.6367 | 14.926 | 14.8176 | 14.7815 | 14.7447 | 14.8912 | 14.9645 | 14.8912 | 14.9276 | 14.818 | 14.9276 | 14.8912 | 14.7083 | 14.8544 | 14.8544 | 14.9305 | 14.6719 | 14.8659 | 15.1245 | 15.0922 | 14.9628 | 15.1892 | 15.1892 | 15.2857 | 15.3504 | 15.1245 | 15.0598 | 15.2829 | 15.2481 | 15.075 | 15.2829 | 15.3872 | 15.4912 | 15.4912 | 15.3872 | 15.422 | 15.5608 | 15.526 | 13.2616 | 11.5144 | 11.1744 | 11.4125 | 11.4097 | 11.1404 | 11.3757 | 11.5799 | 11.4461 | 11.4121 | 11.2398 | 11.6192 | 11.546 | 11.1007 | 11.0332 | 10.831 | 10.9321 | 10.831 | 10.797 | 10.8645 | 10.7635 | 10.5273 | 10.5985 | 10.6321 | 10.5948 | 10.9619 | 11.0741 | 11.2615 | 11.1866 | 11.1117 | 11.2988 | 11.4862 | 11.4862 | 11.7109 | 11.7109 | 11.9356 | 12.0477 | 11.8459 | 11.7518 | 11.7833 | 11.7833 | 11.7203 | 11.7203 | 11.7203 | 11.7833 | 11.8721 | 11.8406 | 11.7203 | 11.8459 | 11.5505 | 11.476 | 11.4387 | 11.4391 | 11.5132 | 11.5877 | 11.5132 | 11.5132 | 11.4019 | 11.3233 | 9.2766 | 9.1772 | 8.7597 | 9.0114 | 9.8721 | 9.9347 | 9.9347 | 10.0604 | 9.9662 | 10.0759 | 10.1072 | 10.0915 | 10.2482 | 10.3423 | 10.752 | 10.7164 | 10.788 | 10.788 | 10.6808 | 10.6448 | 10.5736 | 10.6092 | 10.6092 | 10.6448 | 10.752 | 10.752 | 10.4311 | 10.3992 | 10.4311 | 10.3358 | 10.4311 | 10.3358 | 10.3677 | 10.4344 | 10.3992 | 10.3039 | 10.177 | 10.0182 | 10.2822 | 10.2822 | 10.2486 | 10.4516 | 10.5191 | 10.3501 | 10.1131 | 10.2822 | 10.5191 | 10.4516 | 10.2822 | 10.2486 | 10.4913 | 10.4144 | 10.5302 | 10.7229 | 10.5687 | 10.6071 | 10.6845 | 10.7229 | 10.646 | 10.4144 | 10.337 | 10.5302 | 9.9057 | 9.9703
| H | 0 | 0 | 0 | 0 | 0 | 0 | 0 | 0 | 0 | 0 | 0 | 0 | 0 | 0 | 0 | 0 | 0 | 0 | 0 | 0 | 0 | 0 | 0 | 0 | 0 | 0 | 0 | 0 | 0 | 0 | 0 | 0 | 0 | 0 | 0 | 0 | 0 | 0 | 0 | 0 | 0 | 0 | 0 | 0 | 0 | 0 | 0 | 0 | 0 | 0 | 0 | 0 | 0 | 0 | 0 | 0 | 0 | 0 | 0 | 0 | 0 | 0 | 0 | 0 | 0 | 0 | 0 | 0 | 0 | 0 | 0 | 0 | 0 | 0 | 0 | 0 | 0 | 0 | 0 | 0 | 0 | 0 | 0 | 0 | 0 | 0 | 0 | 0 | 0 | 0 | 0 | 0 | 0 | 0 | 0 | 0 | 0 | 0 | 0 | 0 | 0 | 0 | 0 | 0 | 0 | 0 | 0 | 0 | 0 | 0 | 0 | 0 | 0 | 0 | 0 | 0 | 0 | 0 | 0 | 0 | 0 | 0 | 0 | 0 | 0 | 0 | 0 | 0 | 0 | 0 | 0 | 0 | 0 | 0 | 0 | 0 | 0 | 0 | 0 | 0 | 0 | 0 | 0 | 0 | 0 | 0 | 0 | 0 | 0 | 0 | 0 | 0 | 0 | 0 | 0 | 0 | 0 | 0 | 0 | 0 | 0 | 0 | 0 | 0 | 0 | 0 | 0 | 0 | 0 | 0 | 0 | 0 | 0 | 0 | 0 | 0 | 0 | 0 | 0 | 0 | 0 | 0 | 0 | 0 | 0 | 0 | 0 | 0 | 0 | 0 | 0 | 0 | 0 | 0 | 0 | 0 | 0 | 0 | 0 | 0 | 0 | 0 | 0 | 0 | 0 | 0 | 0 | 0 | 0 | 0 | 0 | 0 | 0 | 0 | 0 | 0 | 0 | 0 | 0 | 0 | 0 | 0 | 0 | 0 | 0 | 0 | 0 | 0 | 0 | 0 | 0 | 0 | 0 | 0 | 0 | 0 | 0 | 0 | 0 | 0 | 0 | 0 | 0 | 0 | 0 | 0 | 0 | 0 | 0 | 0 | 0 | 0 | 0 | 0
I
J
K
total
Solar (Utility Scale)
| Zone | 0:00 | 0:05 | 0:10 | 0:15 | 0:20 | 0:25 | 0:30 | 0:35 | 0:40 | 0:45 | 0:50 | 0:55 | 1:00 | 1:05 | 1:10 | 1:15 | 1:20 | 1:25 | 1:30 | 1:35 | 1:40 | 1:45 | 1:50 | 1:55 | 2:00 | 2:05 | 2:10 | 2:15 | 2:20 | 2:25 | 2:30 | 2:35 | 2:40 | 2:45 | 2:50 | 2:55 | 3:00 | 3:05 | 3:10 | 3:15 | 3:20 | 3:25 | 3:30 | 3:35 | 3:40 | 3:45 | 3:50 | 3:55 | 4:00 | 4:05 | 4:10 | 4:15 | 4:20 | 4:25 | 4:30 | 4:35 | 4:40 | 4:45 | 4:50 | 4:55 | 5:00 | 5:05 | 5:10 | 5:15 | 5:20 | 5:25 | 5:30 | 5:35 | 5:40 | 5:45 | 5:50 | 5:55 | 6:00 | 6:05 | 6:10 | 6:15 | 6:20 | 6:25 | 6:30 | 6:35 | 6:40 | 6:45 | 6:50 | 6:55 | 7:00 | 7:05 | 7:10 | 7:15 | 7:20 | 7:25 | 7:30 | 7:35 | 7:40 | 7:45 | 7:50 | 7:55 | 8:00 | 8:05 | 8:10 | 8:15 | 8:20 | 8:25 | 8:30 | 8:35 | 8:40 | 8:45 | 8:50 | 8:55 | 9:00 | 9:05 | 9:10 | 9:15 | 9:20 | 9:25 | 9:30 | 9:35 | 9:40 | 9:45 | 9:50 | 9:55 | 10:00 | 10:05 | 10:10 | 10:15 | 10:20 | 10:25 | 10:30 | 10:35 | 10:40 | 10:45 | 10:50 | 10:55 | 11:00 | 11:05 | 11:10 | 11:15 | 11:20 | 11:25 | 11:30 | 11:35 | 11:40 | 11:45 | 11:50 | 11:55 | 12:00 | 12:05 | 12:10 | 12:15 | 12:20 | 12:25 | 12:30 | 12:35 | 12:40 | 12:45 | 12:50 | 12:55 | 13:00 | 13:05 | 13:10 | 13:15 | 13:20 | 13:25 | 13:30 | 13:35 | 13:40 | 13:45 | 13:50 | 13:55 | 14:00 | 14:05 | 14:10 | 14:15 | 14:20 | 14:25 | 14:30 | 14:35 | 14:40 | 14:45 | 14:50 | 14:55 | 15:00 | 15:05 | 15:10 | 15:15 | 15:20 | 15:25 | 15:30 | 15:35 | 15:40 | 15:45 | 15:50 | 15:55 | 16:00 | 16:05 | 16:10 | 16:15 | 16:20 | 16:25 | 16:30 | 16:35 | 16:40 | 16:45 | 16:50 | 16:55 | 17:00 | 17:05 | 17:10 | 17:15 | 17:20 | 17:25 | 17:30 | 17:35 | 17:40 | 17:45 | 17:50 | 17:55 | 18:00 | 18:05 | 18:10 | 18:15 | 18:20 | 18:25 | 18:30 | 18:35 | 18:40 | 18:45 | 18:50 | 18:55 | 19:00 | 19:05 | 19:10 | 19:15 | 19:20 | 19:25 | 19:30 | 19:35 | 19:40 | 19:45 | 19:50 | 19:55 | 20:00 | 20:05 | 20:10 | 20:15 | 20:20 | 20:25 | 20:30 | 20:35 | 20:40 | 20:45 | 20:50 | 20:55 | 21:00 | 21:05
| A | 0 | 0 | 0 | 0 | 0 | 0 | 0 | 0 | 0 | 0 | 0 | 0 | 0 | 0 | 0 | 0 | 0 | 0 | 0 | 0 | 0 | 0 | 0 | 0 | 0 | 0 | 0 | 0 | 0 | 0 | 0 | 0 | 0 | 0 | 0 | 0 | 0 | 0 | 0 | 0 | 0 | 0 | 0 | 0 | 0 | 0 | 0 | 0 | 0 | 0 | 0 | 0 | 0 | 0 | 0 | 0 | 0 | 0 | 0 | 0 | 0 | 0 | 0 | 0 | 0 | 0 | 0 | 0 | 0 | 0 | 0 | 0 | 0 | 0 | 0 | 0 | 0 | 0 | 0 | 0 | 0 | 0 | 0 | 0 | 0 | 0 | 0 | 0 | 0 | 0 | 0 | 0 | 0 | 0 | 0 | 0 | 0 | 0 | 0 | 0 | 0 | 0 | 0 | 0 | 12.0543 | 24.1087 | 36.163 | 42.05 | 47.937 | 53.824 | 60.2717 | 66.7193 | 73.167 | 74.9892 | 76.8113 | 78.6335 | 77.6523 | 76.6712 | 75.69 | 87.0715 | 98.4531 | 109.8346 | 111.3884 | 112.9423 | 114.4961 | 123.8823 | 133.2685 | 142.6546 | 144.0773 | 145.5 | 146.9227 | 152.6899 | 158.4571 | 164.2244 | 169.8106 | 175.3969 | 180.9832 | 182.1045 | 183.2259 | 184.3472 | 183.1698 | 181.9924 | 180.815 | 184.3659 | 187.9168 | 191.4677 | 187.0503 | 182.6329 | 178.2155 | 179.0056 | 179.7956 | 180.5856 | 177.9352 | 175.2848 | 172.6344 | 178.5695 | 184.5046 | 190.4398 | 180.9591 | 171.4783 | 161.9976 | 166.0625 | 170.1273 | 174.1921 | 165.7871 | 157.3821 | 148.9771 | 153.7651 | 158.553 | 163.3409 | 165.1475 | 166.9541 | 168.7607 | 160.374 | 151.9874 | 143.6008 | 139.9798 | 136.3588 | 132.7378 | 119.3286 | 105.9193 | 92.51 | 90.1739 | 87.8378 | 85.5017 | 90.3047 | 95.1078 | 99.9108 | 84.9971 | 70.0833 | 55.1696 | 53.226 | 51.2823 | 49.3387 | 50.8338 | 52.3289 | 53.824 | 47.096 | 40.368 | 33.64 | 22.4267 | 11.2133 | 0 | 0 | 0 | 0 | 0 | 0 | 0 | 0 | 0 | 0 | 0 | 0 | 0 | 0 | 0 | 0 | 0 | 0 | 0 | 0 | 0 | 0 | 0 | 0 | 0 | 0 | 0 | 0 | 0 | 0 | 0 | 0 | 0 | 0 | 0 | 0 | 0 | 0 | 0 | 0 | 0 | 0 | 0 | 0 | 0 | 0 | 0 | 0 | 0 | 0 | 0 | 0
| B | 0 | 0 | 0 | 0 | 0 | 0 | 0 | 0 | 0 | 0 | 0 | 0 | 0 | 0 | 0 | 0 | 0 | 0 | 0 | 0 | 0 | 0 | 0 | 0 | 0 | 0 | 0 | 0 | 0 | 0 | 0 | 0 | 0 | 0 | 0 | 0 | 0 | 0 | 0 | 0 | 0 | 0 | 0 | 0 | 0 | 0 | 0 | 0 | 0 | 0 | 0 | 0 | 0 | 0 | 0 | 0 | 0 | 0 | 0 | 0 | 0 | 0 | 0 | 0 | 0 | 0 | 0 | 0 | 0 | 0 | 0 | 0 | 0 | 0 | 0 | 0 | 0 | 0 | 0 | 0 | 0 | 0 | 0 | 0 | 0 | 0 | 0 | 0 | 0 | 0 | 0 | 0 | 0 | 0 | 0 | 0 | 0 | 0 | 0 | 0 | 0 | 0 | 0 | 0 | 0 | 0 | 0 | 0 | 0 | 0 | 0 | 0 | 0 | 0 | 0 | 0 | 0 | 0 | 0 | 0 | 0 | 0 | 0 | 0 | 0 | 0 | 0 | 0 | 0 | 0 | 0 | 0 | 0 | 0 | 0 | 0 | 0 | 0 | 0 | 0 | 0 | 0 | 0 | 0 | 0 | 0 | 0 | 0 | 0 | 0 | 0 | 0 | 0 | 0 | 0 | 0 | 0 | 0 | 0 | 0 | 0 | 0 | 0 | 0 | 0 | 0 | 0 | 0 | 0 | 0 | 0 | 0 | 0 | 0 | 0 | 0 | 0 | 0 | 0 | 0 | 0 | 0 | 0 | 0 | 0 | 0 | 0 | 0 | 0 | 0 | 0 | 0 | 0 | 0 | 0 | 0 | 0 | 0 | 0 | 0 | 0 | 0 | 0 | 0 | 0 | 0 | 0 | 0 | 0 | 0 | 0 | 0 | 0 | 0 | 0 | 0 | 0 | 0 | 0 | 0 | 0 | 0 | 0 | 0 | 0 | 0 | 0 | 0 | 0 | 0 | 0 | 0 | 0 | 0 | 0 | 0 | 0 | 0 | 0 | 0 | 0 | 0 | 0 | 0 | 0 | 0 | 0 | 0 | 0 | 0 | 0 | 0 | 0 | 0
| C | 0 | 0 | 0 | 0 | 0 | 0 | 0 | 0 | 0 | 0 | 0 | 0 | 0 | 0 | 0 | 0 | 0 | 0 | 0 | 0 | 0 | 0 | 0 | 0 | 0 | 0 | 0 | 0 | 0 | 0 | 0 | 0 | 0 | 0 | 0 | 0 | 0 | 0 | 0 | 0 | 0 | 0 | 0 | 0 | 0 | 0 | 0 | 0 | 0 | 0 | 0 | 0 | 0 | 0 | 0 | 0 | 0 | 0 | 0 | 0 | 0 | 0 | 0 | 0 | 0 | 0 | 0 | 0 | 0 | 0 | 0 | 0 | 0 | 0 | 0 | 0 | 0 | 0 | 0 | 0 | 0 | 0 | 0 | 0 | 0 | 0 | 0 | 0 | 0 | 0 | 0 | 0 | 0 | 0 | 0 | 2.2157 | 4.4313 | 6.647 | 7.429 | 8.211 | 8.993 | 11.0295 | 13.0659 | 15.1024 | 16.9889 | 18.8755 | 20.7621 | 23.573 | 26.3838 | 29.1947 | 31.6884 | 34.1821 | 36.6758 | 38.2303 | 39.7848 | 41.3394 | 42.8458 | 44.3523 | 45.8587 | 46.9771 | 48.0955 | 49.2139 | 50.7766 | 52.3394 | 53.9021 | 55.4277 | 56.9533 | 58.4789 | 60.0429 | 61.6069 | 63.1709 | 66.243 | 69.3151 | 72.3871 | 71.0143 | 69.6414 | 68.2686 | 66.0437 | 63.8189 | 61.594 | 63.2926 | 64.9913 | 66.6899 | 70.8362 | 74.9824 | 79.1286 | 81.4518 | 83.775 | 86.0982 | 86.0966 | 86.0949 | 86.0933 | 88.0326 | 89.9718 | 91.9111 | 88.8434 | 85.7757 | 82.708 | 84.6477 | 86.5873 | 88.527 | 87.0627 | 85.5983 | 84.134 | 81.788 | 79.442 | 77.096 | 78.062 | 79.028 | 79.994 | 77.257 | 74.52 | 71.783 | 68.632 | 65.481 | 62.33 | 60.582 | 58.834 | 57.086 | 57.8159 | 58.5457 | 59.2756 | 55.9478 | 52.6199 | 49.2921 | 46.5203 | 43.7486 | 40.9768 | 39.6902 | 38.4036 | 37.1171 | 36.7137 | 36.3102 | 35.9068 | 34.6687 | 33.4305 | 32.1923 | 30.9433 | 29.6943 | 28.4453 | 24.6982 | 20.9511 | 17.204 | 11.4693 | 5.7347 | 0 | 0 | 0 | 0 | 0 | 0 | 0 | 0 | 0 | 0 | 0 | 0 | 0 | 0 | 0 | 0 | 0 | 0 | 0 | 0 | 0 | 0 | 0 | 0 | 0 | 0 | 0 | 0 | 0 | 0 | 0 | 0 | 0 | 0 | 0 | 0 | 0 | 0 | 0 | 0 | 0 | 0 | 0 | 0 | 0 | 0 | 0 | 0 | 0
| D | 0 | 0 | 0 | 0 | 0 | 0 | 0 | 0 | 0 | 0 | 0 | 0 | 0 | 0 | 0 | 0 | 0 | 0 | 0 | 0 | 0 | 0 | 0 | 0 | 0 | 0 | 0 | 0 | 0 | 0 | 0 | 0 | 0 | 0 | 0 | 0 | 0 | 0 | 0 | 0 | 0 | 0 | 0 | 0 | 0 | 0 | 0 | 0 | 0 | 0 | 0 | 0 | 0 | 0 | 0 | 0 | 0 | 0 | 0 | 0 | 0 | 0 | 0 | 0 | 0 | 0 | 0 | 0 | 0 | 0 | 0 | 0 | 0 | 0 | 0 | 0 | 0 | 0 | 0 | 0 | 0 | 0 | 0 | 0 | 0 | 0 | 0 | 0 | 0 | 0 | 0 | 0 | 0 | 0 | 0 | 0 | 0 | 0 | 0 | 0 | 0 | 0 | 0 | 0 | 0 | 0 | 0 | 0 | 0 | 0 | 0 | 0 | 0 | 0 | 0 | 0 | 0 | 0 | 0 | 0 | 0 | 0 | 0 | 0 | 0 | 0 | 0 | 0 | 0 | 0 | 0 | 0 | 0 | 0 | 0 | 0 | 0 | 0 | 0 | 0 | 0 | 0 | 0 | 0 | 0 | 0 | 0 | 0 | 0 | 0 | 0 | 0 | 0 | 0 | 0 | 0 | 0 | 0 | 0 | 0 | 0 | 0 | 0 | 0 | 0 | 0 | 0 | 0 | 0 | 0 | 0 | 0 | 0 | 0 | 0 | 0 | 0 | 0 | 0 | 0 | 0 | 0 | 0 | 0 | 0 | 0 | 0 | 0 | 0 | 0 | 0 | 0 | 0 | 0 | 0 | 0 | 0 | 0 | 0 | 0 | 0 | 0 | 0 | 0 | 0 | 0 | 0 | 0 | 0 | 0 | 0 | 0 | 0 | 0 | 0 | 0 | 0 | 0 | 0 | 0 | 0 | 0 | 0 | 0 | 0 | 0 | 0 | 0 | 0 | 0 | 0 | 0 | 0 | 0 | 0 | 0 | 0 | 0 | 0 | 0 | 0 | 0 | 0 | 0 | 0 | 0 | 0 | 0 | 0 | 0 | 0 | 0 | 0 | 0
| E | 0 | 0 | 0 | 0 | 0 | 0 | 0 | 0 | 0 | 0 | 0 | 0 | 0 | 0 | 0 | 0 | 0 | 0 | 0 | 0 | 0 | 0 | 0 | 0 | 0 | 0 | 0 | 0 | 0 | 0 | 0 | 0 | 0 | 0 | 0 | 0 | 0 | 0 | 0 | 0 | 0 | 0 | 0 | 0 | 0 | 0 | 0 | 0 | 0 | 0 | 0 | 0 | 0 | 0 | 0 | 0 | 0 | 0 | 0 | 0 | 0 | 0 | 0 | 0 | 0 | 0 | 0 | 0 | 0 | 0 | 0 | 0 | 0 | 0 | 0 | 0 | 0 | 0 | 0 | 0 | 0 | 0 | 0 | 0 | 0 | 0 | 0 | 0 | 0 | 0 | 0 | 0 | 0 | 0 | 0 | 0 | 0 | 0 | 0 | 0 | 0 | 0 | 0 | 0 | 0 | 0 | 0 | 0 | 0 | 0 | 0 | 0 | 0 | 0 | 0 | 0 | 0 | 0 | 0 | 0 | 0 | 0 | 0 | 0 | 0 | 0 | 0 | 0 | 0 | 0 | 0 | 0 | 0 | 0 | 0 | 0 | 0 | 0 | 0 | 0 | 0 | 0 | 0 | 0 | 0 | 0 | 0 | 0 | 0 | 0 | 0 | 0 | 0 | 0 | 0 | 0 | 0 | 0 | 0 | 0 | 0 | 0 | 0 | 0 | 0 | 0 | 0 | 0 | 0 | 0 | 0 | 0 | 0 | 0 | 0 | 0 | 0 | 0 | 0 | 0 | 0 | 0 | 0 | 0 | 0 | 0 | 0 | 0 | 0 | 0 | 0 | 0 | 0 | 0 | 0 | 0 | 0 | 0 | 0 | 0 | 0 | 0 | 0 | 0 | 0 | 0 | 0 | 0 | 0 | 0 | 0 | 0 | 0 | 0 | 0 | 0 | 0 | 0 | 0 | 0 | 0 | 0 | 0 | 0 | 0 | 0 | 0 | 0 | 0 | 0 | 0 | 0 | 0 | 0 | 0 | 0 | 0 | 0 | 0 | 0 | 0 | 0 | 0 | 0 | 0 | 0 | 0 | 0 | 0 | 0 | 0 | 0 | 0 | 0
| F | 0 | 0 | 0 | 0 | 0 | 0 | 0 | 0 | 0 | 0 | 0 | 0 | 0 | 0 | 0 | 0 | 0 | 0 | 0 | 0 | 0 | 0 | 0 | 0 | 0 | 0 | 0 | 0 | 0 | 0 | 0 | 0 | 0 | 0 | 0 | 0 | 0 | 0 | 0 | 0 | 0 | 0 | 0 | 0 | 0 | 0 | 0 | 0 | 0 | 0 | 0 | 0 | 0 | 0 | 0 | 0 | 0 | 0 | 0 | 0 | 0 | 0 | 0 | 0 | 0 | 0 | 0 | 0 | 0 | 0 | 0 | 0 | 0 | 0 | 0 | 0 | 0 | 0 | 0 | 0 | 0 | 0 | 0 | 0 | 0 | 0 | 0 | 0 | 0 | 0 | 0 | 0 | 10.6524 | 21.3047 | 31.9571 | 44.947 | 57.9369 | 70.9269 | 83.5956 | 96.2644 | 108.9332 | 127.8277 | 146.7223 | 165.6168 | 183.2727 | 200.9285 | 218.5844 | 232.5506 | 246.5168 | 260.4829 | 268.6676 | 276.8522 | 285.0368 | 299.5367 | 314.0365 | 328.5364 | 347.7347 | 366.933 | 386.1314 | 415.9182 | 445.705 | 475.4918 | 512.2132 | 548.9346 | 585.6559 | 625.4225 | 665.1891 | 704.9557 | 726.914 | 748.8723 | 770.8306 | 768.5997 | 766.3688 | 764.1379 | 784.6575 | 805.1772 | 825.6968 | 836.9776 | 848.2584 | 859.5392 | 859.7091 | 859.8789 | 860.0488 | 881.0189 | 901.9891 | 922.9592 | 926.2894 | 929.6197 | 932.9499 | 933.9949 | 935.0399 | 936.085 | 952.1629 | 968.2408 | 984.3187 | 962.7424 | 941.1662 | 919.59 | 913.891 | 908.1919 | 902.4929 | 866.6231 | 830.7533 | 794.8835 | 784.6252 | 774.367 | 764.1087 | 739.3837 | 714.6586 | 689.9336 | 674.1322 | 658.3308 | 642.5294 | 620.8048 | 599.0803 | 577.3558 | 553.6147 | 529.8736 | 506.1325 | 486.4909 | 466.8492 | 447.2075 | 427.4548 | 407.702 | 387.9492 | 362.3899 | 336.8307 | 311.2714 | 286.0855 | 260.8995 | 235.7136 | 210.4889 | 185.2642 | 160.0395 | 140.0614 | 120.0832 | 100.1051 | 87.7257 | 75.3464 | 62.967 | 54.4894 | 46.0119 | 37.5343 | 25.0229 | 12.5114 | 0 | 0 | 0 | 0 | 0 | 0 | 0 | 0 | 0 | 0 | 0 | 0 | 0 | 0 | 0 | 0 | 0 | 0 | 0 | 0 | 0 | 0 | 0 | 0 | 0 | 0 | 0 | 0 | 0 | 0 | 0 | 0 | 0 | 0 | 0 | 0 | 0 | 0 | 0 | 0 | 0 | 0 | 0 | 0 | 0 | 0 | 0 | 0 | 0
| G | 0 | 0 | 0 | 0 | 0 | 0 | 0 | 0 | 0 | 0 | 0 | 0 | 0 | 0 | 0 | 0 | 0 | 0 | 0 | 0 | 0 | 0 | 0 | 0 | 0 | 0 | 0 | 0 | 0 | 0 | 0 | 0 | 0 | 0 | 0 | 0 | 0 | 0 | 0 | 0 | 0 | 0 | 0 | 0 | 0 | 0 | 0 | 0 | 0 | 0 | 0 | 0 | 0 | 0 | 0 | 0 | 0 | 0 | 0 | 0 | 0 | 0 | 0 | 0 | 0 | 0 | 0 | 0 | 0 | 0 | 0 | 0 | 0 | 0 | 0 | 0 | 0 | 0 | 0 | 0 | 0 | 0 | 0 | 0 | 0 | 0 | 0 | 0 | 0 | 3.1607 | 6.3213 | 9.482 | 10.6792 | 11.8764 | 13.0737 | 16.0546 | 19.0355 | 22.0164 | 26.5688 | 31.1212 | 35.6735 | 41.6857 | 47.6979 | 53.71 | 59.8302 | 65.9503 | 72.0705 | 79.7073 | 87.3441 | 94.981 | 101.6139 | 108.2468 | 114.8797 | 121.4295 | 127.9793 | 134.5291 | 140.5545 | 146.5798 | 152.6052 | 158.9386 | 165.2721 | 171.6055 | 177.9649 | 184.3243 | 190.6837 | 196.4789 | 202.274 | 208.0691 | 212.8603 | 217.6515 | 222.4427 | 226.6056 | 230.7685 | 234.9313 | 239.7208 | 244.5103 | 249.2997 | 250.8091 | 252.3185 | 253.8278 | 255.8911 | 257.9544 | 260.0176 | 260.8779 | 261.7382 | 262.5984 | 264.7569 | 266.9154 | 269.0738 | 268.5545 | 268.0353 | 267.516 | 267.3741 | 267.2321 | 267.0902 | 264.8279 | 262.5655 | 260.3032 | 256.2875 | 252.2717 | 248.256 | 241.3738 | 234.4917 | 227.6095 | 224.8487 | 222.0879 | 219.3271 | 214.3818 | 209.4366 | 204.4913 | 196.4235 | 188.3557 | 180.2878 | 171.4376 | 162.5874 | 153.7372 | 146.1627 | 138.5881 | 131.0136 | 121.9747 | 112.9358 | 103.897 | 98.7959 | 93.6949 | 88.5939 | 84.0173 | 79.4407 | 74.8642 | 71.3228 | 67.7814 | 64.24 | 58.8509 | 53.4618 | 48.0727 | 42.6042 | 37.1357 | 31.6672 | 27.6701 | 23.6731 | 19.6761 | 17.0521 | 14.4281 | 11.8041 | 8.8751 | 5.946 | 3.017 | 2.0113 | 1.0057 | 0 | 0 | 0 | 0 | 0 | 0 | 0 | 0 | 0 | 0 | 0 | 0 | 0 | 0 | 0 | 0 | 0 | 0 | 0 | 0 | 0 | 0 | 0 | 0 | 0 | 0 | 0 | 0 | 0 | 0 | 0 | 0 | 0 | 0 | 0 | 0 | 0 | 0 | 0 | 0 | 0 | 0 | 0 | 0 | 0 | 0
| H | 0 | 0 | 0 | 0 | 0 | 0 | 0 | 0 | 0 | 0 | 0 | 0 | 0 | 0 | 0 | 0 | 0 | 0 | 0 | 0 | 0 | 0 | 0 | 0 | 0 | 0 | 0 | 0 | 0 | 0 | 0 | 0 | 0 | 0 | 0 | 0 | 0 | 0 | 0 | 0 | 0 | 0 | 0 | 0 | 0 | 0 | 0 | 0 | 0 | 0 | 0 | 0 | 0 | 0 | 0 | 0 | 0 | 0 | 0 | 0 | 0 | 0 | 0 | 0 | 0 | 0 | 0 | 0 | 0 | 0 | 0 | 0 | 0 | 0 | 0 | 0 | 0 | 0 | 0 | 0 | 0 | 0 | 0 | 0 | 0 | 0 | 0 | 0 | 0 | 0.0525 | 0.105 | 0.1575 | 0.21433 | 0.27117 | 0.328 | 0.36709 | 0.40617 | 0.44526 | 0.5179 | 0.59054 | 0.66319 | 0.74477 | 0.82635 | 0.90793 | 1.0135 | 1.1192 | 1.2248 | 1.3399 | 1.455 | 1.5701 | 1.6912 | 1.8123 | 1.9334 | 2.0455 | 2.1575 | 2.2696 | 2.3831 | 2.4966 | 2.6101 | 2.7176 | 2.8251 | 2.9326 | 3.0319 | 3.1312 | 3.2305 | 3.3214 | 3.4124 | 3.5033 | 3.6083 | 3.7133 | 3.8183 | 3.9146 | 4.0109 | 4.1072 | 4.1483 | 4.1894 | 4.2304 | 4.2701 | 4.3097 | 4.3494 | 4.3625 | 4.3755 | 4.3886 | 4.3494 | 4.3102 | 4.2711 | 4.2917 | 4.3122 | 4.3328 | 4.3579 | 4.3829 | 4.408 | 4.4068 | 4.4056 | 4.4043 | 4.3561 | 4.3079 | 4.2597 | 4.221 | 4.1823 | 4.1436 | 4.1003 | 4.0571 | 4.0138 | 3.9419 | 3.8701 | 3.7982 | 3.7034 | 3.6086 | 3.5138 | 3.4196 | 3.3255 | 3.2314 | 3.1386 | 3.0459 | 2.9531 | 2.8213 | 2.6895 | 2.5576 | 2.4528 | 2.3479 | 2.2431 | 2.1298 | 2.0166 | 1.9033 | 1.7841 | 1.6648 | 1.5455 | 1.4038 | 1.2621 | 1.1204 | 1.034 | 0.94763 | 0.86123 | 0.76951 | 0.67779 | 0.58607 | 0.51152 | 0.43696 | 0.36241 | 0.31464 | 0.26687 | 0.2191 | 0.14607 | 0.073033 | 0 | 0 | 0 | 0 | 0 | 0 | 0 | 0 | 0 | 0 | 0 | 0 | 0 | 0 | 0 | 0 | 0 | 0 | 0 | 0 | 0 | 0 | 0 | 0 | 0 | 0 | 0 | 0 | 0 | 0 | 0 | 0 | 0 | 0 | 0 | 0 | 0 | 0 | 0 | 0 | 0 | 0 | 0 | 0 | 0 | 0 | 0 | 0 | 0
| I | 0 | 0 | 0 | 0 | 0 | 0 | 0 | 0 | 0 | 0 | 0 | 0 | 0 | 0 | 0 | 0 | 0 | 0 | 0 | 0 | 0 | 0 | 0 | 0 | 0 | 0 | 0 | 0 | 0 | 0 | 0 | 0 | 0 | 0 | 0 | 0 | 0 | 0 | 0 | 0 | 0 | 0 | 0 | 0 | 0 | 0 | 0 | 0 | 0 | 0 | 0 | 0 | 0 | 0 | 0 | 0 | 0 | 0 | 0 | 0 | 0 | 0 | 0 | 0 | 0 | 0 | 0 | 0 | 0 | 0 | 0 | 0 | 0 | 0 | 0 | 0 | 0 | 0 | 0 | 0 | 0 | 0 | 0 | 0 | 0 | 0 | 0 | 0 | 0 | 0 | 0 | 0 | 0 | 0 | 0 | 0 | 0 | 0 | 0 | 0 | 0 | 0 | 0 | 0 | 0 | 0 | 0 | 0 | 0 | 0 | 0 | 0 | 0 | 0 | 0 | 0 | 0 | 0 | 0 | 0 | 0 | 0 | 0 | 0 | 0 | 0 | 0 | 0 | 0 | 0 | 0 | 0 | 0 | 0 | 0 | 0 | 0 | 0 | 0 | 0 | 0 | 0 | 0 | 0 | 0 | 0 | 0 | 0 | 0 | 0 | 0 | 0 | 0 | 0 | 0 | 0 | 0 | 0 | 0 | 0 | 0 | 0 | 0 | 0 | 0 | 0 | 0 | 0 | 0 | 0 | 0 | 0 | 0 | 0 | 0 | 0 | 0 | 0 | 0 | 0 | 0 | 0 | 0 | 0 | 0 | 0 | 0 | 0 | 0 | 0 | 0 | 0 | 0 | 0 | 0 | 0 | 0 | 0 | 0 | 0 | 0 | 0 | 0 | 0 | 0 | 0 | 0 | 0 | 0 | 0 | 0 | 0 | 0 | 0 | 0 | 0 | 0 | 0 | 0 | 0 | 0 | 0 | 0 | 0 | 0 | 0 | 0 | 0 | 0 | 0 | 0 | 0 | 0 | 0 | 0 | 0 | 0 | 0 | 0 | 0 | 0 | 0 | 0 | 0 | 0 | 0 | 0 | 0 | 0 | 0 | 0 | 0 | 0 | 0
| J | 0 | 0 | 0 | 0 | 0 | 0 | 0 | 0 | 0 | 0 | 0 | 0 | 0 | 0 | 0 | 0 | 0 | 0 | 0 | 0 | 0 | 0 | 0 | 0 | 0 | 0 | 0 | 0 | 0 | 0 | 0 | 0 | 0 | 0 | 0 | 0 | 0 | 0 | 0 | 0 | 0 | 0 | 0 | 0 | 0 | 0 | 0 | 0 | 0 | 0 | 0 | 0 | 0 | 0 | 0 | 0 | 0 | 0 | 0 | 0 | 0 | 0 | 0 | 0 | 0 | 0 | 0 | 0 | 0 | 0 | 0 | 0 | 0 | 0 | 0 | 0 | 0 | 0 | 0 | 0 | 0 | 0 | 0 | 0 | 0 | 0 | 0 | 0 | 0 | 0 | 0 | 0 | 0 | 0 | 0 | 0 | 0 | 0 | 0 | 0 | 0 | 0 | 0 | 0 | 0 | 0 | 0 | 0 | 0 | 0 | 0 | 0 | 0 | 0 | 0 | 0 | 0 | 0 | 0 | 0 | 0 | 0 | 0 | 0 | 0 | 0 | 0 | 0 | 0 | 0 | 0 | 0 | 0 | 0 | 0 | 0 | 0 | 0 | 0 | 0 | 0 | 0 | 0 | 0 | 0 | 0 | 0 | 0 | 0 | 0 | 0 | 0 | 0 | 0 | 0 | 0 | 0 | 0 | 0 | 0 | 0 | 0 | 0 | 0 | 0 | 0 | 0 | 0 | 0 | 0 | 0 | 0 | 0 | 0 | 0 | 0 | 0 | 0 | 0 | 0 | 0 | 0 | 0 | 0 | 0 | 0 | 0 | 0 | 0 | 0 | 0 | 0 | 0 | 0 | 0 | 0 | 0 | 0 | 0 | 0 | 0 | 0 | 0 | 0 | 0 | 0 | 0 | 0 | 0 | 0 | 0 | 0 | 0 | 0 | 0 | 0 | 0 | 0 | 0 | 0 | 0 | 0 | 0 | 0 | 0 | 0 | 0 | 0 | 0 | 0 | 0 | 0 | 0 | 0 | 0 | 0 | 0 | 0 | 0 | 0 | 0 | 0 | 0 | 0 | 0 | 0 | 0 | 0 | 0 | 0 | 0 | 0 | 0 | 0
| K | 0 | 0 | 0 | 0 | 0 | 0 | 0 | 0 | 0 | 0 | 0 | 0 | 0 | 0 | 0 | 0 | 0 | 0 | 0 | 0 | 0 | 0 | 0 | 0 | 0 | 0 | 0 | 0 | 0 | 0 | 0 | 0 | 0 | 0 | 0 | 0 | 0 | 0 | 0 | 0 | 0 | 0 | 0 | 0 | 0 | 0 | 0 | 0 | 0 | 0 | 0 | 0 | 0 | 0 | 0 | 0 | 0 | 0 | 0 | 0 | 0 | 0 | 0 | 0 | 0 | 0 | 0 | 0 | 0 | 0 | 0 | 0 | 0 | 0 | 0 | 0 | 0 | 0 | 0 | 0 | 0 | 0 | 0 | 0 | 0 | 0 | 0 | 0 | 0 | 2.669 | 5.338 | 8.0071 | 10.3097 | 12.6123 | 14.9149 | 18.5298 | 22.1446 | 25.7595 | 30.5004 | 35.2413 | 39.9822 | 45.5021 | 51.022 | 56.5419 | 62.2451 | 67.9482 | 73.6513 | 79.6341 | 85.617 | 91.5999 | 96.9659 | 102.3318 | 107.6978 | 113.6596 | 119.6214 | 125.5832 | 131.5394 | 137.4957 | 143.4519 | 149.2825 | 155.113 | 160.9436 | 166.2469 | 171.5503 | 176.8536 | 182.1616 | 187.4695 | 192.7775 | 197.5657 | 202.3538 | 207.142 | 210.9685 | 214.7951 | 218.6216 | 222.2445 | 225.8674 | 229.4902 | 232.3023 | 235.1143 | 237.9264 | 239.843 | 241.7596 | 243.6761 | 244.934 | 246.1919 | 247.4498 | 248.291 | 249.1323 | 249.9735 | 249.1944 | 248.4154 | 247.6363 | 246.3493 | 245.0623 | 243.7753 | 242.403 | 241.0307 | 239.6584 | 238.6565 | 237.6545 | 236.6526 | 233.9266 | 231.2005 | 228.4744 | 225.6584 | 222.8424 | 220.0264 | 215.9759 | 211.9254 | 207.8749 | 203.0664 | 198.258 | 193.4496 | 187.7355 | 182.0214 | 176.3073 | 170.9089 | 165.5106 | 160.1122 | 154.4656 | 148.8191 | 143.1725 | 135.5075 | 127.8424 | 120.1774 | 113.2943 | 106.4113 | 99.5282 | 93.606 | 87.6838 | 81.7616 | 75.8329 | 69.9041 | 63.9754 | 57.3652 | 50.7551 | 44.1449 | 37.8644 | 31.5838 | 25.3033 | 21.3397 | 17.3761 | 13.4125 | 8.9416 | 4.4708 | 0 | 0 | 0 | 0 | 0 | 0 | 0 | 0 | 0 | 0 | 0 | 0 | 0 | 0 | 0 | 0 | 0 | 0 | 0 | 0 | 0 | 0 | 0 | 0 | 0 | 0 | 0 | 0 | 0 | 0 | 0 | 0 | 0 | 0 | 0 | 0 | 0 | 0 | 0 | 0 | 0 | 0 | 0 | 0 | 0 | 0 | 0 | 0 | 0
total
Biomass
| Zone | 0:00 | 0:05 | 0:10 | 0:15 | 0:20 | 0:25 | 0:30 | 0:35 | 0:40 | 0:45 | 0:50 | 0:55 | 1:00 | 1:05 | 1:10 | 1:15 | 1:20 | 1:25 | 1:30 | 1:35 | 1:40 | 1:45 | 1:50 | 1:55 | 2:00 | 2:05 | 2:10 | 2:15 | 2:20 | 2:25 | 2:30 | 2:35 | 2:40 | 2:45 | 2:50 | 2:55 | 3:00 | 3:05 | 3:10 | 3:15 | 3:20 | 3:25 | 3:30 | 3:35 | 3:40 | 3:45 | 3:50 | 3:55 | 4:00 | 4:05 | 4:10 | 4:15 | 4:20 | 4:25 | 4:30 | 4:35 | 4:40 | 4:45 | 4:50 | 4:55 | 5:00 | 5:05 | 5:10 | 5:15 | 5:20 | 5:25 | 5:30 | 5:35 | 5:40 | 5:45 | 5:50 | 5:55 | 6:00 | 6:05 | 6:10 | 6:15 | 6:20 | 6:25 | 6:30 | 6:35 | 6:40 | 6:45 | 6:50 | 6:55 | 7:00 | 7:05 | 7:10 | 7:15 | 7:20 | 7:25 | 7:30 | 7:35 | 7:40 | 7:45 | 7:50 | 7:55 | 8:00 | 8:05 | 8:10 | 8:15 | 8:20 | 8:25 | 8:30 | 8:35 | 8:40 | 8:45 | 8:50 | 8:55 | 9:00 | 9:05 | 9:10 | 9:15 | 9:20 | 9:25 | 9:30 | 9:35 | 9:40 | 9:45 | 9:50 | 9:55 | 10:00 | 10:05 | 10:10 | 10:15 | 10:20 | 10:25 | 10:30 | 10:35 | 10:40 | 10:45 | 10:50 | 10:55 | 11:00 | 11:05 | 11:10 | 11:15 | 11:20 | 11:25 | 11:30 | 11:35 | 11:40 | 11:45 | 11:50 | 11:55 | 12:00 | 12:05 | 12:10 | 12:15 | 12:20 | 12:25 | 12:30 | 12:35 | 12:40 | 12:45 | 12:50 | 12:55 | 13:00 | 13:05 | 13:10 | 13:15 | 13:20 | 13:25 | 13:30 | 13:35 | 13:40 | 13:45 | 13:50 | 13:55 | 14:00 | 14:05 | 14:10 | 14:15 | 14:20 | 14:25 | 14:30 | 14:35 | 14:40 | 14:45 | 14:50 | 14:55 | 15:00 | 15:05 | 15:10 | 15:15 | 15:20 | 15:25 | 15:30 | 15:35 | 15:40 | 15:45 | 15:50 | 15:55 | 16:00 | 16:05 | 16:10 | 16:15 | 16:20 | 16:25 | 16:30 | 16:35 | 16:40 | 16:45 | 16:50 | 16:55 | 17:00 | 17:05 | 17:10 | 17:15 | 17:20 | 17:25 | 17:30 | 17:35 | 17:40 | 17:45 | 17:50 | 17:55 | 18:00 | 18:05 | 18:10 | 18:15 | 18:20 | 18:25 | 18:30 | 18:35 | 18:40 | 18:45 | 18:50 | 18:55 | 19:00 | 19:05 | 19:10 | 19:15 | 19:20 | 19:25 | 19:30 | 19:35 | 19:40 | 19:45 | 19:50 | 19:55 | 20:00 | 20:05 | 20:10 | 20:15 | 20:20 | 20:25 | 20:30 | 20:35 | 20:40 | 20:45 | 20:50 | 20:55 | 21:00 | 21:05
| A | 40.1427 | 40.1427 | 40.1427 | 40.1427 | 40.1427 | 40.1427 | 40.1427 | 40.1427 | 40.1427 | 40.1427 | 40.1427 | 40.1427 | 40.3594 | 40.3594 | 40.3594 | 40.3594 | 40.3594 | 40.3594 | 40.3594 | 40.3594 | 40.3594 | 40.3594 | 40.3594 | 40.3594 | 40.3538 | 40.3538 | 40.3538 | 40.3538 | 40.3538 | 40.3538 | 40.3538 | 40.3538 | 40.3538 | 40.3538 | 40.3538 | 40.3538 | 40.4401 | 40.4401 | 40.4401 | 40.4401 | 40.4401 | 40.4401 | 40.4401 | 40.4401 | 40.4401 | 40.4401 | 40.4401 | 40.4401 | 40.5886 | 40.5886 | 40.5886 | 40.5886 | 40.5886 | 40.5886 | 40.5886 | 40.5886 | 40.5886 | 40.5886 | 40.5886 | 40.5886 | 40.6548 | 40.6548 | 40.6548 | 40.6548 | 40.6548 | 40.6548 | 40.6548 | 40.6548 | 40.6548 | 40.6548 | 40.6548 | 40.6548 | 40.6633 | 40.6633 | 40.6633 | 40.6633 | 40.6633 | 40.6633 | 40.6633 | 40.6633 | 40.6633 | 40.6633 | 40.6633 | 40.6633 | 41.5273 | 41.5273 | 41.5273 | 41.5273 | 41.5273 | 41.5273 | 41.5273 | 41.5273 | 41.5273 | 41.5273 | 41.5273 | 41.5273 | 42.8796 | 42.8796 | 42.8796 | 42.8796 | 42.8796 | 42.8796 | 42.8796 | 42.8796 | 42.8796 | 42.8796 | 42.8796 | 42.8796 | 44.2245 | 44.2245 | 44.2245 | 44.2245 | 44.2245 | 44.2245 | 44.2245 | 44.2245 | 44.2245 | 44.2245 | 44.2245 | 44.2245 | 44.3852 | 44.3852 | 44.3852 | 44.3852 | 44.3852 | 44.3852 | 44.3852 | 44.3852 | 44.3852 | 44.3852 | 44.3852 | 44.3852 | 45.298 | 45.298 | 45.298 | 45.298 | 45.298 | 45.298 | 45.298 | 45.298 | 45.298 | 45.298 | 45.298 | 45.298 | 45.7266 | 45.7266 | 45.7266 | 45.7266 | 45.7266 | 45.7266 | 45.7266 | 45.7266 | 45.7266 | 45.7266 | 45.7266 | 45.7266 | 45.6736 | 45.6736 | 45.6736 | 45.6736 | 45.6736 | 45.6736 | 45.6736 | 45.6736 | 45.6736 | 45.6736 | 45.6736 | 45.6736 | 45.9906 | 45.9906 | 45.9906 | 45.9906 | 45.9906 | 45.9906 | 45.9906 | 45.9906 | 45.9906 | 45.9906 | 45.9906 | 45.9906 | 46.5928 | 46.5928 | 46.5928 | 46.5928 | 46.5928 | 46.5928 | 46.5928 | 46.5928 | 46.5928 | 46.5928 | 46.5928 | 46.5928 | 47.3999 | 47.3999 | 47.3999 | 47.3999 | 47.3999 | 47.3999 | 47.3999 | 47.3999 | 47.3999 | 47.3999 | 47.3999 | 47.3999 | 47.4649 | 47.4649 | 47.4649 | 47.4649 | 47.4649 | 47.4649 | 47.4649 | 47.4649 | 47.4649 | 47.4649 | 47.4649 | 47.4649 | 47.725 | 47.725 | 47.725 | 47.725 | 47.725 | 47.725 | 47.725 | 47.725 | 47.725 | 47.725 | 47.725 | 47.725 | 46.7424 | 46.7424 | 46.7424 | 46.7424 | 46.7424 | 46.7424 | 46.7424 | 46.7424 | 46.7424 | 46.7424 | 46.7424 | 46.7424 | 46.1221 | 46.1221 | 46.1221 | 46.1221 | 46.1221 | 46.1221 | 46.1221 | 46.1221 | 46.1221 | 46.1221 | 46.1221 | 46.1221 | 46.0703 | 46.0703
B
| C | 45.7768 | 45.7768 | 45.7768 | 45.7768 | 45.7768 | 45.7768 | 45.7768 | 45.7768 | 45.7768 | 45.7768 | 45.7768 | 45.7768 | 46.0239 | 46.0239 | 46.0239 | 46.0239 | 46.0239 | 46.0239 | 46.0239 | 46.0239 | 46.0239 | 46.0239 | 46.0239 | 46.0239 | 46.0175 | 46.0175 | 46.0175 | 46.0175 | 46.0175 | 46.0175 | 46.0175 | 46.0175 | 46.0175 | 46.0175 | 46.0175 | 46.0175 | 46.1159 | 46.1159 | 46.1159 | 46.1159 | 46.1159 | 46.1159 | 46.1159 | 46.1159 | 46.1159 | 46.1159 | 46.1159 | 46.1159 | 46.2852 | 46.2852 | 46.2852 | 46.2852 | 46.2852 | 46.2852 | 46.2852 | 46.2852 | 46.2852 | 46.2852 | 46.2852 | 46.2852 | 46.3607 | 46.3607 | 46.3607 | 46.3607 | 46.3607 | 46.3607 | 46.3607 | 46.3607 | 46.3607 | 46.3607 | 46.3607 | 46.3607 | 46.3705 | 46.3705 | 46.3705 | 46.3705 | 46.3705 | 46.3705 | 46.3705 | 46.3705 | 46.3705 | 46.3705 | 46.3705 | 46.3705 | 47.3557 | 47.3557 | 47.3557 | 47.3557 | 47.3557 | 47.3557 | 47.3557 | 47.3557 | 47.3557 | 47.3557 | 47.3557 | 47.3557 | 48.8978 | 48.8978 | 48.8978 | 48.8978 | 48.8978 | 48.8978 | 48.8978 | 48.8978 | 48.8978 | 48.8978 | 48.8978 | 48.8978 | 50.4314 | 50.4314 | 50.4314 | 50.4314 | 50.4314 | 50.4314 | 50.4314 | 50.4314 | 50.4314 | 50.4314 | 50.4314 | 50.4314 | 50.6147 | 50.6147 | 50.6147 | 50.6147 | 50.6147 | 50.6147 | 50.6147 | 50.6147 | 50.6147 | 50.6147 | 50.6147 | 50.6147 | 51.6556 | 51.6556 | 51.6556 | 51.6556 | 51.6556 | 51.6556 | 51.6556 | 51.6556 | 51.6556 | 51.6556 | 51.6556 | 51.6556 | 52.1443 | 52.1443 | 52.1443 | 52.1443 | 52.1443 | 52.1443 | 52.1443 | 52.1443 | 52.1443 | 52.1443 | 52.1443 | 52.1443 | 52.0839 | 52.0839 | 52.0839 | 52.0839 | 52.0839 | 52.0839 | 52.0839 | 52.0839 | 52.0839 | 52.0839 | 52.0839 | 52.0839 | 52.4455 | 52.4455 | 52.4455 | 52.4455 | 52.4455 | 52.4455 | 52.4455 | 52.4455 | 52.4455 | 52.4455 | 52.4455 | 52.4455 | 53.1322 | 53.1322 | 53.1322 | 53.1322 | 53.1322 | 53.1322 | 53.1322 | 53.1322 | 53.1322 | 53.1322 | 53.1322 | 53.1322 | 54.0525 | 54.0525 | 54.0525 | 54.0525 | 54.0525 | 54.0525 | 54.0525 | 54.0525 | 54.0525 | 54.0525 | 54.0525 | 54.0525 | 54.1266 | 54.1266 | 54.1266 | 54.1266 | 54.1266 | 54.1266 | 54.1266 | 54.1266 | 54.1266 | 54.1266 | 54.1266 | 54.1266 | 54.4233 | 54.4233 | 54.4233 | 54.4233 | 54.4233 | 54.4233 | 54.4233 | 54.4233 | 54.4233 | 54.4233 | 54.4233 | 54.4233 | 53.3028 | 53.3028 | 53.3028 | 53.3028 | 53.3028 | 53.3028 | 53.3028 | 53.3028 | 53.3028 | 53.3028 | 53.3028 | 53.3028 | 52.5953 | 52.5953 | 52.5953 | 52.5953 | 52.5953 | 52.5953 | 52.5953 | 52.5953 | 52.5953 | 52.5953 | 52.5953 | 52.5953 | 52.5363 | 52.5363
D
E
F
G
H
I
J
K
Landfill Gas/Anaerobic Digesters
| Zone | 0:00 | 0:05 | 0:10 | 0:15 | 0:20 | 0:25 | 0:30 | 0:35 | 0:40 | 0:45 | 0:50 | 0:55 | 1:00 | 1:05 | 1:10 | 1:15 | 1:20 | 1:25 | 1:30 | 1:35 | 1:40 | 1:45 | 1:50 | 1:55 | 2:00 | 2:05 | 2:10 | 2:15 | 2:20 | 2:25 | 2:30 | 2:35 | 2:40 | 2:45 | 2:50 | 2:55 | 3:00 | 3:05 | 3:10 | 3:15 | 3:20 | 3:25 | 3:30 | 3:35 | 3:40 | 3:45 | 3:50 | 3:55 | 4:00 | 4:05 | 4:10 | 4:15 | 4:20 | 4:25 | 4:30 | 4:35 | 4:40 | 4:45 | 4:50 | 4:55 | 5:00 | 5:05 | 5:10 | 5:15 | 5:20 | 5:25 | 5:30 | 5:35 | 5:40 | 5:45 | 5:50 | 5:55 | 6:00 | 6:05 | 6:10 | 6:15 | 6:20 | 6:25 | 6:30 | 6:35 | 6:40 | 6:45 | 6:50 | 6:55 | 7:00 | 7:05 | 7:10 | 7:15 | 7:20 | 7:25 | 7:30 | 7:35 | 7:40 | 7:45 | 7:50 | 7:55 | 8:00 | 8:05 | 8:10 | 8:15 | 8:20 | 8:25 | 8:30 | 8:35 | 8:40 | 8:45 | 8:50 | 8:55 | 9:00 | 9:05 | 9:10 | 9:15 | 9:20 | 9:25 | 9:30 | 9:35 | 9:40 | 9:45 | 9:50 | 9:55 | 10:00 | 10:05 | 10:10 | 10:15 | 10:20 | 10:25 | 10:30 | 10:35 | 10:40 | 10:45 | 10:50 | 10:55 | 11:00 | 11:05 | 11:10 | 11:15 | 11:20 | 11:25 | 11:30 | 11:35 | 11:40 | 11:45 | 11:50 | 11:55 | 12:00 | 12:05 | 12:10 | 12:15 | 12:20 | 12:25 | 12:30 | 12:35 | 12:40 | 12:45 | 12:50 | 12:55 | 13:00 | 13:05 | 13:10 | 13:15 | 13:20 | 13:25 | 13:30 | 13:35 | 13:40 | 13:45 | 13:50 | 13:55 | 14:00 | 14:05 | 14:10 | 14:15 | 14:20 | 14:25 | 14:30 | 14:35 | 14:40 | 14:45 | 14:50 | 14:55 | 15:00 | 15:05 | 15:10 | 15:15 | 15:20 | 15:25 | 15:30 | 15:35 | 15:40 | 15:45 | 15:50 | 15:55 | 16:00 | 16:05 | 16:10 | 16:15 | 16:20 | 16:25 | 16:30 | 16:35 | 16:40 | 16:45 | 16:50 | 16:55 | 17:00 | 17:05 | 17:10 | 17:15 | 17:20 | 17:25 | 17:30 | 17:35 | 17:40 | 17:45 | 17:50 | 17:55 | 18:00 | 18:05 | 18:10 | 18:15 | 18:20 | 18:25 | 18:30 | 18:35 | 18:40 | 18:45 | 18:50 | 18:55 | 19:00 | 19:05 | 19:10 | 19:15 | 19:20 | 19:25 | 19:30 | 19:35 | 19:40 | 19:45 | 19:50 | 19:55 | 20:00 | 20:05 | 20:10 | 20:15 | 20:20 | 20:25 | 20:30 | 20:35 | 20:40 | 20:45 | 20:50 | 20:55 | 21:00 | 21:05
| A | 3.5 | 3.5 | 3.5 | 3.5 | 3.5 | 3.5 | 3.5 | 3.5 | 3.5 | 3.5 | 3.5 | 3.5 | 3.5 | 3.5 | 3.5 | 3.5 | 3.5 | 3.5 | 3.5 | 3.5 | 3.5 | 3.5 | 3.5 | 3.5 | 3.5 | 3.5 | 3.5 | 3.5 | 3.5 | 3.5 | 3.5 | 3.5 | 3.5 | 3.5 | 3.5 | 3.5 | 3.5 | 3.5 | 3.5 | 3.5 | 3.5 | 3.5 | 3.5 | 3.5 | 3.5 | 3.5 | 3.5 | 3.5 | 3.5 | 3.5 | 3.5 | 3.5 | 3.5 | 3.5 | 3.5 | 3.5 | 3.5 | 3.5 | 3.5 | 3.5 | 3.5 | 3.5 | 3.5 | 3.5 | 3.5 | 3.5 | 3.5 | 3.5 | 3.5 | 3.5 | 3.5 | 3.5 | 3.5 | 3.5 | 3.5 | 3.5 | 3.5 | 3.5 | 3.5 | 3.5 | 3.5 | 3.5 | 3.5 | 3.5 | 3.5 | 3.5 | 3.5 | 3.5 | 3.5 | 3.5 | 3.5 | 3.5 | 3.5 | 3.5 | 3.5 | 3.5 | 3.5 | 3.5 | 3.5 | 3.5 | 3.5 | 3.5 | 3.5 | 3.5 | 3.5 | 3.5 | 3.5 | 3.5 | 3.5 | 3.5 | 3.5 | 3.5 | 3.5 | 3.5 | 3.5 | 3.5 | 3.5 | 3.5 | 3.5 | 3.5 | 3.5 | 3.5 | 3.5 | 3.5 | 3.5 | 3.5 | 3.5 | 3.5 | 3.5 | 3.5 | 3.5 | 3.5 | 3.5 | 3.5 | 3.5 | 3.5 | 3.5 | 3.5 | 3.5 | 3.5 | 3.5 | 3.5 | 3.5 | 3.5 | 3.5 | 3.5 | 3.5 | 3.5 | 3.5 | 3.5 | 3.5 | 3.5 | 3.5 | 3.5 | 3.5 | 3.5 | 3.5 | 3.5 | 3.5 | 3.5 | 3.5 | 3.5 | 3.5 | 3.5 | 3.5 | 3.5 | 3.5 | 3.5 | 3.5 | 3.5 | 3.5 | 3.5 | 3.5 | 3.5 | 3.5 | 3.5 | 3.5 | 3.5 | 3.5 | 3.5 | 3.5 | 3.5 | 3.5 | 3.5 | 3.5 | 3.5 | 3.5 | 3.5 | 3.5 | 3.5 | 3.5 | 3.5 | 3.5 | 3.5 | 3.5 | 3.5 | 3.5 | 3.5 | 3.5 | 3.5 | 3.5 | 3.5 | 3.5 | 3.5 | 3.5 | 3.5 | 3.5 | 3.5 | 3.5 | 3.5 | 3.5 | 3.5 | 3.5 | 3.5 | 3.5 | 3.5 | 3.5 | 3.5 | 3.5 | 3.5 | 3.5 | 3.5 | 3.5 | 3.5 | 3.5 | 3.5 | 3.5 | 3.5 | 3.5 | 3.5 | 3.5 | 3.5 | 3.5 | 3.5 | 3.5 | 3.5 | 3.5 | 3.5 | 3.5 | 3.5 | 3.5 | 3.5 | 3.5 | 3.5 | 3.5 | 3.5 | 3.5 | 3.5 | 3.5 | 3.5 | 3.5 | 3.5 | 3.5 | 3.5
| B | 2.8 | 2.8 | 2.8 | 2.8 | 2.8 | 2.8 | 2.8 | 2.8 | 2.8 | 2.8 | 2.8 | 2.8 | 2.8 | 2.8 | 2.8 | 2.8 | 2.8 | 2.8 | 2.8 | 2.8 | 2.8 | 2.8 | 2.8 | 2.8 | 2.8 | 2.8 | 2.8 | 2.8 | 2.8 | 2.8 | 2.8 | 2.8 | 2.8 | 2.8 | 2.8 | 2.8 | 2.8 | 2.8 | 2.8 | 2.8 | 2.8 | 2.8 | 2.8 | 2.8 | 2.8 | 2.8 | 2.8 | 2.8 | 2.8 | 2.8 | 2.8 | 2.8 | 2.8 | 2.8 | 2.8 | 2.8 | 2.8 | 2.8 | 2.8 | 2.8 | 2.8 | 2.8 | 2.8 | 2.8 | 2.8 | 2.8 | 2.8 | 2.8 | 2.8 | 2.8 | 2.8 | 2.8 | 2.8 | 2.8 | 2.8 | 2.8 | 2.8 | 2.8 | 2.8 | 2.8 | 2.8 | 2.8 | 2.8 | 2.8 | 2.8 | 2.8 | 2.8 | 2.8 | 2.8 | 2.8 | 2.8 | 2.8 | 2.8 | 2.8 | 2.8 | 2.8 | 2.8 | 2.8 | 2.8 | 2.8 | 2.8 | 2.8 | 2.8 | 2.8 | 2.8 | 2.8 | 2.8 | 2.8 | 2.8 | 2.8 | 2.8 | 2.8 | 2.8 | 2.8 | 2.8 | 2.8 | 2.8 | 2.8 | 2.8 | 2.8 | 2.8 | 2.8 | 2.8 | 2.8 | 2.8 | 2.8 | 2.8 | 2.8 | 2.8 | 2.8 | 2.8 | 2.8 | 2.8 | 2.8 | 2.8 | 2.8 | 2.8 | 2.8 | 2.8 | 2.8 | 2.8 | 2.8 | 2.8 | 2.8 | 2.8 | 2.8 | 2.8 | 2.8 | 2.8 | 2.8 | 2.8 | 2.8 | 2.8 | 2.8 | 2.8 | 2.8 | 2.8 | 2.8 | 2.8 | 2.8 | 2.8 | 2.8 | 2.8 | 2.8 | 2.8 | 2.8 | 2.8 | 2.8 | 2.8 | 2.8 | 2.8 | 2.8 | 2.8 | 2.8 | 2.8 | 2.8 | 2.8 | 2.8 | 2.8 | 2.8 | 2.8 | 2.8 | 2.8 | 2.8 | 2.8 | 2.8 | 2.8 | 2.8 | 2.8 | 2.8 | 2.8 | 2.8 | 2.8 | 2.8 | 2.8 | 2.8 | 2.8 | 2.8 | 2.8 | 2.8 | 2.8 | 2.8 | 2.8 | 2.8 | 2.8 | 2.8 | 2.8 | 2.8 | 2.8 | 2.8 | 2.8 | 2.8 | 2.8 | 2.8 | 2.8 | 2.8 | 2.8 | 2.8 | 2.8 | 2.8 | 2.8 | 2.8 | 2.8 | 2.8 | 2.8 | 2.8 | 2.8 | 2.8 | 2.8 | 2.8 | 2.8 | 2.8 | 2.8 | 2.8 | 2.8 | 2.8 | 2.8 | 2.8 | 2.8 | 2.8 | 2.8 | 2.8 | 2.8 | 2.8 | 2.8 | 2.8 | 2.8 | 2.8 | 2.8 | 2.8 | 2.8 | 2.8 | 2.8 | 2.8
| C | 1.4 | 1.4 | 1.4 | 1.4 | 1.4 | 1.4 | 1.4 | 1.4 | 1.4 | 1.4 | 1.4 | 1.4 | 1.4 | 1.4 | 1.4 | 1.4 | 1.4 | 1.4 | 1.4 | 1.4 | 1.4 | 1.4 | 1.4 | 1.4 | 1.4 | 1.4 | 1.4 | 1.4 | 1.4 | 1.4 | 1.4 | 1.4 | 1.4 | 1.4 | 1.4 | 1.4 | 1.4 | 1.4 | 1.4 | 1.4 | 1.4 | 1.4 | 1.4 | 1.4 | 1.4 | 1.4 | 1.4 | 1.4 | 1.4 | 1.4 | 1.4 | 1.4 | 1.4 | 1.4 | 1.4 | 1.4 | 1.4 | 1.4 | 1.4 | 1.4 | 1.4 | 1.4 | 1.4 | 1.4 | 1.4 | 1.4 | 1.4 | 1.4 | 1.4 | 1.4 | 1.4 | 1.4 | 1.4 | 1.4 | 1.4 | 1.4 | 1.4 | 1.4 | 1.4 | 1.4 | 1.4 | 1.4 | 1.4 | 1.4 | 1.4 | 1.4 | 1.4 | 1.4 | 1.4 | 1.4 | 1.4 | 1.4 | 1.4 | 1.4 | 1.4 | 1.4 | 1.4 | 1.4 | 1.4 | 1.4 | 1.4 | 1.4 | 1.4 | 1.4 | 1.4 | 1.4 | 1.4 | 1.4 | 1.4 | 1.4 | 1.4 | 1.4 | 1.4 | 1.4 | 1.4 | 1.4 | 1.4 | 1.4 | 1.4 | 1.4 | 1.4 | 1.4 | 1.4 | 1.4 | 1.4 | 1.4 | 1.4 | 1.4 | 1.4 | 1.4 | 1.4 | 1.4 | 1.4 | 1.4 | 1.4 | 1.4 | 1.4 | 1.4 | 1.4 | 1.4 | 1.4 | 1.4 | 1.4 | 1.4 | 1.4 | 1.4 | 1.4 | 1.4 | 1.4 | 1.4 | 1.4 | 1.4 | 1.4 | 1.4 | 1.4 | 1.4 | 1.4 | 1.4 | 1.4 | 1.4 | 1.4 | 1.4 | 1.4 | 1.4 | 1.4 | 1.4 | 1.4 | 1.4 | 1.4 | 1.4 | 1.4 | 1.4 | 1.4 | 1.4 | 1.4 | 1.4 | 1.4 | 1.4 | 1.4 | 1.4 | 1.4 | 1.4 | 1.4 | 1.4 | 1.4 | 1.4 | 1.4 | 1.4 | 1.4 | 1.4 | 1.4 | 1.4 | 1.4 | 1.4 | 1.4 | 1.4 | 1.4 | 1.4 | 1.4 | 1.4 | 1.4 | 1.4 | 1.4 | 1.4 | 1.4 | 1.4 | 1.4 | 1.4 | 1.4 | 1.4 | 1.4 | 1.4 | 1.4 | 1.4 | 1.4 | 1.4 | 1.4 | 1.4 | 1.4 | 1.4 | 1.4 | 1.4 | 1.4 | 1.4 | 1.4 | 1.4 | 1.4 | 1.4 | 1.4 | 1.4 | 1.4 | 1.4 | 1.4 | 1.4 | 1.4 | 1.4 | 1.4 | 1.4 | 1.4 | 1.4 | 1.4 | 1.4 | 1.4 | 1.4 | 1.4 | 1.4 | 1.4 | 1.4 | 1.4 | 1.4 | 1.4 | 1.4 | 1.4 | 1.4
| D | 0 | 0 | 0 | 0 | 0 | 0 | 0 | 0 | 0 | 0 | 0 | 0 | 0 | 0 | 0 | 0 | 0 | 0 | 0 | 0 | 0 | 0 | 0 | 0 | 0 | 0 | 0 | 0 | 0 | 0 | 0 | 0 | 0 | 0 | 0 | 0 | 0 | 0 | 0 | 0 | 0 | 0 | 0 | 0 | 0 | 0 | 0 | 0 | 0 | 0 | 0 | 0 | 0 | 0 | 0 | 0 | 0 | 0 | 0 | 0 | 0 | 0 | 0 | 0 | 0 | 0 | 0 | 0 | 0 | 0 | 0 | 0 | 0 | 0 | 0 | 0 | 0 | 0 | 0 | 0 | 0 | 0 | 0 | 0 | 0 | 0 | 0 | 0 | 0 | 0 | 0 | 0 | 0 | 0 | 0 | 0 | 0 | 0 | 0 | 0 | 0 | 0 | 0 | 0 | 0 | 0 | 0 | 0 | 0 | 0 | 0 | 0 | 0 | 0 | 0 | 0 | 0 | 0 | 0 | 0 | 0 | 0 | 0 | 0 | 0 | 0 | 0 | 0 | 0 | 0 | 0 | 0 | 0 | 0 | 0 | 0 | 0 | 0 | 0 | 0 | 0 | 0 | 0 | 0 | 0 | 0 | 0 | 0 | 0 | 0 | 0 | 0 | 0 | 0 | 0 | 0 | 0 | 0 | 0 | 0 | 0 | 0 | 0 | 0 | 0 | 0 | 0 | 0 | 0 | 0 | 0 | 0 | 0 | 0 | 0 | 0 | 0 | 0 | 0 | 0 | 0 | 0 | 0 | 0 | 0 | 0 | 0 | 0 | 0 | 0 | 0 | 0 | 0 | 0 | 0 | 0 | 0 | 0 | 0 | 0 | 0 | 0 | 0 | 0 | 0 | 0 | 0 | 0 | 0 | 0 | 0 | 0 | 0 | 0 | 0 | 0 | 0 | 0 | 0 | 0 | 0 | 0 | 0 | 0 | 0 | 0 | 0 | 0 | 0 | 0 | 0 | 0 | 0 | 0 | 0 | 0 | 0 | 0 | 0 | 0 | 0 | 0 | 0 | 0 | 0 | 0 | 0 | 0 | 0 | 0 | 0 | 0 | 0 | 0
| E | 0 | 0 | 0 | 0 | 0 | 0 | 0 | 0 | 0 | 0 | 0 | 0 | 0 | 0 | 0 | 0 | 0 | 0 | 0 | 0 | 0 | 0 | 0 | 0 | 0 | 0 | 0 | 0 | 0 | 0 | 0 | 0 | 0 | 0 | 0 | 0 | 0 | 0 | 0 | 0 | 0 | 0 | 0 | 0 | 0 | 0 | 0 | 0 | 0 | 0 | 0 | 0 | 0 | 0 | 0 | 0 | 0 | 0 | 0 | 0 | 0 | 0 | 0 | 0 | 0 | 0 | 0 | 0 | 0 | 0 | 0 | 0 | 0 | 0 | 0 | 0 | 0 | 0 | 0 | 0 | 0 | 0 | 0 | 0 | 0 | 0 | 0 | 0 | 0 | 0 | 0 | 0 | 0 | 0 | 0 | 0 | 0 | 0 | 0 | 0 | 0 | 0 | 0 | 0 | 0 | 0 | 0 | 0 | 0 | 0 | 0 | 0 | 0 | 0 | 0 | 0 | 0 | 0 | 0 | 0 | 0 | 0 | 0 | 0 | 0 | 0 | 0 | 0 | 0 | 0 | 0 | 0 | 0 | 0 | 0 | 0 | 0 | 0 | 0 | 0 | 0 | 0 | 0 | 0 | 0 | 0 | 0 | 0 | 0 | 0 | 0 | 0 | 0 | 0 | 0 | 0 | 0 | 0 | 0 | 0 | 0 | 0 | 0 | 0 | 0 | 0 | 0 | 0 | 0 | 0 | 0 | 0 | 0 | 0 | 0 | 0 | 0 | 0 | 0 | 0 | 0 | 0 | 0 | 0 | 0 | 0 | 0 | 0 | 0 | 0 | 0 | 0 | 0 | 0 | 0 | 0 | 0 | 0 | 0 | 0 | 0 | 0 | 0 | 0 | 0 | 0 | 0 | 0 | 0 | 0 | 0 | 0 | 0 | 0 | 0 | 0 | 0 | 0 | 0 | 0 | 0 | 0 | 0 | 0 | 0 | 0 | 0 | 0 | 0 | 0 | 0 | 0 | 0 | 0 | 0 | 0 | 0 | 0 | 0 | 0 | 0 | 0 | 0 | 0 | 0 | 0 | 0 | 0 | 0 | 0 | 0 | 0 | 0 | 0
| F | 1.4 | 1.4 | 1.4 | 1.4 | 1.4 | 1.4 | 1.4 | 1.4 | 1.4 | 1.4 | 1.4 | 1.4 | 1.4 | 1.4 | 1.4 | 1.4 | 1.4 | 1.4 | 1.4 | 1.4 | 1.4 | 1.4 | 1.4 | 1.4 | 1.4 | 1.4 | 1.4 | 1.4 | 1.4 | 1.4 | 1.4 | 1.4 | 1.4 | 1.4 | 1.4 | 1.4 | 1.4 | 1.4 | 1.4 | 1.4 | 1.4 | 1.4 | 1.4 | 1.4 | 1.4 | 1.4 | 1.4 | 1.4 | 1.4 | 1.4 | 1.4 | 1.4 | 1.4 | 1.4 | 1.4 | 1.4 | 1.4 | 1.4 | 1.4 | 1.4 | 1.4 | 1.4 | 1.4 | 1.4 | 1.4 | 1.4 | 1.4 | 1.4 | 1.4 | 1.4 | 1.4 | 1.4 | 1.4 | 1.4 | 1.4 | 1.4 | 1.4 | 1.4 | 1.4 | 1.4 | 1.4 | 1.4 | 1.4 | 1.4 | 1.4 | 1.4 | 1.4 | 1.4 | 1.4 | 1.4 | 1.4 | 1.4 | 1.4 | 1.4 | 1.4 | 1.4 | 1.4 | 1.4 | 1.4 | 1.4 | 1.4 | 1.4 | 1.4 | 1.4 | 1.4 | 1.4 | 1.4 | 1.4 | 1.4 | 1.4 | 1.4 | 1.4 | 1.4 | 1.4 | 1.4 | 1.4 | 1.4 | 1.4 | 1.4 | 1.4 | 1.4 | 1.4 | 1.4 | 1.4 | 1.4 | 1.4 | 1.4 | 1.4 | 1.4 | 1.4 | 1.4 | 1.4 | 1.4 | 1.4 | 1.4 | 1.4 | 1.4 | 1.4 | 1.4 | 1.4 | 1.4 | 1.4 | 1.4 | 1.4 | 1.4 | 1.4 | 1.4 | 1.4 | 1.4 | 1.4 | 1.4 | 1.4 | 1.4 | 1.4 | 1.4 | 1.4 | 1.4 | 1.4 | 1.4 | 1.4 | 1.4 | 1.4 | 1.4 | 1.4 | 1.4 | 1.4 | 1.4 | 1.4 | 1.4 | 1.4 | 1.4 | 1.4 | 1.4 | 1.4 | 1.4 | 1.4 | 1.4 | 1.4 | 1.4 | 1.4 | 1.4 | 1.4 | 1.4 | 1.4 | 1.4 | 1.4 | 1.4 | 1.4 | 1.4 | 1.4 | 1.4 | 1.4 | 1.4 | 1.4 | 1.4 | 1.4 | 1.4 | 1.4 | 1.4 | 1.4 | 1.4 | 1.4 | 1.4 | 1.4 | 1.4 | 1.4 | 1.4 | 1.4 | 1.4 | 1.4 | 1.4 | 1.4 | 1.4 | 1.4 | 1.4 | 1.4 | 1.4 | 1.4 | 1.4 | 1.4 | 1.4 | 1.4 | 1.4 | 1.4 | 1.4 | 1.4 | 1.4 | 1.4 | 1.4 | 1.4 | 1.4 | 1.4 | 1.4 | 1.4 | 1.4 | 1.4 | 1.4 | 1.4 | 1.4 | 1.4 | 1.4 | 1.4 | 1.4 | 1.4 | 1.4 | 1.4 | 1.4 | 1.4 | 1.4 | 1.4 | 1.4 | 1.4 | 1.4 | 1.4
| G | 0 | 0 | 0 | 0 | 0 | 0 | 0 | 0 | 0 | 0 | 0 | 0 | 0 | 0 | 0 | 0 | 0 | 0 | 0 | 0 | 0 | 0 | 0 | 0 | 0 | 0 | 0 | 0 | 0 | 0 | 0 | 0 | 0 | 0 | 0 | 0 | 0 | 0 | 0 | 0 | 0 | 0 | 0 | 0 | 0 | 0 | 0 | 0 | 0 | 0 | 0 | 0 | 0 | 0 | 0 | 0 | 0 | 0 | 0 | 0 | 0 | 0 | 0 | 0 | 0 | 0 | 0 | 0 | 0 | 0 | 0 | 0 | 0 | 0 | 0 | 0 | 0 | 0 | 0 | 0 | 0 | 0 | 0 | 0 | 0 | 0 | 0 | 0 | 0 | 0 | 0 | 0 | 0 | 0 | 0 | 0 | 0 | 0 | 0 | 0 | 0 | 0 | 0 | 0 | 0 | 0 | 0 | 0 | 0 | 0 | 0 | 0 | 0 | 0 | 0 | 0 | 0 | 0 | 0 | 0 | 0 | 0 | 0 | 0 | 0 | 0 | 0 | 0 | 0 | 0 | 0 | 0 | 0 | 0 | 0 | 0 | 0 | 0 | 0 | 0 | 0 | 0 | 0 | 0 | 0 | 0 | 0 | 0 | 0 | 0 | 0 | 0 | 0 | 0 | 0 | 0 | 0 | 0 | 0 | 0 | 0 | 0 | 0 | 0 | 0 | 0 | 0 | 0 | 0 | 0 | 0 | 0 | 0 | 0 | 0 | 0 | 0 | 0 | 0 | 0 | 0 | 0 | 0 | 0 | 0 | 0 | 0 | 0 | 0 | 0 | 0 | 0 | 0 | 0 | 0 | 0 | 0 | 0 | 0 | 0 | 0 | 0 | 0 | 0 | 0 | 0 | 0 | 0 | 0 | 0 | 0 | 0 | 0 | 0 | 0 | 0 | 0 | 0 | 0 | 0 | 0 | 0 | 0 | 0 | 0 | 0 | 0 | 0 | 0 | 0 | 0 | 0 | 0 | 0 | 0 | 0 | 0 | 0 | 0 | 0 | 0 | 0 | 0 | 0 | 0 | 0 | 0 | 0 | 0 | 0 | 0 | 0 | 0 | 0
| H | 0 | 0 | 0 | 0 | 0 | 0 | 0 | 0 | 0 | 0 | 0 | 0 | 0 | 0 | 0 | 0 | 0 | 0 | 0 | 0 | 0 | 0 | 0 | 0 | 0 | 0 | 0 | 0 | 0 | 0 | 0 | 0 | 0 | 0 | 0 | 0 | 0 | 0 | 0 | 0 | 0 | 0 | 0 | 0 | 0 | 0 | 0 | 0 | 0 | 0 | 0 | 0 | 0 | 0 | 0 | 0 | 0 | 0 | 0 | 0 | 0 | 0 | 0 | 0 | 0 | 0 | 0 | 0 | 0 | 0 | 0 | 0 | 0 | 0 | 0 | 0 | 0 | 0 | 0 | 0 | 0 | 0 | 0 | 0 | 0 | 0 | 0 | 0 | 0 | 0 | 0 | 0 | 0 | 0 | 0 | 0 | 0 | 0 | 0 | 0 | 0 | 0 | 0 | 0 | 0 | 0 | 0 | 0 | 0 | 0 | 0 | 0 | 0 | 0 | 0 | 0 | 0 | 0 | 0 | 0 | 0 | 0 | 0 | 0 | 0 | 0 | 0 | 0 | 0 | 0 | 0 | 0 | 0 | 0 | 0 | 0 | 0 | 0 | 0 | 0 | 0 | 0 | 0 | 0 | 0 | 0 | 0 | 0 | 0 | 0 | 0 | 0 | 0 | 0 | 0 | 0 | 0 | 0 | 0 | 0 | 0 | 0 | 0 | 0 | 0 | 0 | 0 | 0 | 0 | 0 | 0 | 0 | 0 | 0 | 0 | 0 | 0 | 0 | 0 | 0 | 0 | 0 | 0 | 0 | 0 | 0 | 0 | 0 | 0 | 0 | 0 | 0 | 0 | 0 | 0 | 0 | 0 | 0 | 0 | 0 | 0 | 0 | 0 | 0 | 0 | 0 | 0 | 0 | 0 | 0 | 0 | 0 | 0 | 0 | 0 | 0 | 0 | 0 | 0 | 0 | 0 | 0 | 0 | 0 | 0 | 0 | 0 | 0 | 0 | 0 | 0 | 0 | 0 | 0 | 0 | 0 | 0 | 0 | 0 | 0 | 0 | 0 | 0 | 0 | 0 | 0 | 0 | 0 | 0 | 0 | 0 | 0 | 0 | 0
| I | 2.1 | 2.1 | 2.1 | 2.1 | 2.1 | 2.1 | 2.1 | 2.1 | 2.1 | 2.1 | 2.1 | 2.1 | 2.1 | 2.1 | 2.1 | 2.1 | 2.1 | 2.1 | 2.1 | 2.1 | 2.1 | 2.1 | 2.1 | 2.1 | 2.1 | 2.1 | 2.1 | 2.1 | 2.1 | 2.1 | 2.1 | 2.1 | 2.1 | 2.1 | 2.1 | 2.1 | 2.1 | 2.1 | 2.1 | 2.1 | 2.1 | 2.1 | 2.1 | 2.1 | 2.1 | 2.1 | 2.1 | 2.1 | 2.1 | 2.1 | 2.1 | 2.1 | 2.1 | 2.1 | 2.1 | 2.1 | 2.1 | 2.1 | 2.1 | 2.1 | 2.1 | 2.1 | 2.1 | 2.1 | 2.1 | 2.1 | 2.1 | 2.1 | 2.1 | 2.1 | 2.1 | 2.1 | 2.1 | 2.1 | 2.1 | 2.1 | 2.1 | 2.1 | 2.1 | 2.1 | 2.1 | 2.1 | 2.1 | 2.1 | 2.1 | 2.1 | 2.1 | 2.1 | 2.1 | 2.1 | 2.1 | 2.1 | 2.1 | 2.1 | 2.1 | 2.1 | 2.1 | 2.1 | 2.1 | 2.1 | 2.1 | 2.1 | 2.1 | 2.1 | 2.1 | 2.1 | 2.1 | 2.1 | 2.1 | 2.1 | 2.1 | 2.1 | 2.1 | 2.1 | 2.1 | 2.1 | 2.1 | 2.1 | 2.1 | 2.1 | 2.1 | 2.1 | 2.1 | 2.1 | 2.1 | 2.1 | 2.1 | 2.1 | 2.1 | 2.1 | 2.1 | 2.1 | 2.1 | 2.1 | 2.1 | 2.1 | 2.1 | 2.1 | 2.1 | 2.1 | 2.1 | 2.1 | 2.1 | 2.1 | 2.1 | 2.1 | 2.1 | 2.1 | 2.1 | 2.1 | 2.1 | 2.1 | 2.1 | 2.1 | 2.1 | 2.1 | 2.1 | 2.1 | 2.1 | 2.1 | 2.1 | 2.1 | 2.1 | 2.1 | 2.1 | 2.1 | 2.1 | 2.1 | 2.1 | 2.1 | 2.1 | 2.1 | 2.1 | 2.1 | 2.1 | 2.1 | 2.1 | 2.1 | 2.1 | 2.1 | 2.1 | 2.1 | 2.1 | 2.1 | 2.1 | 2.1 | 2.1 | 2.1 | 2.1 | 2.1 | 2.1 | 2.1 | 2.1 | 2.1 | 2.1 | 2.1 | 2.1 | 2.1 | 2.1 | 2.1 | 2.1 | 2.1 | 2.1 | 2.1 | 2.1 | 2.1 | 2.1 | 2.1 | 2.1 | 2.1 | 2.1 | 2.1 | 2.1 | 2.1 | 2.1 | 2.1 | 2.1 | 2.1 | 2.1 | 2.1 | 2.1 | 2.1 | 2.1 | 2.1 | 2.1 | 2.1 | 2.1 | 2.1 | 2.1 | 2.1 | 2.1 | 2.1 | 2.1 | 2.1 | 2.1 | 2.1 | 2.1 | 2.1 | 2.1 | 2.1 | 2.1 | 2.1 | 2.1 | 2.1 | 2.1 | 2.1 | 2.1 | 2.1 | 2.1 | 2.1 | 2.1 | 2.1 | 2.1 | 2.1
| J | 23.8 | 23.8 | 23.8 | 23.8 | 23.8 | 23.8 | 23.8 | 23.8 | 23.8 | 23.8 | 23.8 | 23.8 | 23.8 | 23.8 | 23.8 | 23.8 | 23.8 | 23.8 | 23.8 | 23.8 | 23.8 | 23.8 | 23.8 | 23.8 | 23.8 | 23.8 | 23.8 | 23.8 | 23.8 | 23.8 | 23.8 | 23.8 | 23.8 | 23.8 | 23.8 | 23.8 | 23.8 | 23.8 | 23.8 | 23.8 | 23.8 | 23.8 | 23.8 | 23.8 | 23.8 | 23.8 | 23.8 | 23.8 | 23.8 | 23.8 | 23.8 | 23.8 | 23.8 | 23.8 | 23.8 | 23.8 | 23.8 | 23.8 | 23.8 | 23.8 | 23.8 | 23.8 | 23.8 | 23.8 | 23.8 | 23.8 | 23.8 | 23.8 | 23.8 | 23.8 | 23.8 | 23.8 | 23.8 | 23.8 | 23.8 | 23.8 | 23.8 | 23.8 | 23.8 | 23.8 | 23.8 | 23.8 | 23.8 | 23.8 | 23.8 | 23.8 | 23.8 | 23.8 | 23.8 | 23.8 | 23.8 | 23.8 | 23.8 | 23.8 | 23.8 | 23.8 | 23.8 | 23.8 | 23.8 | 23.8 | 23.8 | 23.8 | 23.8 | 23.8 | 23.8 | 23.8 | 23.8 | 23.8 | 23.8 | 23.8 | 23.8 | 23.8 | 23.8 | 23.8 | 23.8 | 23.8 | 23.8 | 23.8 | 23.8 | 23.8 | 23.8 | 23.8 | 23.8 | 23.8 | 23.8 | 23.8 | 23.8 | 23.8 | 23.8 | 23.8 | 23.8 | 23.8 | 23.8 | 23.8 | 23.8 | 23.8 | 23.8 | 23.8 | 23.8 | 23.8 | 23.8 | 23.8 | 23.8 | 23.8 | 23.8 | 23.8 | 23.8 | 23.8 | 23.8 | 23.8 | 23.8 | 23.8 | 23.8 | 23.8 | 23.8 | 23.8 | 23.8 | 23.8 | 23.8 | 23.8 | 23.8 | 23.8 | 23.8 | 23.8 | 23.8 | 23.8 | 23.8 | 23.8 | 23.8 | 23.8 | 23.8 | 23.8 | 23.8 | 23.8 | 23.8 | 23.8 | 23.8 | 23.8 | 23.8 | 23.8 | 23.8 | 23.8 | 23.8 | 23.8 | 23.8 | 23.8 | 23.8 | 23.8 | 23.8 | 23.8 | 23.8 | 23.8 | 23.8 | 23.8 | 23.8 | 23.8 | 23.8 | 23.8 | 23.8 | 23.8 | 23.8 | 23.8 | 23.8 | 23.8 | 23.8 | 23.8 | 23.8 | 23.8 | 23.8 | 23.8 | 23.8 | 23.8 | 23.8 | 23.8 | 23.8 | 23.8 | 23.8 | 23.8 | 23.8 | 23.8 | 23.8 | 23.8 | 23.8 | 23.8 | 23.8 | 23.8 | 23.8 | 23.8 | 23.8 | 23.8 | 23.8 | 23.8 | 23.8 | 23.8 | 23.8 | 23.8 | 23.8 | 23.8 | 23.8 | 23.8 | 23.8 | 23.8 | 23.8 | 23.8 | 23.8 | 23.8 | 23.8 | 23.8 | 23.8 | 23.8 | 23.8 | 23.8 | 23.8 | 23.8
| K | 2.1 | 2.1 | 2.1 | 2.1 | 2.1 | 2.1 | 2.1 | 2.1 | 2.1 | 2.1 | 2.1 | 2.1 | 2.1 | 2.1 | 2.1 | 2.1 | 2.1 | 2.1 | 2.1 | 2.1 | 2.1 | 2.1 | 2.1 | 2.1 | 2.1 | 2.1 | 2.1 | 2.1 | 2.1 | 2.1 | 2.1 | 2.1 | 2.1 | 2.1 | 2.1 | 2.1 | 2.1 | 2.1 | 2.1 | 2.1 | 2.1 | 2.1 | 2.1 | 2.1 | 2.1 | 2.1 | 2.1 | 2.1 | 2.1 | 2.1 | 2.1 | 2.1 | 2.1 | 2.1 | 2.1 | 2.1 | 2.1 | 2.1 | 2.1 | 2.1 | 2.1 | 2.1 | 2.1 | 2.1 | 2.1 | 2.1 | 2.1 | 2.1 | 2.1 | 2.1 | 2.1 | 2.1 | 2.1 | 2.1 | 2.1 | 2.1 | 2.1 | 2.1 | 2.1 | 2.1 | 2.1 | 2.1 | 2.1 | 2.1 | 2.1 | 2.1 | 2.1 | 2.1 | 2.1 | 2.1 | 2.1 | 2.1 | 2.1 | 2.1 | 2.1 | 2.1 | 2.1 | 2.1 | 2.1 | 2.1 | 2.1 | 2.1 | 2.1 | 2.1 | 2.1 | 2.1 | 2.1 | 2.1 | 2.1 | 2.1 | 2.1 | 2.1 | 2.1 | 2.1 | 2.1 | 2.1 | 2.1 | 2.1 | 2.1 | 2.1 | 2.1 | 2.1 | 2.1 | 2.1 | 2.1 | 2.1 | 2.1 | 2.1 | 2.1 | 2.1 | 2.1 | 2.1 | 2.1 | 2.1 | 2.1 | 2.1 | 2.1 | 2.1 | 2.1 | 2.1 | 2.1 | 2.1 | 2.1 | 2.1 | 2.1 | 2.1 | 2.1 | 2.1 | 2.1 | 2.1 | 2.1 | 2.1 | 2.1 | 2.1 | 2.1 | 2.1 | 2.1 | 2.1 | 2.1 | 2.1 | 2.1 | 2.1 | 2.1 | 2.1 | 2.1 | 2.1 | 2.1 | 2.1 | 2.1 | 2.1 | 2.1 | 2.1 | 2.1 | 2.1 | 2.1 | 2.1 | 2.1 | 2.1 | 2.1 | 2.1 | 2.1 | 2.1 | 2.1 | 2.1 | 2.1 | 2.1 | 2.1 | 2.1 | 2.1 | 2.1 | 2.1 | 2.1 | 2.1 | 2.1 | 2.1 | 2.1 | 2.1 | 2.1 | 2.1 | 2.1 | 2.1 | 2.1 | 2.1 | 2.1 | 2.1 | 2.1 | 2.1 | 2.1 | 2.1 | 2.1 | 2.1 | 2.1 | 2.1 | 2.1 | 2.1 | 2.1 | 2.1 | 2.1 | 2.1 | 2.1 | 2.1 | 2.1 | 2.1 | 2.1 | 2.1 | 2.1 | 2.1 | 2.1 | 2.1 | 2.1 | 2.1 | 2.1 | 2.1 | 2.1 | 2.1 | 2.1 | 2.1 | 2.1 | 2.1 | 2.1 | 2.1 | 2.1 | 2.1 | 2.1 | 2.1 | 2.1 | 2.1 | 2.1 | 2.1 | 2.1 | 2.1 | 2.1 | 2.1 | 2.1

## Mar22 RTD
March 22 Real-Time Study Day
Sum of All Utility-Scale Generation
| Zone | 0:00 | 0:05 | 0:10 | 0:15 | 0:20 | 0:25 | 0:30 | 0:35 | 0:40 | 0:45 | 0:50 | 0:55 | 1:00 | 1:05 | 1:10 | 1:15 | 1:20 | 1:25 | 1:30 | 1:35 | 1:40 | 1:45 | 1:50 | 1:55 | 2:00 | 2:05 | 2:10 | 2:15 | 2:20 | 2:25 | 2:30 | 2:35 | 2:40 | 2:45 | 2:50 | 2:55 | 3:00 | 3:05 | 3:10 | 3:15 | 3:20 | 3:25 | 3:30 | 3:35 | 3:40 | 3:45 | 3:50 | 3:55 | 4:00 | 4:05 | 4:10 | 4:15 | 4:20 | 4:25 | 4:30 | 4:35 | 4:40 | 4:45 | 4:50 | 4:55 | 5:00 | 5:05 | 5:10 | 5:15 | 5:20 | 5:25 | 5:30 | 5:35 | 5:40 | 5:45 | 5:50 | 5:55 | 6:00 | 6:05 | 6:10 | 6:15 | 6:20 | 6:25 | 6:30 | 6:35 | 6:40 | 6:45 | 6:50 | 6:55 | 7:00 | 7:05 | 7:10 | 7:15 | 7:20 | 7:25 | 7:30 | 7:35 | 7:40 | 7:45 | 7:50 | 7:55 | 8:00 | 8:05 | 8:10 | 8:15 | 8:20 | 8:25 | 8:30 | 8:35 | 8:40 | 8:45 | 8:50 | 8:55 | 9:00 | 9:05 | 9:10 | 9:15 | 9:20 | 9:25 | 9:30 | 9:35 | 9:40 | 9:45 | 9:50 | 9:55 | 10:00 | 10:05 | 10:10 | 10:15 | 10:20 | 10:25 | 10:30 | 10:35 | 10:40 | 10:45 | 10:50 | 10:55 | 11:00 | 11:05 | 11:10 | 11:15 | 11:20 | 11:25 | 11:30 | 11:35 | 11:40 | 11:45 | 11:50 | 11:55 | 12:00 | 12:05 | 12:10 | 12:15 | 12:20 | 12:25 | 12:30 | 12:35 | 12:40 | 12:45 | 12:50 | 12:55 | 13:00 | 13:05 | 13:10 | 13:15 | 13:20 | 13:25 | 13:30 | 13:35 | 13:40 | 13:45 | 13:50 | 13:55 | 14:00 | 14:05 | 14:10 | 14:15 | 14:20 | 14:25 | 14:30 | 14:35 | 14:40 | 14:45 | 14:50 | 14:55 | 15:00 | 15:05 | 15:10 | 15:15 | 15:20 | 15:25 | 15:30 | 15:35 | 15:40 | 15:45 | 15:50 | 15:55 | 16:00 | 16:05 | 16:10 | 16:15 | 16:20 | 16:25 | 16:30 | 16:35 | 16:40 | 16:45 | 16:50 | 16:55 | 17:00 | 17:05 | 17:10 | 17:15 | 17:20 | 17:25 | 17:30 | 17:35 | 17:40 | 17:45 | 17:50 | 17:55 | 18:00 | 18:05 | 18:10 | 18:15 | 18:20 | 18:25 | 18:30 | 18:35 | 18:40 | 18:45 | 18:50 | 18:55 | 19:00 | 19:05 | 19:10 | 19:15 | 19:20 | 19:25 | 19:30 | 19:35 | 19:40 | 19:45 | 19:50 | 19:55 | 20:00 | 20:05 | 20:10 | 20:15 | 20:20 | 20:25 | 20:30 | 20:35 | 20:40 | 20:45 | 20:50 | 20:55 | 21:00 | 21:05
| A | 343.7193 | 331.651 | 313.3794 | 305.9477 | 307.1964 | 303.4917 | 314.533 | 324.3298 | 340.1245 | 344.9781 | 342.5752 | 347.449 | 348.5749 | 339.1069 | 338.0023 | 357.232 | 364.4797 | 345.5419 | 336.0236 | 333.5024 | 307.9628 | 293.0622 | 290.5538 | 301.8151 | 287.4933 | 277.5629 | 273.858 | 278.8363 | 294.0767 | 294.3166 | 305.4893 | 314.2561 | 326.668 | 322.9985 | 299.5552 | 284.5378 | 272.8494 | 252.6329 | 246.2061 | 248.7738 | 259.0331 | 261.5796 | 256.467 | 248.6193 | 246.0513 | 246.0513 | 253.6655 | 258.7874 | 263.1528 | 250.3435 | 239.9632 | 237.2406 | 237.1939 | 243.4879 | 249.9574 | 258.9051 | 270.3787 | 276.7357 | 277.8735 | 269.0064 | 270.6735 | 278.2582 | 283.2228 | 286.9957 | 273.1857 | 269.2862 | 263.9998 | 266.4161 | 263.6324 | 282.4217 | 306.3036 | 329.7952 | 339.3963 | 336.9534 | 344.1965 | 349.0952 | 357.4786 | 364.584 | 377.5942 | 396.2896 | 413.5868 | 412.5574 | 431.9136 | 458.6566 | 462.7807 | 473.9334 | 467.3501 | 465.2795 | 483.1645 | 458.6757 | 464.7404 | 468.5048 | 476.7741 | 494.7221 | 518.3629 | 537.4122 | 544.687 | 549.5927 | 574.5439 | 610.4122 | 621.0866 | 615.2895 | 578.6845 | 535.7449 | 489.5889 | 455.3996 | 446.4172 | 429.9985 | 417.9731 | 430.9512 | 438.8757 | 458.454 | 477.9653 | 493.7125 | 488.9026 | 459.0647 | 440.3915 | 436.4242 | 427.351 | 411.8526 | 433.8949 | 435.7537 | 428.5351 | 414.2513 | 428.5601 | 453.5686 | 464.5076 | 463.3389 | 474.1505 | 520.0647 | 551.4405 | 590.4806 | 625.1404 | 643.8551 | 629.9133 | 606.5854 | 598.944 | 598.0328 | 595.2681 | 604.3753 | 620.7778 | 634.5601 | 649.4793 | 646.4586 | 683.1857 | 673.6621 | 650.6499 | 652.4281 | 654.202 | 670.6918 | 687.4792 | 766.9206 | 808.0774 | 805.526 | 820.6488 | 831.2239 | 770.0068 | 787.1042 | 860.0844 | 868.9265 | 834.8189 | 828.1897 | 829.0527 | 809.862 | 831.5796 | 872.4907 | 933.3044 | 879.2587 | 815.3494 | 816.1793 | 839.4273 | 816.8654 | 858.5649 | 844.7242 | 807.6115 | 809.8599 | 803.5265 | 809.1601 | 785.061 | 837.0051 | 827.1534 | 759.985 | 777.5502 | 811.9144 | 782.6343 | 718.3229 | 683.2786 | 628.5713 | 589.6462 | 597.5028 | 637.5949 | 616.3671 | 569.9802 | 595.5905 | 603.1224 | 604.8554 | 639.8551 | 641.2634 | 633.726 | 685.2068 | 688.2684 | 721.7331 | 710.5638 | 625.3743 | 557.4338 | 498.3423 | 440.6645 | 410.5408 | 390.7341 | 396.4849 | 426.3476 | 424.7081 | 419.4229 | 417.531 | 414.3667 | 395.5544 | 416.4728 | 428.592 | 429.8673 | 426.5051 | 424.3573 | 432.4894 | 446.5533 | 474.5107 | 540.7352 | 658.9076 | 774.3021 | 779.4084 | 802.9821 | 867.8018 | 884.0236 | 922.3074 | 985.1546 | 1013.523 | 1020.9363 | 1021.5243 | 1023.3195 | 1016.339 | 1016.3411 | 1023.3242 | 1003.5449 | 953.0241 | 908.6989 | 811.8823 | 646.2588 | 442.0787 | 349.0325 | 333.0518 | 446.1495 | 489.5707 | 500.1131 | 483.3721 | 395.826 | 430.5724
| B | 97.4024 | 97.4946 | 97.5867 | 85.6713 | 79.4772 | 85.7171 | 85.6249 | 79.3392 | 79.4772 | 91.6153 | 85.4406 | 73.219 | 72.4224 | 90.4692 | 84.4391 | 78.5771 | 72.4687 | 59.7265 | 66.0206 | 72.1916 | 66.1134 | 78.5771 | 84.5777 | 90.4692 | 85.1638 | 85.3493 | 73.0043 | 66.5829 | 72.9579 | 91.2071 | 79.1292 | 72.9116 | 72.9116 | 85.1638 | 72.9116 | 73.0043 | 78.1055 | 78.1976 | 83.9748 | 84.1597 | 65.8706 | 46.621 | 33.1965 | 26.3198 | 26.1349 | 33.1507 | 39.7831 | 39.7367 | 46.6111 | 53.2571 | 72.2556 | 78.2308 | 78.185 | 90.3114 | 96.165 | 107.4157 | 118.0767 | 118.0767 | 118.2136 | 118.3047 | 113.9723 | 102.5292 | 102.0705 | 102.1164 | 96.4802 | 78.6131 | 72.2588 | 72.3967 | 78.3377 | 90.4582 | 90.7078 | 90.9572 | 90.3445 | 102.041 | 90.1574 | 84.4608 | 84.601 | 90.3445 | 84.5077 | 84.6479 | 84.4608 | 84.601 | 96.2821 | 113.2987 | 118.188 | 128.934 | 128.9803 | 128.7011 | 133.8187 | 138.9223 | 133.8204 | 138.9223 | 143.7763 | 157.6337 | 157.5405 | 152.926 | 159.3781 | 155.0227 | 150.2328 | 145.413 | 125.1852 | 130.4093 | 125.1852 | 125.3237 | 114.4796 | 97.3583 | 97.4968 | 79.3683 | 67.0813 | 67.2668 | 67.4059 | 60.8081 | 54.0503 | 53.9576 | 54.0503 | 47.3643 | 54.1894 | 60.9009 | 47.5497 | 60.7154 | 49.5918 | 42.4713 | 56.7092 | 42.2411 | 34.9109 | 12.0807 | 12.0349 | 11.9427 | 11.8963 | 12.0349 | 11.8963 | 11.85 | 18.8074 | 32.2256 | 45.1034 | 18.8532 | 25.2687 | 18.4873 | 25.4055 | 31.9513 | 25.2229 | 31.8608 | 31.7697 | 63.3311 | 67.7271 | 47.7177 | 33.6734 | 19.217 | 47.6255 | 26.3463 | 54.427 | 33.7198 | 19.217 | 61.112 | 86.7602 | 67.6344 | 72.0415 | 112.8743 | 123.5604 | 107.1849 | 152.64 | 138.442 | 112.6905 | 107.2312 | 138.6258 | 138.4878 | 161.6338 | 157.3094 | 154.1927 | 144.7061 | 167.3806 | 134.7423 | 163.0028 | 139.7262 | 154.1 | 149.5281 | 119.3195 | 113.7863 | 59.8567 | 46.7395 | 60.0201 | 91.1162 | 108.4787 | 102.7717 | 85.1219 | 66.5488 | 84.9845 | 90.9788 | 102.6801 | 72.8924 | 85.1677 | 96.9537 | 97.7962 | 79.8859 | 73.6294 | 54.0307 | 53.9849 | 60.6926 | 98.0705 | 103.752 | 79.8401 | 33.4179 | 53.9391 | 54.0307 | 52.9115 | 72.1147 | 107.5708 | 107.525 | 101.7871 | 118.3933 | 95.8255 | 84.0069 | 71.7946 | 71.8862 | 65.6917 | 52.6377 | 65.0018 | 65.2789 | 65.5565 | 78.1342 | 89.7545 | 95.4707 | 117.7483 | 147.5916 | 133.2409 | 107.0431 | 122.9025 | 117.5176 | 165.3837 | 185.3196 | 189.1783 | 208.8699 | 189.2247 | 227.0986 | 233.2332 | 236.6133 | 227.0986 | 242.614 | 248.9752 | 246.4173 | 247.0176 | 246.6237 | 243.8802 | 244.98 | 243.787 | 228.9143 | 187.6679 | 114.033 | 108.5337 | 119.4218 | 167.7641 | 163.3942 | 189.7902 | 189.974
| C | 465.6049 | 462.2687 | 454.7777 | 443.0451 | 438.4949 | 430.5221 | 431.3778 | 427.3419 | 425.5892 | 425.9686 | 430.4541 | 433.1552 | 427.9382 | 426.5804 | 434.8355 | 432.6031 | 437.5752 | 439.6327 | 436.2609 | 431.7504 | 421.2961 | 413.5168 | 406.8304 | 405.7538 | 406.6897 | 406.7093 | 404.1156 | 396.1496 | 395.4473 | 393.9632 | 400.2994 | 401.7333 | 392.834 | 382.9143 | 376.2413 | 372.4108 | 373.6974 | 366.4705 | 349.0364 | 337.7198 | 334.3238 | 334.9889 | 336.4393 | 337.8847 | 334.6755 | 342.9218 | 351.4581 | 356.6111 | 353.9823 | 354.5398 | 355.8744 | 357.6634 | 358.7455 | 357.1817 | 361.5913 | 367.3379 | 377.4397 | 384.5363 | 387.1885 | 385.4936 | 387.256 | 386.3578 | 382.2081 | 379.6503 | 381.9117 | 384.1117 | 387.0734 | 386.7839 | 386.2271 | 386.6964 | 387.1892 | 387.6819 | 398.5152 | 410.8263 | 413.1955 | 418.9279 | 427.995 | 432.0172 | 439.2198 | 446.3669 | 452.1431 | 461.4729 | 471.7392 | 485.8112 | 499.6701 | 512.0186 | 520.6776 | 522.1576 | 520.7626 | 521.8478 | 523.6704 | 526.6226 | 530.9131 | 529.3611 | 531.5415 | 538.2824 | 542.871 | 547.1723 | 551.8776 | 565.6896 | 576.935 | 582.8841 | 589.4483 | 588.2266 | 581.0531 | 562.0693 | 546.1911 | 526.9291 | 510.8594 | 500.275 | 494.1185 | 486.9687 | 495.5595 | 490.876 | 483.5557 | 475.2336 | 465.8928 | 467.7048 | 474.9759 | 487.94 | 493.9596 | 493.8448 | 503.7756 | 499.6331 | 489.0646 | 487.5367 | 479.7265 | 475.5194 | 477.9563 | 486.1587 | 478.5255 | 512.2883 | 537.9793 | 556.7935 | 570.6034 | 567.5613 | 566.7211 | 572.3548 | 567.231 | 588.436 | 619.8853 | 621.7516 | 621.8302 | 599.0046 | 612.9128 | 627.795 | 631.7391 | 675.1617 | 698.8325 | 719.1506 | 722.387 | 728.4946 | 736.329 | 734.5071 | 722.6884 | 738.8634 | 743.3972 | 753.6436 | 796.409 | 799.1427 | 788.3048 | 781.5088 | 752.0981 | 742.6014 | 772.2958 | 774.1973 | 758.9756 | 764.5399 | 749.6285 | 767.9477 | 801.849 | 821.457 | 857.3963 | 882.252 | 879.7276 | 880.9523 | 881.13 | 851.9334 | 824.7786 | 826.7406 | 808.5525 | 769.0061 | 748.1419 | 713.0258 | 697.7224 | 697.1844 | 695.8229 | 666.0677 | 638.6726 | 629.5081 | 628.6233 | 613.8495 | 599.0281 | 582.3618 | 585.7559 | 560.8281 | 560.885 | 562.947 | 569.5669 | 549.009 | 570.7606 | 599.7526 | 618.1114 | 612.4104 | 594.7771 | 572.5729 | 560.1371 | 571.6332 | 562.019 | 547.6755 | 531.1345 | 512.2744 | 496.2893 | 486.8706 | 490.5718 | 493.8756 | 507.358 | 496.8988 | 493.8022 | 511.157 | 535.0244 | 570.0858 | 577.1856 | 618.4355 | 625.1374 | 659.8405 | 705.0455 | 753.0255 | 779.802 | 797.6515 | 807.1739 | 827.6312 | 878.9532 | 943.4254 | 977.5269 | 977.9862 | 979.9821 | 982.9084 | 986.0355 | 998.3194 | 985.2862 | 988.2233 | 993.9088 | 992.7602 | 963.9563 | 918.8959 | 827.1006 | 747.3174 | 723.8677 | 761.6268 | 803.5494 | 823.8284 | 815.9414 | 784.3157
| D | 529.7868 | 530.3211 | 548.8374 | 541.2268 | 531.1945 | 544.5741 | 548.886 | 567.1841 | 559.7748 | 563.2691 | 560.9942 | 557.7276 | 533.8493 | 512.8455 | 477.5443 | 453.79 | 429.6215 | 422.1347 | 413.9857 | 401.4306 | 409.8555 | 407.0421 | 412.5818 | 417.8686 | 418.5011 | 417.289 | 420.1156 | 416.2961 | 409.4002 | 396.6856 | 376.0053 | 357.2517 | 338.7838 | 318.8595 | 307.1735 | 293.5357 | 281.7154 | 260.9783 | 245.1003 | 238.9282 | 240.3856 | 226.72 | 223.8352 | 219.952 | 212.1614 | 206.0579 | 196.1597 | 182.2094 | 175.9557 | 170.6608 | 168.8973 | 167.1559 | 165.0919 | 167.6219 | 165.0553 | 156.3293 | 150.1626 | 145.7456 | 142.8811 | 142.633 | 147.2607 | 148.8328 | 146.5003 | 142.9679 | 139.2339 | 136.4932 | 123.8514 | 112.793 | 99.8229 | 81.6752 | 69.9031 | 58.0416 | 51.0356 | 46.2939 | 38.4363 | 36.4925 | 38.7484 | 42.1081 | 49.3675 | 59.0745 | 69.0156 | 75.0923 | 79.4862 | 77.5662 | 69.5107 | 64.3339 | 60.7554 | 57.4346 | 53.3305 | 47.8133 | 51.1608 | 55.0437 | 56.4202 | 62.2218 | 68.5465 | 69.413 | 72.1463 | 65.5979 | 54.3106 | 50.4457 | 52.6229 | 62.8401 | 77.0283 | 95.0581 | 103.6048 | 106.7734 | 115.0575 | 130.9679 | 123.6346 | 117.7855 | 109.7799 | 121.4904 | 129.4416 | 124.1686 | 124.6491 | 132.4925 | 149.0612 | 187.8432 | 183.1129 | 166.3819 | 157.0077 | 173.0864 | 194.5012 | 235.9127 | 266.3875 | 296.0386 | 300.5821 | 269.2935 | 237.9738 | 260.3528 | 297.9141 | 309.7648 | 304.9926 | 313.1229 | 325.2253 | 342.103 | 379.3204 | 471.9176 | 569.2566 | 598.511 | 602.5376 | 625.8844 | 620.6227 | 626.9912 | 640.5788 | 685.1715 | 703.5573 | 705.3244 | 710.5686 | 708.8724 | 633.2343 | 606.6046 | 635.3368 | 711.1464 | 727.7658 | 732.5765 | 738.5685 | 723.5573 | 713.1314 | 719.127 | 719.6603 | 729.9724 | 778.0757 | 742.5011 | 750.1397 | 777.0675 | 745.3566 | 725.9122 | 729.6146 | 723.2968 | 728.1767 | 719.8178 | 713.4226 | 731.0708 | 734.0601 | 738.9302 | 754.1311 | 781.014 | 767.1997 | 776.0201 | 761.1501 | 742.2339 | 722.2811 | 674.9003 | 693.3255 | 713.0015 | 699.0061 | 701.1357 | 698.4872 | 677.9387 | 676.9381 | 671.8963 | 658.8712 | 651.8175 | 684.8729 | 707.8526 | 699.342 | 698.1518 | 706.5871 | 699.7764 | 699.2961 | 686.5488 | 684.3139 | 682.1895 | 668.6656 | 624.27 | 572.6506 | 519.2161 | 487.9125 | 478.6937 | 477.3979 | 484.2027 | 469.8918 | 442.3556 | 449.8052 | 459.9095 | 451.4346 | 422.4314 | 366.3444 | 310.1496 | 271.9176 | 224.8383 | 215.0143 | 224.4768 | 256.9249 | 323.4582 | 389.1434 | 447.3023 | 516.9737 | 550.0593 | 512.5369 | 489.726 | 451.0922 | 422.1516 | 403.5128 | 363.5398 | 361.3666 | 350.1467 | 308.8429 | 283.1015 | 257.0953 | 227.8169 | 201.2474 | 173.7171 | 130.0204 | 92.3235 | 69.8168 | 47.7506 | 31.4345 | 23.22 | 14.4322 | 11.7278 | 13.5627 | 11.0223
| E | 534.3467 | 514.8448 | 506.3151 | 504.0405 | 489.9008 | 502.106 | 539.7116 | 557.6291 | 553.6847 | 540.8938 | 539.2219 | 528.7615 | 523.9144 | 512.2769 | 497.9842 | 497.8779 | 485.4461 | 483.4993 | 487.1362 | 501.0529 | 519.0263 | 531.835 | 526.1088 | 520.8136 | 516.7285 | 517.4981 | 518.2732 | 524.7493 | 526.9934 | 529.0864 | 533.125 | 524.9022 | 536.9975 | 556.7073 | 569.8707 | 589.5535 | 602.6943 | 609.2965 | 604.0509 | 597.9841 | 608.3206 | 605.1433 | 611.3116 | 630.4456 | 636.9005 | 636.2601 | 630.1913 | 625.182 | 632.8087 | 643.2096 | 664.5024 | 689.4177 | 702.1842 | 700.9165 | 701.7199 | 687.7778 | 672.1726 | 649.0171 | 639.1356 | 636.4562 | 646.0258 | 650.8122 | 665.6487 | 680.9857 | 700.4637 | 712.9671 | 714.8217 | 690.9498 | 663.9548 | 624.7651 | 625.3491 | 625.9329 | 635.2147 | 668.3517 | 698.3109 | 709.2252 | 717.2767 | 721.746 | 732.3461 | 733.0695 | 738.1094 | 752.5019 | 762.297 | 772.6809 | 788.0807 | 801.7538 | 814.8685 | 815.7696 | 805.0655 | 787.2193 | 775.1405 | 782.7083 | 789.2689 | 782.9871 | 758.4276 | 723.3741 | 707.6709 | 704.4495 | 696.3595 | 683.7361 | 649.1882 | 599.9129 | 571.433 | 547.5713 | 532.5602 | 513.4644 | 489.8688 | 489.4395 | 493.8774 | 500.8433 | 511.9997 | 530.4341 | 539.0698 | 548.1995 | 545.9207 | 560.1873 | 562.0893 | 572.2113 | 544.547 | 524.6007 | 538.8347 | 517.3796 | 492.0348 | 495.6948 | 503.7939 | 539.5922 | 569.4063 | 591.403 | 605.9621 | 615.9136 | 619.7613 | 621.1595 | 608.1649 | 584.8694 | 587.0895 | 609.1705 | 631.2065 | 628.5914 | 628.4714 | 648.6534 | 621.5468 | 640.5488 | 655.1739 | 670.549 | 702.1664 | 694.0332 | 714.3793 | 729.2547 | 716.8482 | 737.2013 | 758.3929 | 773.5804 | 744.7298 | 742.5158 | 743.8218 | 749.5819 | 737.3564 | 748.9389 | 775.3188 | 821.0997 | 834.8098 | 807.7657 | 804.1388 | 784.5103 | 829.3898 | 840.0456 | 834.7373 | 839.575 | 856.3128 | 877.5798 | 923.7795 | 971.8535 | 961.893 | 978.3631 | 953.1618 | 941.9557 | 994.1433 | 1019.4069 | 1014.7768 | 1000.1829 | 961.6255 | 914.0698 | 850.6352 | 864.4445 | 835.5624 | 771.5079 | 718.3606 | 709.4084 | 681.052 | 629.0077 | 601.5058 | 601.0052 | 565.3299 | 552.5731 | 543.2451 | 541.9643 | 534.4968 | 525.5801 | 531.7843 | 557.8279 | 548.8289 | 503.3142 | 470.6848 | 453.6369 | 473.8925 | 468.7294 | 462.6392 | 494.3152 | 485.8528 | 480.9345 | 472.9003 | 441.7722 | 420.8202 | 392.252 | 368.4762 | 355.4029 | 368.1674 | 399.6127 | 429.0254 | 471.7273 | 550.5425 | 634.6495 | 718.4662 | 821.7949 | 939.8043 | 901.4572 | 773.4143 | 680.146 | 594.3898 | 535.5962 | 511.3287 | 493.6156 | 467.824 | 433.1574 | 399.238 | 377.9647 | 343.475 | 314.4425 | 302.8394 | 307.483 | 318.5748 | 321.6579 | 342.1658 | 388.0836 | 423.5504 | 470.6003 | 550.1159 | 608.9553 | 665.7015 | 718.063 | 748.9118 | 779.7127 | 813.401 | 849.081
| F | 159.5139 | 157.0847 | 155.2138 | 152.5539 | 151.8324 | 150.5915 | 150.7635 | 149.4714 | 148.8661 | 148.7255 | 148.906 | 148.4359 | 146.1872 | 144.4423 | 145.6169 | 145.3205 | 145.8057 | 144.3553 | 144.4363 | 143.6577 | 142.5972 | 141.4934 | 140.5971 | 140.1696 | 140.3054 | 140.0943 | 139.9131 | 138.5312 | 138.033 | 136.9761 | 137.9094 | 138.3911 | 136.6245 | 134.0866 | 131.335 | 130.5474 | 130.163 | 128.7621 | 125.9504 | 124.4807 | 124.0283 | 124.1189 | 124.2252 | 124.2796 | 123.8122 | 125.2643 | 126.428 | 127.8278 | 127.3551 | 127.8649 | 127.6965 | 127.5219 | 128.0641 | 128.194 | 128.6518 | 129.6452 | 131.4061 | 132.5351 | 133.7123 | 133.7375 | 134.0871 | 134.0701 | 133.0735 | 133.0259 | 133.7298 | 133.8433 | 134.4553 | 134.2515 | 133.8987 | 134.4083 | 134.417 | 134.4257 | 136.3412 | 138.1146 | 138.7462 | 139.59 | 141.1138 | 141.4448 | 143.8654 | 145.91 | 146.9315 | 158.4471 | 169.6951 | 181.8919 | 193.3931 | 205.125 | 215.3109 | 227.8308 | 240.8334 | 253.6525 | 270.8861 | 287.9624 | 305.3889 | 329.7337 | 353.9207 | 377.6305 | 409.4106 | 440.0944 | 471.3945 | 503.4554 | 534.9734 | 565.7376 | 596.3417 | 625.7028 | 653.6068 | 682.6891 | 712.3322 | 740.6644 | 762.6692 | 785.5916 | 809.4725 | 832.4538 | 857.6735 | 880.7997 | 911.6651 | 942.0596 | 972.839 | 992.0648 | 1005.7182 | 1022.3467 | 1043.0375 | 1063.1346 | 1085.2141 | 1096.6092 | 1107.4812 | 1119.8041 | 1138.7796 | 1159.5659 | 1178.9334 | 1197.5791 | 1210.4956 | 1227.482 | 1246.0748 | 1263.44 | 1280.1487 | 1298.3008 | 1316.1722 | 1336.2829 | 1339.2515 | 1344.9252 | 1353.2932 | 1362.4377 | 1370.9828 | 1376.0784 | 1375.7711 | 1375.8757 | 1374.8648 | 1394.2486 | 1411.3792 | 1427.922 | 1428.1679 | 1428.7867 | 1429.662 | 1435.183 | 1437.9265 | 1445.86 | 1438.7759 | 1432.7012 | 1430.2727 | 1427.3469 | 1422.0868 | 1417.4191 | 1399.3205 | 1384.4029 | 1374.5158 | 1366.5821 | 1356.6722 | 1349.5011 | 1332.1032 | 1320.0957 | 1309.8193 | 1284.179 | 1260.8204 | 1235.9006 | 1204.9842 | 1175.0647 | 1144.8533 | 1104.137 | 1063.9835 | 1028.3544 | 998.6013 | 965.8545 | 936.0344 | 923.9844 | 914.9399 | 908.1562 | 879.77 | 847.5078 | 815.6845 | 804.1315 | 793.6673 | 781.4943 | 754.6468 | 749.9498 | 732.0331 | 718.9361 | 712.8019 | 705.8519 | 668.3817 | 626.9275 | 593.2268 | 574.4912 | 553.8034 | 530.3951 | 517.122 | 502.4475 | 488.935 | 476.5244 | 462.79 | 447.0254 | 416.9178 | 386.3727 | 356.3375 | 330.5734 | 306.7627 | 282.5168 | 269.3465 | 253.6057 | 238.7288 | 234.6503 | 231.9602 | 229.589 | 224.8851 | 226.2313 | 222.0602 | 219.8477 | 218.8763 | 210.3731 | 201.3694 | 204.1454 | 206.2117 | 209.0968 | 217.0067 | 226.4357 | 231.6208 | 231.8614 | 232.32 | 232.9104 | 233.3208 | 235.0213 | 233.3864 | 234.2195 | 235.22 | 234.8875 | 230.8666 | 224.1139 | 210.0696 | 198.7846 | 195.2406 | 201.0133 | 207.2647 | 209.0578 | 204.8607 | 200.2596
| G | 8.4135 | 8.3423 | 8.3423 | 8.3779 | 8.5211 | 8.3779 | 8.4495 | 8.664 | 8.5924 | 8.3779 | 8.4495 | 8.5924 | 8.4913 | 8.3669 | 8.4602 | 8.5842 | 8.4913 | 8.2739 | 8.3669 | 8.522 | 8.4602 | 8.4602 | 8.3669 | 8.6464 | 8.1111 | 8.2506 | 7.9719 | 8.2158 | 8.2506 | 8.1111 | 8.0116 | 8.1463 | 8.0763 | 8.0415 | 7.9367 | 8.2854 | 8.4098 | 8.4098 | 8.5813 | 8.4442 | 8.513 | 8.3411 | 8.4786 | 8.4786 | 8.3754 | 8.5813 | 8.4442 | 8.4442 | 8.7495 | 8.8183 | 8.7495 | 8.9897 | 8.887 | 8.6808 | 8.887 | 8.8183 | 8.8526 | 8.5089 | 8.8526 | 8.7839 | 8.4442 | 8.409 | 8.515 | 8.4798 | 8.3386 | 8.5502 | 8.4798 | 8.4442 | 8.409 | 8.515 | 8.4784 | 8.4417 | 8.2658 | 8.454 | 8.4229 | 8.2343 | 8.0771 | 8.1716 | 8.1467 | 8.046 | 8.0771 | 11.409 | 14.5178 | 20.3158 | 21.8868 | 23.402 | 25.3028 | 28.6894 | 32.2859 | 35.2517 | 40.1239 | 44.9608 | 49.5228 | 55.0915 | 60.9463 | 66.4856 | 73.2103 | 79.5532 | 85.6224 | 92.5372 | 99.2471 | 105.8882 | 113.1523 | 120.6223 | 127.6814 | 134.4336 | 141.3229 | 147.9724 | 155.2017 | 162.0988 | 168.9266 | 175.8653 | 182.7691 | 189.7421 | 196.5247 | 203.6883 | 210.2977 | 215.601 | 221.4588 | 226.5194 | 233.203 | 240.045 | 246.7753 | 251.5464 | 256.2053 | 261.0885 | 265.1551 | 269.7819 | 273.9605 | 276.7209 | 279.7805 | 281.2202 | 283.0319 | 285.8704 | 288.9001 | 290.8401 | 292.6848 | 294.7202 | 295.0218 | 294.973 | 294.8923 | 296.8593 | 299.0169 | 300.9204 | 300.5602 | 300.1043 | 299.9168 | 300.102 | 300.5893 | 300.9759 | 303.7375 | 306.6677 | 309.3621 | 308.5418 | 308.0234 | 307.3038 | 308.1968 | 309.3571 | 310.7154 | 310.384 | 309.6896 | 309.1933 | 307.8488 | 306.5042 | 304.6317 | 302.1521 | 299.8046 | 297.4899 | 295.2779 | 292.5565 | 290.1399 | 286.5614 | 282.5711 | 278.6942 | 274.9726 | 270.7987 | 266.6245 | 260.0635 | 253.8794 | 247.3937 | 240.7915 | 235.0188 | 229.3952 | 223.4762 | 217.8016 | 211.577 | 206.8164 | 201.6281 | 196.7763 | 188.2346 | 179.0521 | 170.3275 | 160.336 | 150.2659 | 139.6744 | 138.5015 | 137.2311 | 136.1883 | 131.6102 | 127.5583 | 123.4049 | 114.6728 | 106.4137 | 100.6426 | 94.433 | 90.6891 | 85.2825 | 80.0625 | 75.1527 | 69.9631 | 64.3663 | 58.4892 | 52.8192 | 48.0482 | 43.3849 | 38.7265 | 36.9126 | 34.3568 | 32.1852 | 31.2548 | 29.792 | 29.1878 | 27.0463 | 24.5315 | 22.0547 | 20.0231 | 17.7283 | 15.5494 | 14.945 | 13.965 | 13.1728 | 13.3606 | 13.2669 | 13.3921 | 13.3921 | 13.2043 | 13.4903 | 13.4903 | 13.2669 | 13.3606 | 13.4805 | 13.298 | 13.1523 | 13.3753 | 13.4457 | 13.3348 | 13.5169 | 13.1159 | 13.1523 | 13.2292 | 13.3004 | 12.2937 | 10.3628 | 9.0515
| H | 0 | 0 | 0 | 0 | 0 | 0 | 0 | 0 | 0 | 0 | 0 | 0 | 0 | 0 | 0 | 0 | 0 | 0 | 0 | 0 | 0 | 0 | 0 | 0 | 0 | 0 | 0 | 0 | 0 | 0 | 0 | 0 | 0 | 0 | 0 | 0 | 0 | 0 | 0 | 0 | 0 | 0 | 0 | 0 | 0 | 0 | 0 | 0 | 0 | 0 | 0 | 0 | 0 | 0 | 0 | 0 | 0 | 0 | 0 | 0 | 0 | 0 | 0 | 0 | 0 | 0 | 0 | 0 | 0 | 0 | 0 | 0 | 0 | 0 | 0 | 0 | 0 | 0 | 0 | 0 | 0 | 0.0578 | 0.1156 | 0.1734 | 0.22128 | 0.26917 | 0.31705 | 0.36805 | 0.41905 | 0.47005 | 0.54528 | 0.62051 | 0.69574 | 0.77349 | 0.85124 | 0.92899 | 1.0321 | 1.1351 | 1.2382 | 1.3567 | 1.4753 | 1.5938 | 1.6835 | 1.7732 | 1.8629 | 1.9783 | 2.0937 | 2.2091 | 2.3301 | 2.4512 | 2.5722 | 2.6453 | 2.7184 | 2.7915 | 2.9068 | 3.0222 | 3.1376 | 3.2611 | 3.3846 | 3.5082 | 3.5567 | 3.6052 | 3.6537 | 3.7427 | 3.8318 | 3.9209 | 3.9982 | 4.0756 | 4.1529 | 4.2466 | 4.3403 | 4.4341 | 4.4806 | 4.5271 | 4.5736 | 4.6152 | 4.6569 | 4.6986 | 4.7665 | 4.8345 | 4.9024 | 4.9067 | 4.911 | 4.9153 | 4.9293 | 4.9433 | 4.9573 | 4.9642 | 4.9711 | 4.978 | 4.9865 | 4.995 | 5.0034 | 5.0069 | 5.0104 | 5.0139 | 5.0048 | 4.9957 | 4.9866 | 4.9734 | 4.9602 | 4.947 | 4.9247 | 4.9025 | 4.8803 | 4.8468 | 4.8133 | 4.7798 | 4.7616 | 4.7434 | 4.7252 | 4.6694 | 4.6137 | 4.5579 | 4.506 | 4.454 | 4.4021 | 4.3162 | 4.2302 | 4.1443 | 4.0067 | 3.8691 | 3.7316 | 3.6662 | 3.6009 | 3.5356 | 3.3899 | 3.2443 | 3.0987 | 3.0108 | 2.9228 | 2.8349 | 2.6676 | 2.5003 | 2.3329 | 2.1135 | 1.894 | 1.6745 | 1.8081 | 1.9417 | 2.0753 | 1.9627 | 1.85 | 1.7374 | 1.5646 | 1.3918 | 1.219 | 1.2048 | 1.1905 | 1.1763 | 1.0875 | 0.99876 | 0.90999 | 0.7878 | 0.66562 | 0.54343 | 0.48195 | 0.42047 | 0.35898 | 0.34741 | 0.33584 | 0.32427 | 0.27502 | 0.22577 | 0.17652 | 0.11768 | 0.058839 | 0 | 0 | 0 | 0 | 0 | 0 | 0 | 0 | 0 | 0 | 0 | 0 | 0 | 0 | 0 | 0 | 0 | 0 | 0 | 0 | 0 | 0 | 0 | 0 | 0 | 0 | 0
| I | 2.1 | 2.1 | 2.1 | 2.1 | 2.1 | 2.1 | 2.1 | 2.1 | 2.1 | 2.1 | 2.1 | 2.1 | 2.1 | 2.1 | 2.1 | 2.1 | 2.1 | 2.1 | 2.1 | 2.1 | 2.1 | 2.1 | 2.1 | 2.1 | 2.1 | 2.1 | 2.1 | 2.1 | 2.1 | 2.1 | 2.1 | 2.1 | 2.1 | 2.1 | 2.1 | 2.1 | 2.1 | 2.1 | 2.1 | 2.1 | 2.1 | 2.1 | 2.1 | 2.1 | 2.1 | 2.1 | 2.1 | 2.1 | 2.1 | 2.1 | 2.1 | 2.1 | 2.1 | 2.1 | 2.1 | 2.1 | 2.1 | 2.1 | 2.1 | 2.1 | 2.1 | 2.1 | 2.1 | 2.1 | 2.1 | 2.1 | 2.1 | 2.1 | 2.1 | 2.1 | 2.1 | 2.1 | 2.1 | 2.1 | 2.1 | 2.1 | 2.1 | 2.1 | 2.1 | 2.1 | 2.1 | 2.1 | 2.1 | 2.1 | 2.1 | 2.1 | 2.1 | 2.1 | 2.1 | 2.1 | 2.1 | 2.1 | 2.1 | 2.1 | 2.1 | 2.1 | 2.1 | 2.1 | 2.1 | 2.1 | 2.1 | 2.1 | 2.1 | 2.1 | 2.1 | 2.1 | 2.1 | 2.1 | 2.1 | 2.1 | 2.1 | 2.1 | 2.1 | 2.1 | 2.1 | 2.1 | 2.1 | 2.1 | 2.1 | 2.1 | 2.1 | 2.1 | 2.1 | 2.1 | 2.1 | 2.1 | 2.1 | 2.1 | 2.1 | 2.1 | 2.1 | 2.1 | 2.1 | 2.1 | 2.1 | 2.1 | 2.1 | 2.1 | 2.1 | 2.1 | 2.1 | 2.1 | 2.1 | 2.1 | 2.1 | 2.1 | 2.1 | 2.1 | 2.1 | 2.1 | 2.1 | 2.1 | 2.1 | 2.1 | 2.1 | 2.1 | 2.1 | 2.1 | 2.1 | 2.1 | 2.1 | 2.1 | 2.1 | 2.1 | 2.1 | 2.1 | 2.1 | 2.1 | 2.1 | 2.1 | 2.1 | 2.1 | 2.1 | 2.1 | 2.1 | 2.1 | 2.1 | 2.1 | 2.1 | 2.1 | 2.1 | 2.1 | 2.1 | 2.1 | 2.1 | 2.1 | 2.1 | 2.1 | 2.1 | 2.1 | 2.1 | 2.1 | 2.1 | 2.1 | 2.1 | 2.1 | 2.1 | 2.1 | 2.1 | 2.1 | 2.1 | 2.1 | 2.1 | 2.1 | 2.1 | 2.1 | 2.1 | 2.1 | 2.1 | 2.1 | 2.1 | 2.1 | 2.1 | 2.1 | 2.1 | 2.1 | 2.1 | 2.1 | 2.1 | 2.1 | 2.1 | 2.1 | 2.1 | 2.1 | 2.1 | 2.1 | 2.1 | 2.1 | 2.1 | 2.1 | 2.1 | 2.1 | 2.1 | 2.1 | 2.1 | 2.1 | 2.1 | 2.1 | 2.1 | 2.1 | 2.1 | 2.1 | 2.1 | 2.1 | 2.1 | 2.1 | 2.1 | 2.1 | 2.1 | 2.1 | 2.1 | 2.1 | 2.1 | 2.1
| J | 88.4366 | 92.8669 | 99.7576 | 95.6502 | 89.2315 | 98.0992 | 109.5757 | 120.0494 | 160.5052 | 192.6769 | 194.664 | 190.8384 | 180.22 | 169.4955 | 164.4003 | 162.7462 | 158.7974 | 162.0832 | 164.6067 | 157.8371 | 152.0817 | 147.1618 | 138.9675 | 128.5061 | 118.6212 | 113.2815 | 115.9346 | 122.4077 | 124.0931 | 125.818 | 148.9906 | 173.6905 | 184.0897 | 185.2407 | 175.1892 | 163.7393 | 172.716 | 180.3001 | 179.6591 | 188.796 | 198.8061 | 191.5042 | 181.0603 | 177.3686 | 169.7408 | 161.1702 | 164.978 | 174.5011 | 180.0598 | 179.4184 | 172.5128 | 172.4721 | 177.9724 | 175.0274 | 170.5168 | 159.5478 | 147.4174 | 150.3901 | 158.4218 | 160.2972 | 155.2399 | 153.3471 | 156.4562 | 155.4078 | 152.5882 | 158.8808 | 160.0891 | 145.7544 | 133.411 | 129.0775 | 139.0539 | 151.8283 | 151.9973 | 150.0511 | 153.3471 | 157.168 | 166.7896 | 179.8996 | 177.1672 | 161.2948 | 150.4748 | 148.6508 | 144.5574 | 136.4996 | 126.2153 | 118.1295 | 115.1712 | 129.6044 | 160.8793 | 167.7341 | 170.0268 | 179.1376 | 182.3381 | 183.8512 | 177.0463 | 158.7974 | 148.8207 | 157.5862 | 151.025 | 126.8329 | 109.9835 | 96.5292 | 88.2963 | 84.0247 | 83.2237 | 82.7993 | 78.5413 | 73.8753 | 66.0951 | 56.5702 | 61.4937 | 70.3798 | 68.1202 | 66.0951 | 69.9957 | 67.8313 | 66.433 | 74.6392 | 86.6565 | 100.6311 | 109.5304 | 108.5778 | 100.4933 | 89.1381 | 80.7208 | 76.0216 | 77.2588 | 82.988 | 86.4219 | 95.9279 | 109.8023 | 101.0905 | 82.4219 | 74.6869 | 75.4023 | 77.639 | 72.8715 | 69.4191 | 68.9864 | 68.794 | 65.9985 | 58.4264 | 47.5169 | 43.4476 | 41.6044 | 42.3522 | 42.3023 | 38.5561 | 32.9284 | 25.8883 | 23.8 | 23.8 | 23.8 | 23.8 | 23.8 | 23.8 | 23.8 | 23.8 | 23.8 | 23.8 | 23.8 | 23.8 | 23.8 | 23.902 | 23.8 | 23.8 | 26.9051 | 29.7958 | 32.9788 | 36.2998 | 38.4059 | 41.0057 | 44.7402 | 45.6834 | 42.9996 | 37.8548 | 34.2384 | 33.13 | 32.323 | 32.4239 | 32.4239 | 31.6667 | 35.5462 | 37.7045 | 37.6543 | 41.7041 | 44.3427 | 44.6905 | 50.333 | 50.6781 | 47.4674 | 50.9245 | 56.4723 | 61.9794 | 60.8618 | 53.8753 | 49.741 | 46.8237 | 45.5842 | 45.2864 | 44.293 | 47.1704 | 55.4934 | 60.57 | 60.8618 | 60.4727 | 64.5 | 71.5309 | 79.2527 | 82.4219 | 73.4453 | 66.4813 | 68.3128 | 73.5409 | 74.2574 | 70.0437 | 68.0721 | 74.3051 | 90.0255 | 106.2586 | 114.497 | 117.9059 | 114.1821 | 106.4863 | 103.3823 | 99.021 | 88.8108 | 80.2949 | 76.6405 | 79.7266 | 87.9218 | 90.9118 | 91.9832 | 92.774 | 94.26 | 97.9147 | 95.6965 | 92.8204 | 99.2973 | 114.407 | 134.2391 | 148.0982 | 140.2623 | 126.0829 | 118.2637 | 112.4247 | 111.2505 | 113.6419 | 122.0968 | 132.407 | 134.5439 | 142.1131 | 155.1979 | 162.1661
| K | 282.4556 | 269.687 | 250.8395 | 239.9604 | 257.4968 | 265.0252 | 252.8043 | 237.042 | 234.8597 | 227.3436 | 217.0435 | 209.1651 | 202.227 | 219.162 | 248.0228 | 269.687 | 275.183 | 271.3244 | 273.9899 | 286.8851 | 302.7338 | 305.0593 | 313.8617 | 328.9867 | 353.5728 | 388.939 | 402.5551 | 401.4629 | 379.186 | 369.569 | 367.4742 | 369.2054 | 393.7302 | 416.5502 | 423.4268 | 429.0789 | 433.1783 | 429.934 | 426.9706 | 421.0435 | 420.7245 | 407.4313 | 408.3411 | 439.3809 | 454.1179 | 442.8648 | 423.9015 | 411.8763 | 400.8735 | 393.2579 | 402.1774 | 422.3961 | 446.5296 | 468.9264 | 483.697 | 488.5992 | 479.7526 | 468.9602 | 465.7229 | 453.9745 | 437.3776 | 440.2838 | 462.4786 | 470.1087 | 466.6131 | 454.9763 | 434.9794 | 412.9792 | 403.5186 | 399.5652 | 394.3733 | 392.6991 | 389.1561 | 398.5069 | 414.0786 | 428.4557 | 439.3055 | 420.7644 | 387.3729 | 387.1985 | 397.2756 | 392.4979 | 387.164 | 397.5747 | 427.7291 | 453.8177 | 458.1451 | 443.9351 | 437.5921 | 447.9077 | 455.0541 | 461.4 | 490.2183 | 510.1162 | 523.3941 | 548.0898 | 561.1801 | 574.906 | 585.6789 | 596.0214 | 612.511 | 626.804 | 630.376 | 636.5271 | 648.5344 | 648.1694 | 643.4113 | 643.123 | 651.2781 | 662.7514 | 670.7246 | 673.2606 | 674.2926 | 690.4349 | 693.6476 | 693.3315 | 704.2722 | 709.6488 | 710.4507 | 708.4051 | 704.7198 | 699.4405 | 697.3934 | 704.2934 | 716.8024 | 712.3735 | 703.3625 | 696.9271 | 699.1598 | 707.0996 | 707.4645 | 698.0306 | 684.6614 | 681.2231 | 684.3479 | 681.3709 | 683.2869 | 699.098 | 708.6358 | 691.6327 | 672.6064 | 662.1249 | 651.4872 | 637.5707 | 630.7051 | 635.3403 | 642.4867 | 647.7127 | 650.3553 | 650.3014 | 648.8163 | 649.3031 | 645.9507 | 643.6649 | 663.8495 | 679.854 | 675.4673 | 686.0266 | 705.4598 | 707.9498 | 712.2553 | 718.6411 | 706.2148 | 710.3087 | 739.4581 | 759.8124 | 778.1692 | 784.7512 | 767.7041 | 747.2318 | 727.1406 | 706.4071 | 693.5388 | 683.095 | 678.8812 | 679.0954 | 669.8859 | 651.1814 | 635.1877 | 627.0759 | 612.4526 | 574.0782 | 554.654 | 555.2081 | 544.9422 | 543.6334 | 533.1972 | 516.7611 | 511.655 | 496.6423 | 480.9415 | 459.9746 | 433.5415 | 420.0368 | 413.4831 | 404.3805 | 388.7848 | 374.2617 | 360.0681 | 347.4829 | 340.3752 | 330.1677 | 309.3563 | 298.3065 | 300.345 | 306.3208 | 308.903 | 313.0197 | 315.0159 | 319.6343 | 345.7672 | 378.3881 | 414.5448 | 467.051 | 507.415 | 510.2008 | 504.0437 | 498.7215 | 483.4575 | 478.4111 | 477.0184 | 477.2786 | 491.1245 | 519.3172 | 533.2434 | 525.0234 | 519.1549 | 518.8027 | 532.7706 | 553.7988 | 563.0142 | 566.3341 | 573.0095 | 578.7174 | 581.5784 | 584.5985 | 586.4595 | 585.2755 | 585.5117 | 589.1261 | 590.603 | 591.0209 | 590.4272 | 590.235 | 591.1714 | 592.4392 | 592.9138 | 592.958 | 592.9842 | 593.0175 | 593.0235 | 593.0364 | 593.0467 | 593.0158
| TOTAL | 2511.7797 | 2466.661 | 2437.1495 | 2378.5737 | 2355.4457 | 2390.6046 | 2443.8263 | 2473.1509 | 2513.5736 | 2545.9488 | 2529.8489 | 2499.444 | 2445.9247 | 2424.8455 | 2401.4055 | 2408.518 | 2379.9685 | 2338.672 | 2332.9267 | 2338.9297 | 2332.2269 | 2328.3079 | 2324.5457 | 2345.1291 | 2337.287 | 2357.074 | 2357.8413 | 2355.3317 | 2350.5382 | 2347.8331 | 2358.5341 | 2362.588 | 2392.8154 | 2412.6625 | 2365.7399 | 2346.7931 | 2355.6291 | 2317.0819 | 2271.6298 | 2252.4301 | 2262.1055 | 2208.5482 | 2185.4548 | 2214.8291 | 2214.0698 | 2204.4224 | 2197.1095 | 2187.2761 | 2191.6486 | 2183.4703 | 2214.7291 | 2263.1882 | 2304.9537 | 2342.4479 | 2368.3417 | 2366.4763 | 2357.759 | 2336.6057 | 2334.102 | 2310.787 | 2302.4371 | 2305.0002 | 2342.2737 | 2361.8381 | 2354.6449 | 2339.822 | 2302.1088 | 2232.8689 | 2173.3122 | 2139.6825 | 2157.8753 | 2181.9037 | 2202.3666 | 2261.693 | 2300.9914 | 2333.7495 | 2383.4857 | 2403.1802 | 2401.6875 | 2423.9977 | 2462.1747 | 2499.388 | 2559.8679 | 2646.569 | 2709.7758 | 2783.8171 | 2808.979 | 2821.87 | 2870.2515 | 2861.5946 | 2887.2687 | 2947.983 | 3027.4165 | 3108.5919 | 3152.6775 | 3175.44 | 3222.5072 | 3277.2101 | 3324.3835 | 3378.0003 | 3385.3082 | 3389.9887 | 3373.7291 | 3362.6746 | 3338.2958 | 3287.2347 | 3274.8329 | 3266.6474 | 3253.1001 | 3288.6847 | 3337.4693 | 3414.8601 | 3483.7603 | 3542.8774 | 3573.9182 | 3586.3754 | 3630.7037 | 3722.3993 | 3707.3054 | 3715.001 | 3769.4359 | 3779.4389 | 3811.1858 | 3835.163 | 3889.8586 | 3964.1255 | 4016.9116 | 4026.9359 | 4052.6676 | 4178.1988 | 4273.5209 | 4359.9005 | 4397.8552 | 4442.714 | 4493.4075 | 4499.1395 | 4573.2331 | 4695.7027 | 4804.3947 | 4879.1863 | 4883.7632 | 4941.4605 | 4954.8907 | 4971.367 | 5062.2409 | 5089.0953 | 5100.6269 | 5169.0696 | 5230.4001 | 5274.428 | 5267.5284 | 5324.9722 | 5359.5681 | 5473.104 | 5542.3949 | 5583.8118 | 5514.7153 | 5585.0988 | 5745.8386 | 5792.0349 | 5805.1256 | 5761.9791 | 5720.2646 | 5618.8264 | 5771.4166 | 5861.5822 | 5902.4722 | 5835.013 | 5740.0236 | 5732.737 | 5832.9441 | 5789.6585 | 5842.6636 | 5826.1673 | 5737.1044 | 5690.5939 | 5674.3545 | 5630.2288 | 5443.3765 | 5428.1804 | 5308.8777 | 5088.9984 | 4968.5485 | 4913.1962 | 4815.4055 | 4677.2718 | 4551.0688 | 4412.0936 | 4290.1856 | 4151.647 | 4135.9809 | 4067.7275 | 3900.7699 | 3849.061 | 3841.1111 | 3789.4378 | 3781.1166 | 3755.535 | 3749.287 | 3746.8689 | 3692.4692 | 3615.3314 | 3566.6298 | 3421.3935 | 3324.1068 | 3199.4513 | 3094.6017 | 3047.6727 | 2963.8073 | 2944.5029 | 2907.2899 | 2839.7944 | 2773.243 | 2732.9968 | 2723.4973 | 2661.5112 | 2689.3915 | 2676.3232 | 2631.4519 | 2650.6954 | 2727.2996 | 2813.9193 | 2934.5807 | 3165.7016 | 3378.8598 | 3516.8395 | 3611.5369 | 3604.5199 | 3687.3568 | 3790.1641 | 3776.6618 | 3823.9534 | 3869.6148 | 3952.7753 | 3957.3986 | 3907.3071 | 3865.3082 | 3833.0472 | 3796.531 | 3812.6604 | 3785.3278 | 3726.0826 | 3671.0628 | 3578.1039 | 3363.4202 | 3097.2253 | 2913.5847 | 2771.7083 | 2901.2607 | 3053.6693 | 3185.0031 | 3220.6361 | 3194.0894 | 3231.5584
BTM Solar PV
| Zone | 0:00 | 0:05 | 0:10 | 0:15 | 0:20 | 0:25 | 0:30 | 0:35 | 0:40 | 0:45 | 0:50 | 0:55 | 1:00 | 1:05 | 1:10 | 1:15 | 1:20 | 1:25 | 1:30 | 1:35 | 1:40 | 1:45 | 1:50 | 1:55 | 2:00 | 2:05 | 2:10 | 2:15 | 2:20 | 2:25 | 2:30 | 2:35 | 2:40 | 2:45 | 2:50 | 2:55 | 3:00 | 3:05 | 3:10 | 3:15 | 3:20 | 3:25 | 3:30 | 3:35 | 3:40 | 3:45 | 3:50 | 3:55 | 4:00 | 4:05 | 4:10 | 4:15 | 4:20 | 4:25 | 4:30 | 4:35 | 4:40 | 4:45 | 4:50 | 4:55 | 5:00 | 5:05 | 5:10 | 5:15 | 5:20 | 5:25 | 5:30 | 5:35 | 5:40 | 5:45 | 5:50 | 5:55 | 6:00 | 6:05 | 6:10 | 6:15 | 6:20 | 6:25 | 6:30 | 6:35 | 6:40 | 6:45 | 6:50 | 6:55 | 7:00 | 7:05 | 7:10 | 7:15 | 7:20 | 7:25 | 7:30 | 7:35 | 7:40 | 7:45 | 7:50 | 7:55 | 8:00 | 8:05 | 8:10 | 8:15 | 8:20 | 8:25 | 8:30 | 8:35 | 8:40 | 8:45 | 8:50 | 8:55 | 9:00 | 9:05 | 9:10 | 9:15 | 9:20 | 9:25 | 9:30 | 9:35 | 9:40 | 9:45 | 9:50 | 9:55 | 10:00 | 10:05 | 10:10 | 10:15 | 10:20 | 10:25 | 10:30 | 10:35 | 10:40 | 10:45 | 10:50 | 10:55 | 11:00 | 11:05 | 11:10 | 11:15 | 11:20 | 11:25 | 11:30 | 11:35 | 11:40 | 11:45 | 11:50 | 11:55 | 12:00 | 12:05 | 12:10 | 12:15 | 12:20 | 12:25 | 12:30 | 12:35 | 12:40 | 12:45 | 12:50 | 12:55 | 13:00 | 13:05 | 13:10 | 13:15 | 13:20 | 13:25 | 13:30 | 13:35 | 13:40 | 13:45 | 13:50 | 13:55 | 14:00 | 14:05 | 14:10 | 14:15 | 14:20 | 14:25 | 14:30 | 14:35 | 14:40 | 14:45 | 14:50 | 14:55 | 15:00 | 15:05 | 15:10 | 15:15 | 15:20 | 15:25 | 15:30 | 15:35 | 15:40 | 15:45 | 15:50 | 15:55 | 16:00 | 16:05 | 16:10 | 16:15 | 16:20 | 16:25 | 16:30 | 16:35 | 16:40 | 16:45 | 16:50 | 16:55 | 17:00 | 17:05 | 17:10 | 17:15 | 17:20 | 17:25 | 17:30 | 17:35 | 17:40 | 17:45 | 17:50 | 17:55 | 18:00 | 18:05 | 18:10 | 18:15 | 18:20 | 18:25 | 18:30 | 18:35 | 18:40 | 18:45 | 18:50 | 18:55 | 19:00 | 19:05 | 19:10 | 19:15 | 19:20 | 19:25 | 19:30 | 19:35 | 19:40 | 19:45 | 19:50 | 19:55 | 20:00 | 20:05 | 20:10 | 20:15 | 20:20 | 20:25 | 20:30 | 20:35 | 20:40 | 20:45 | 20:50 | 20:55 | 21:00 | 21:05
| A | 0 | 0 | 0 | 0 | 0 | 0 | 0 | 0 | 0 | 0 | 0 | 0 | 0 | 0 | 0 | 0 | 0 | 0 | 0 | 0 | 0 | 0 | 0 | 0 | 0 | 0 | 0 | 0 | 0 | 0 | 0 | 0 | 0 | 0 | 0 | 0 | 0 | 0 | 0 | 0 | 0 | 0 | 0 | 0 | 0 | 0 | 0 | 0 | 0 | 0 | 0 | 0 | 0 | 0 | 0 | 0 | 0 | 0 | 0 | 0 | 0 | 0 | 0 | 0 | 0 | 0 | 0 | 0 | 0 | 0 | 0 | 0 | 0 | 0 | 0 | 0 | 0 | 0 | 0 | 0 | 0 | 0 | 0 | 0 | 1.8881 | 3.7763 | 5.6644 | 6.9456 | 8.2269 | 9.5081 | 11.887 | 14.2659 | 16.6448 | 20.1288 | 23.6129 | 27.097 | 30.3937 | 33.6904 | 36.9872 | 40.9358 | 44.8844 | 48.833 | 45.7573 | 42.6816 | 39.6058 | 39.1488 | 38.6917 | 38.2347 | 40.8346 | 43.4346 | 46.0345 | 49.0802 | 52.126 | 55.1717 | 53.1112 | 51.0508 | 48.9903 | 47.8589 | 46.7276 | 45.5962 | 48.6644 | 51.7326 | 54.8008 | 59.2514 | 63.702 | 68.1526 | 72.3485 | 76.5443 | 80.7402 | 88.0754 | 95.4107 | 102.7459 | 106.8931 | 111.0402 | 115.1874 | 115.7044 | 116.2214 | 116.7383 | 112.4563 | 108.1743 | 103.8923 | 105.211 | 106.5297 | 107.8484 | 102.375 | 96.9017 | 91.4284 | 92.6272 | 93.826 | 95.0248 | 95.3095 | 95.5942 | 95.879 | 101.4235 | 106.968 | 112.5125 | 118.7164 | 124.9202 | 131.1241 | 129.0449 | 126.9657 | 124.8865 | 122.4964 | 120.1063 | 117.7161 | 108.3167 | 98.9172 | 89.5178 | 85.0184 | 80.5191 | 76.0198 | 68.5198 | 61.0197 | 53.5196 | 52.2496 | 50.9796 | 49.7096 | 48.9753 | 48.2411 | 47.5068 | 44.6559 | 41.8049 | 38.954 | 38.1485 | 37.3431 | 36.5376 | 37.4967 | 38.4557 | 39.4148 | 39.752 | 40.0891 | 40.4263 | 37.9163 | 35.4062 | 32.8962 | 31.585 | 30.2738 | 28.9626 | 27.6814 | 26.4002 | 25.1189 | 22.9948 | 20.8706 | 18.7465 | 19.1136 | 19.4807 | 19.8479 | 20.4435 | 21.0392 | 21.6349 | 21.8484 | 22.0619 | 22.2755 | 20.7095 | 19.1436 | 17.5776 | 15.5659 | 13.5541 | 11.5423 | 9.9067 | 8.2711 | 6.6354 | 4.4236 | 2.2118 | 0 | 0 | 0 | 0 | 0 | 0 | 0 | 0 | 0 | 0 | 0 | 0 | 0 | 0 | 0 | 0 | 0 | 0 | 0 | 0 | 0 | 0 | 0 | 0 | 0 | 0 | 0 | 0 | 0 | 0
| B | 0 | 0 | 0 | 0 | 0 | 0 | 0 | 0 | 0 | 0 | 0 | 0 | 0 | 0 | 0 | 0 | 0 | 0 | 0 | 0 | 0 | 0 | 0 | 0 | 0 | 0 | 0 | 0 | 0 | 0 | 0 | 0 | 0 | 0 | 0 | 0 | 0 | 0 | 0 | 0 | 0 | 0 | 0 | 0 | 0 | 0 | 0 | 0 | 0 | 0 | 0 | 0 | 0 | 0 | 0 | 0 | 0 | 0 | 0 | 0 | 0 | 0 | 0 | 0 | 0 | 0 | 0 | 0 | 0 | 0 | 0 | 0 | 0 | 0 | 0 | 0 | 0 | 0 | 0 | 0 | 0 | 0 | 0 | 0 | 1.1093 | 2.2185 | 3.3277 | 4.6287 | 5.9297 | 7.2307 | 9.2027 | 11.1747 | 13.1467 | 15.2328 | 17.3189 | 19.405 | 21.9111 | 24.4172 | 26.9233 | 29.5846 | 32.2459 | 34.9071 | 36.8107 | 38.7142 | 40.6177 | 42.2474 | 43.877 | 45.5066 | 45.1141 | 44.7215 | 44.3289 | 46.2872 | 48.2455 | 50.2038 | 52.3676 | 54.5313 | 56.695 | 60.9585 | 65.2221 | 69.4856 | 73.5026 | 77.5197 | 81.5367 | 81.6965 | 81.8563 | 82.016 | 82.4679 | 82.9199 | 83.3718 | 83.0112 | 82.6505 | 82.2899 | 82.1073 | 81.9247 | 81.7421 | 82.5866 | 83.4311 | 84.2756 | 83.1253 | 81.9749 | 80.8246 | 80.1992 | 79.5739 | 78.9485 | 78.5559 | 78.1633 | 77.7708 | 81.1036 | 84.4365 | 87.7694 | 84.6111 | 81.4528 | 78.2946 | 74.9976 | 71.7007 | 68.4038 | 68.2668 | 68.1299 | 67.9929 | 70.4168 | 72.8407 | 75.2647 | 78.9074 | 82.5501 | 86.1928 | 88.0382 | 89.8835 | 91.7288 | 88.5199 | 85.311 | 82.1021 | 78.6909 | 75.2797 | 71.8684 | 66.0255 | 60.1825 | 54.3396 | 46.8989 | 39.4583 | 32.0176 | 30.4701 | 28.9227 | 27.3752 | 31.2964 | 35.2175 | 39.1387 | 42.1241 | 45.1095 | 48.0949 | 42.9869 | 37.8788 | 32.7708 | 31.1959 | 29.6211 | 28.0462 | 27.4756 | 26.905 | 26.3344 | 22.8286 | 19.3229 | 15.8171 | 13.7584 | 11.6996 | 9.6409 | 9.7322 | 9.8235 | 9.9148 | 9.8326 | 9.7504 | 9.6683 | 8.4843 | 7.3003 | 6.1163 | 5.803 | 5.4898 | 5.1765 | 4.6767 | 4.1768 | 3.677 | 3.5674 | 3.4578 | 3.3483 | 3.1771 | 3.0059 | 2.8348 | 1.8898 | 0.94492 | 0 | 0 | 0 | 0 | 0 | 0 | 0 | 0 | 0 | 0 | 0 | 0 | 0 | 0 | 0 | 0 | 0 | 0 | 0 | 0 | 0 | 0 | 0 | 0 | 0 | 0 | 0
| C | 0 | 0 | 0 | 0 | 0 | 0 | 0 | 0 | 0 | 0 | 0 | 0 | 0 | 0 | 0 | 0 | 0 | 0 | 0 | 0 | 0 | 0 | 0 | 0 | 0 | 0 | 0 | 0 | 0 | 0 | 0 | 0 | 0 | 0 | 0 | 0 | 0 | 0 | 0 | 0 | 0 | 0 | 0 | 0 | 0 | 0 | 0 | 0 | 0 | 0 | 0 | 0 | 0 | 0 | 0 | 0 | 0 | 0 | 0 | 0 | 0 | 0 | 0 | 0 | 0 | 0 | 0 | 0 | 0 | 0 | 0 | 0 | 0 | 0 | 0 | 0 | 0 | 0 | 0 | 0 | 0 | 0 | 0 | 0 | 2.7258 | 5.4516 | 8.1774 | 10.4967 | 12.816 | 15.1353 | 17.8752 | 20.6152 | 23.3551 | 27.4972 | 31.6393 | 35.7813 | 40.387 | 44.9927 | 49.5984 | 55.399 | 61.1997 | 67.0004 | 72.9738 | 78.9472 | 84.9207 | 91.3148 | 97.7089 | 104.103 | 110.4637 | 116.8244 | 123.1851 | 128.1918 | 133.1984 | 138.205 | 143.7717 | 149.3383 | 154.905 | 159.4129 | 163.9208 | 168.4288 | 172.4854 | 176.5419 | 180.5985 | 183.7245 | 186.8505 | 189.9766 | 193.5311 | 197.0856 | 200.6401 | 205.8286 | 211.017 | 216.2055 | 219.9753 | 223.745 | 227.5148 | 230.6711 | 233.8275 | 236.9838 | 237.5271 | 238.0704 | 238.6137 | 237.2066 | 235.7996 | 234.3925 | 231.2035 | 228.0144 | 224.8254 | 224.2874 | 223.7494 | 223.2114 | 223.3153 | 223.4192 | 223.5231 | 223.7212 | 223.9193 | 224.1174 | 217.9862 | 211.8549 | 205.7237 | 196.584 | 187.4444 | 178.3047 | 171.1986 | 164.0924 | 156.9862 | 149.3523 | 141.7183 | 134.0844 | 138.4112 | 142.738 | 147.0649 | 152.2665 | 157.4682 | 162.6699 | 166.4052 | 170.1406 | 173.8759 | 168.5024 | 163.1288 | 157.7552 | 146.6219 | 135.4886 | 124.3553 | 118.9837 | 113.612 | 108.2404 | 100.9854 | 93.7304 | 86.4753 | 81.3349 | 76.1946 | 71.0542 | 67.8195 | 64.5848 | 61.3502 | 56.767 | 52.1839 | 47.6007 | 46.2968 | 44.9929 | 43.689 | 44.3242 | 44.9595 | 45.5947 | 40.3903 | 35.1858 | 29.9813 | 25.5631 | 21.1448 | 16.7265 | 15.5382 | 14.3499 | 13.1616 | 12.1327 | 11.1038 | 10.075 | 9.2944 | 8.5137 | 7.7331 | 7.011 | 6.2888 | 5.5667 | 3.7111 | 1.8556 | 0 | 0 | 0 | 0 | 0 | 0 | 0 | 0 | 0 | 0 | 0 | 0 | 0 | 0 | 0 | 0 | 0 | 0 | 0 | 0 | 0 | 0 | 0 | 0 | 0 | 0 | 0 | 0 | 0 | 0
| D | 0 | 0 | 0 | 0 | 0 | 0 | 0 | 0 | 0 | 0 | 0 | 0 | 0 | 0 | 0 | 0 | 0 | 0 | 0 | 0 | 0 | 0 | 0 | 0 | 0 | 0 | 0 | 0 | 0 | 0 | 0 | 0 | 0 | 0 | 0 | 0 | 0 | 0 | 0 | 0 | 0 | 0 | 0 | 0 | 0 | 0 | 0 | 0 | 0 | 0 | 0 | 0 | 0 | 0 | 0 | 0 | 0 | 0 | 0 | 0 | 0 | 0 | 0 | 0 | 0 | 0 | 0 | 0 | 0 | 0 | 0 | 0 | 0 | 0 | 0 | 0 | 0 | 0 | 0 | 0 | 0 | 0 | 0 | 0 | 0.084717 | 0.16943 | 0.25415 | 0.32045 | 0.38675 | 0.45305 | 0.52672 | 0.60038 | 0.67405 | 0.78455 | 0.89505 | 1.0055 | 1.1603 | 1.315 | 1.4696 | 1.628 | 1.7864 | 1.9448 | 2.129 | 2.3131 | 2.4973 | 2.7183 | 2.9393 | 3.1603 | 3.1603 | 3.1603 | 3.1603 | 3.2266 | 3.2929 | 3.3592 | 3.3887 | 3.4181 | 3.4476 | 3.9412 | 4.4347 | 4.9283 | 4.4642 | 4.0001 | 3.536 | 3.6833 | 3.8307 | 3.978 | 3.7791 | 3.5802 | 3.3813 | 3.1492 | 2.9172 | 2.6852 | 3.0277 | 3.3702 | 3.7128 | 4.5047 | 5.2966 | 6.0885 | 6.2727 | 6.4569 | 6.641 | 6.49 | 6.339 | 6.188 | 5.9965 | 5.8049 | 5.6134 | 5.6687 | 5.7239 | 5.7791 | 6.1548 | 6.5305 | 6.9062 | 7.3151 | 7.724 | 8.1328 | 7.7166 | 7.3004 | 6.8841 | 7.4146 | 7.945 | 8.4754 | 8.4975 | 8.5196 | 8.5417 | 8.0518 | 7.5619 | 7.072 | 6.9615 | 6.851 | 6.7405 | 6.7184 | 6.6963 | 6.6742 | 6.4679 | 6.2617 | 6.0554 | 5.978 | 5.9007 | 5.8233 | 5.3924 | 4.9615 | 4.5305 | 4.6484 | 4.7662 | 4.8841 | 4.711 | 4.5379 | 4.3647 | 4.3758 | 4.3868 | 4.3979 | 4.0627 | 3.7275 | 3.3923 | 3.2782 | 3.164 | 3.0498 | 2.943 | 2.8362 | 2.7294 | 2.5231 | 2.3168 | 2.1105 | 2.0369 | 1.9632 | 1.8896 | 1.7275 | 1.5654 | 1.4034 | 1.245 | 1.0866 | 0.9282 | 0.8398 | 0.7514 | 0.663 | 0.57828 | 0.49357 | 0.40885 | 0.36097 | 0.31308 | 0.2652 | 0.1768 | 0.0884 | 0 | 0 | 0 | 0 | 0 | 0 | 0 | 0 | 0 | 0 | 0 | 0 | 0 | 0 | 0 | 0 | 0 | 0 | 0 | 0 | 0 | 0 | 0 | 0 | 0 | 0 | 0 | 0 | 0 | 0
| E | 0 | 0 | 0 | 0 | 0 | 0 | 0 | 0 | 0 | 0 | 0 | 0 | 0 | 0 | 0 | 0 | 0 | 0 | 0 | 0 | 0 | 0 | 0 | 0 | 0 | 0 | 0 | 0 | 0 | 0 | 0 | 0 | 0 | 0 | 0 | 0 | 0 | 0 | 0 | 0 | 0 | 0 | 0 | 0 | 0 | 0 | 0 | 0 | 0 | 0 | 0 | 0 | 0 | 0 | 0 | 0 | 0 | 0 | 0 | 0 | 0 | 0 | 0 | 0 | 0 | 0 | 0 | 0 | 0 | 0 | 0 | 0 | 0 | 0 | 0 | 0 | 0 | 0 | 0 | 0 | 0 | 0 | 0 | 0 | 2.2996 | 4.5992 | 6.8988 | 7.9773 | 9.0558 | 10.1343 | 12.075 | 14.0157 | 15.9564 | 18.2952 | 20.634 | 22.9728 | 26.5441 | 30.1155 | 33.6869 | 36.6854 | 39.6838 | 42.6823 | 46.3004 | 49.9185 | 53.5366 | 57.3226 | 61.1086 | 64.8945 | 68.3972 | 71.8999 | 75.4026 | 79.615 | 83.8274 | 88.0398 | 91.6491 | 95.2584 | 98.8678 | 102.4375 | 106.0072 | 109.5769 | 111.9949 | 114.413 | 116.831 | 119.1781 | 121.5252 | 123.8722 | 124.2342 | 124.5961 | 124.958 | 126.8337 | 128.7094 | 130.585 | 132.0454 | 133.5058 | 134.9663 | 136.6769 | 138.3875 | 140.0982 | 139.9033 | 139.7084 | 139.5135 | 141.9072 | 144.3008 | 146.6945 | 146.4867 | 146.2788 | 146.071 | 146.4759 | 146.8808 | 147.2858 | 147.0564 | 146.8271 | 146.5977 | 145.125 | 143.6523 | 142.1795 | 141.384 | 140.5885 | 139.793 | 136.9658 | 134.1385 | 131.3113 | 129.0538 | 126.7963 | 124.5387 | 119.2103 | 113.8819 | 108.5535 | 99.2874 | 90.0213 | 80.7552 | 79.13 | 77.5049 | 75.8797 | 74.2255 | 72.5713 | 70.9172 | 72.704 | 74.4909 | 76.2778 | 74.8627 | 73.4475 | 72.0324 | 70.6313 | 69.2302 | 67.8291 | 66.8256 | 65.8221 | 64.8185 | 64.9352 | 65.0519 | 65.1686 | 62.3513 | 59.5339 | 56.7165 | 52.2848 | 47.8531 | 43.4214 | 40.4426 | 37.4637 | 34.4849 | 30.6685 | 26.8521 | 23.0356 | 22.4447 | 21.8539 | 21.263 | 20.0812 | 18.8994 | 17.7176 | 15.5429 | 13.3682 | 11.1934 | 10.3254 | 9.4573 | 8.5892 | 8.6806 | 8.772 | 8.8634 | 8.9809 | 9.0983 | 9.2158 | 7.9511 | 6.6863 | 5.4216 | 3.6144 | 1.8072 | 0 | 0 | 0 | 0 | 0 | 0 | 0 | 0 | 0 | 0 | 0 | 0 | 0 | 0 | 0 | 0 | 0 | 0 | 0 | 0 | 0 | 0 | 0 | 0 | 0 | 0 | 0
| F | 0 | 0 | 0 | 0 | 0 | 0 | 0 | 0 | 0 | 0 | 0 | 0 | 0 | 0 | 0 | 0 | 0 | 0 | 0 | 0 | 0 | 0 | 0 | 0 | 0 | 0 | 0 | 0 | 0 | 0 | 0 | 0 | 0 | 0 | 0 | 0 | 0 | 0 | 0 | 0 | 0 | 0 | 0 | 0 | 0 | 0 | 0 | 0 | 0 | 0 | 0 | 0 | 0 | 0 | 0 | 0 | 0 | 0 | 0 | 0 | 0 | 0 | 0 | 0 | 0 | 0 | 0 | 0 | 0 | 0 | 0 | 0 | 0 | 0 | 0 | 0 | 0 | 0 | 0 | 0 | 0 | 3.9015 | 7.803 | 11.7045 | 15.6138 | 19.523 | 23.4323 | 28.6184 | 33.8045 | 38.9907 | 45.7833 | 52.5759 | 59.3685 | 69.286 | 79.2035 | 89.1209 | 101.4561 | 113.7913 | 126.1265 | 138.3216 | 150.5166 | 162.7117 | 174.6207 | 186.5297 | 198.4387 | 211.3166 | 224.1946 | 237.0725 | 247.2797 | 257.487 | 267.6942 | 277.4485 | 287.2027 | 296.957 | 309.846 | 322.735 | 335.624 | 343.3199 | 351.0157 | 358.7116 | 367.2825 | 375.8533 | 384.4241 | 389.4731 | 394.522 | 399.571 | 406.9532 | 414.3353 | 421.7175 | 426.9676 | 432.2177 | 437.4678 | 443.4684 | 449.469 | 455.4695 | 463.2551 | 471.0407 | 478.8263 | 480.2513 | 481.6764 | 483.1015 | 486.4364 | 489.7713 | 493.1062 | 492.139 | 491.1718 | 490.2045 | 495.4078 | 500.6111 | 505.8144 | 505.8551 | 505.8958 | 505.9365 | 508.0628 | 510.1892 | 512.3156 | 508.3922 | 504.4688 | 500.5454 | 498.6181 | 496.6908 | 494.7636 | 488.9821 | 483.2007 | 477.4192 | 473.8071 | 470.195 | 466.583 | 460.9596 | 455.3363 | 449.7129 | 438.818 | 427.9231 | 417.0283 | 405.3414 | 393.6545 | 381.9677 | 367.3768 | 352.7859 | 338.195 | 327.0322 | 315.8694 | 304.7065 | 301.6747 | 298.6428 | 295.6109 | 284.1239 | 272.6369 | 261.1499 | 256.8268 | 252.5037 | 248.1805 | 238.3731 | 228.5657 | 218.7584 | 215.8707 | 212.9831 | 210.0955 | 194.8398 | 179.5842 | 164.3286 | 155.1835 | 146.0384 | 136.8934 | 131.9495 | 127.0056 | 122.0617 | 116.1895 | 110.3172 | 104.445 | 93.5097 | 82.5744 | 71.6391 | 61.9093 | 52.1795 | 42.4497 | 36.6584 | 30.867 | 25.0756 | 21.9352 | 18.7948 | 15.6545 | 13.3697 | 11.0848 | 8.8001 | 5.8667 | 2.9333 | 0 | 0 | 0 | 0 | 0 | 0 | 0 | 0 | 0 | 0 | 0 | 0 | 0 | 0 | 0 | 0 | 0 | 0 | 0 | 0 | 0 | 0 | 0 | 0 | 0 | 0 | 0
| G | 0 | 0 | 0 | 0 | 0 | 0 | 0 | 0 | 0 | 0 | 0 | 0 | 0 | 0 | 0 | 0 | 0 | 0 | 0 | 0 | 0 | 0 | 0 | 0 | 0 | 0 | 0 | 0 | 0 | 0 | 0 | 0 | 0 | 0 | 0 | 0 | 0 | 0 | 0 | 0 | 0 | 0 | 0 | 0 | 0 | 0 | 0 | 0 | 0 | 0 | 0 | 0 | 0 | 0 | 0 | 0 | 0 | 0 | 0 | 0 | 0 | 0 | 0 | 0 | 0 | 0 | 0 | 0 | 0 | 0 | 0 | 0 | 0 | 0 | 0 | 0 | 0 | 0 | 0 | 0 | 0 | 5.3127 | 10.6254 | 15.9382 | 18.8289 | 21.7196 | 24.6103 | 30.2244 | 35.8385 | 41.4526 | 49.5554 | 57.6581 | 65.7609 | 75.2163 | 84.6717 | 94.1271 | 104.5806 | 115.034 | 125.4874 | 136.7845 | 148.0815 | 159.3786 | 171.4904 | 183.6021 | 195.7139 | 207.0826 | 218.4513 | 229.8201 | 241.2579 | 252.6958 | 264.1336 | 275.6988 | 287.2639 | 298.8291 | 310.5393 | 322.2496 | 333.9598 | 343.0179 | 352.0759 | 361.1339 | 372.4707 | 383.8075 | 395.1443 | 403.1367 | 411.129 | 419.1214 | 426.3716 | 433.6219 | 440.8721 | 445.4962 | 450.1204 | 454.7446 | 459.5531 | 464.3615 | 469.17 | 472.42 | 475.6699 | 478.9198 | 479.0513 | 479.1828 | 479.3143 | 482.6093 | 485.9043 | 489.1993 | 488.7165 | 488.2338 | 487.751 | 488.4549 | 489.1587 | 489.8626 | 494.7142 | 499.5659 | 504.4176 | 503.212 | 502.0064 | 500.8009 | 502.689 | 504.5771 | 506.4652 | 505.7997 | 505.1342 | 504.4687 | 502.0504 | 499.6322 | 497.2139 | 492.9497 | 488.6854 | 484.4212 | 479.8623 | 475.3033 | 470.7444 | 464.3761 | 458.0077 | 451.6394 | 444.8367 | 438.034 | 431.2313 | 420.4297 | 409.6281 | 398.8265 | 389.2523 | 379.6781 | 370.1039 | 360.1372 | 350.1706 | 340.2039 | 331.9734 | 323.7429 | 315.5123 | 300.7436 | 285.9748 | 271.206 | 253.9002 | 236.5943 | 219.2884 | 217.2145 | 215.1406 | 213.0668 | 206.1091 | 199.1515 | 192.1939 | 177.4063 | 162.6187 | 147.8312 | 139.2793 | 130.7275 | 122.1757 | 113.4889 | 104.8022 | 96.1154 | 86.4437 | 76.772 | 67.1002 | 59.1807 | 51.2612 | 43.3417 | 39.6367 | 35.9318 | 32.2269 | 30.595 | 28.9631 | 27.3313 | 23.3077 | 19.2842 | 15.2607 | 11.6057 | 7.9508 | 4.2959 | 2.8639 | 1.432 | 0 | 0 | 0 | 0 | 0 | 0 | 0 | 0 | 0 | 0 | 0 | 0 | 0 | 0 | 0 | 0 | 0 | 0 | 0 | 0 | 0 | 0 | 0 | 0
| H | 0 | 0 | 0 | 0 | 0 | 0 | 0 | 0 | 0 | 0 | 0 | 0 | 0 | 0 | 0 | 0 | 0 | 0 | 0 | 0 | 0 | 0 | 0 | 0 | 0 | 0 | 0 | 0 | 0 | 0 | 0 | 0 | 0 | 0 | 0 | 0 | 0 | 0 | 0 | 0 | 0 | 0 | 0 | 0 | 0 | 0 | 0 | 0 | 0 | 0 | 0 | 0 | 0 | 0 | 0 | 0 | 0 | 0 | 0 | 0 | 0 | 0 | 0 | 0 | 0 | 0 | 0 | 0 | 0 | 0 | 0 | 0 | 0 | 0 | 0 | 0 | 0 | 0 | 0 | 0 | 0 | 0.9248 | 1.8496 | 2.7744 | 3.5405 | 4.3067 | 5.0728 | 5.8888 | 6.7048 | 7.5208 | 8.7245 | 9.9282 | 11.1318 | 12.3759 | 13.6199 | 14.8639 | 16.513 | 18.162 | 19.8111 | 21.7077 | 23.6043 | 25.5009 | 26.9362 | 28.3715 | 29.8068 | 31.6529 | 33.499 | 35.3452 | 37.2819 | 39.2186 | 41.1552 | 42.3246 | 43.4939 | 44.6632 | 46.5095 | 48.3558 | 50.2021 | 52.1783 | 54.1544 | 56.1305 | 56.9065 | 57.6825 | 58.4586 | 59.8837 | 61.3088 | 62.7339 | 63.9715 | 65.2091 | 66.4467 | 67.9461 | 69.4455 | 70.9448 | 71.6889 | 72.433 | 73.1771 | 73.8438 | 74.5105 | 75.1773 | 76.2644 | 77.3515 | 78.4387 | 78.5072 | 78.5758 | 78.6444 | 78.8684 | 79.0925 | 79.3165 | 79.4272 | 79.5379 | 79.6486 | 79.7839 | 79.9192 | 80.0545 | 80.1103 | 80.1661 | 80.2219 | 80.0767 | 79.9315 | 79.7863 | 79.5747 | 79.3631 | 79.1516 | 78.7958 | 78.44 | 78.0842 | 77.5486 | 77.013 | 76.4773 | 76.186 | 75.8946 | 75.6032 | 74.7108 | 73.8185 | 72.9261 | 72.0952 | 71.2644 | 70.4336 | 69.0585 | 67.6834 | 66.3082 | 64.1071 | 61.906 | 59.7048 | 58.6595 | 57.6143 | 56.569 | 54.239 | 51.909 | 49.579 | 48.1722 | 46.7653 | 45.3585 | 42.6813 | 40.0042 | 37.3271 | 33.8152 | 30.3034 | 26.7916 | 28.9293 | 31.0669 | 33.2046 | 31.4025 | 29.6005 | 27.7984 | 25.0338 | 22.2691 | 19.5045 | 19.2766 | 19.0487 | 18.8208 | 17.4004 | 15.9801 | 14.5598 | 12.6049 | 10.6499 | 8.6949 | 7.7112 | 6.7275 | 5.7437 | 5.5586 | 5.3735 | 5.1884 | 4.4004 | 3.6123 | 2.8243 | 1.8828 | 0.94142 | 0 | 0 | 0 | 0 | 0 | 0 | 0 | 0 | 0 | 0 | 0 | 0 | 0 | 0 | 0 | 0 | 0 | 0 | 0 | 0 | 0 | 0 | 0 | 0 | 0 | 0 | 0
| I | 0 | 0 | 0 | 0 | 0 | 0 | 0 | 0 | 0 | 0 | 0 | 0 | 0 | 0 | 0 | 0 | 0 | 0 | 0 | 0 | 0 | 0 | 0 | 0 | 0 | 0 | 0 | 0 | 0 | 0 | 0 | 0 | 0 | 0 | 0 | 0 | 0 | 0 | 0 | 0 | 0 | 0 | 0 | 0 | 0 | 0 | 0 | 0 | 0 | 0 | 0 | 0 | 0 | 0 | 0 | 0 | 0 | 0 | 0 | 0 | 0 | 0 | 0 | 0 | 0 | 0 | 0 | 0 | 0 | 0 | 0 | 0 | 0 | 0 | 0 | 0 | 0 | 0 | 0 | 0 | 0 | 1.2055 | 2.4111 | 3.6166 | 4.6153 | 5.614 | 6.6128 | 7.6765 | 8.7402 | 9.8039 | 11.373 | 12.9421 | 14.5111 | 16.1328 | 17.7545 | 19.3761 | 21.5258 | 23.6755 | 25.8252 | 28.2976 | 30.7699 | 33.2423 | 35.1133 | 36.9843 | 38.8553 | 41.2619 | 43.6684 | 46.0749 | 48.5996 | 51.1242 | 53.6488 | 55.1731 | 56.6974 | 58.2217 | 60.6285 | 63.0353 | 65.4421 | 68.0181 | 70.5941 | 73.1701 | 74.1817 | 75.1933 | 76.2049 | 78.0627 | 79.9204 | 81.7781 | 83.3914 | 85.0047 | 86.618 | 88.5726 | 90.5271 | 92.4816 | 93.4516 | 94.4216 | 95.3915 | 96.2607 | 97.1298 | 97.999 | 99.4161 | 100.8333 | 102.2504 | 102.3398 | 102.4292 | 102.5186 | 102.8106 | 103.1027 | 103.3947 | 103.539 | 103.6833 | 103.8277 | 104.004 | 104.1804 | 104.3568 | 104.4295 | 104.5022 | 104.5749 | 104.3856 | 104.1964 | 104.0071 | 103.7313 | 103.4555 | 103.1797 | 102.7159 | 102.2521 | 101.7883 | 101.0901 | 100.3919 | 99.6937 | 99.3138 | 98.934 | 98.5542 | 97.3909 | 96.2276 | 95.0644 | 93.9813 | 92.8983 | 91.8152 | 90.0226 | 88.2301 | 86.4375 | 83.5682 | 80.6988 | 77.8295 | 76.4669 | 75.1043 | 73.7417 | 70.7044 | 67.6671 | 64.6298 | 62.7959 | 60.9619 | 59.128 | 55.6382 | 52.1483 | 48.6585 | 44.0806 | 39.5027 | 34.9247 | 37.7114 | 40.498 | 43.2846 | 40.9355 | 38.5863 | 36.2372 | 32.6333 | 29.0294 | 25.4255 | 25.1284 | 24.8313 | 24.5342 | 22.6827 | 20.8313 | 18.9798 | 16.4313 | 13.8829 | 11.3345 | 10.0521 | 8.7697 | 7.4874 | 7.2461 | 7.0048 | 6.7634 | 5.7362 | 4.7089 | 3.6816 | 2.4544 | 1.2272 | 0 | 0 | 0 | 0 | 0 | 0 | 0 | 0 | 0 | 0 | 0 | 0 | 0 | 0 | 0 | 0 | 0 | 0 | 0 | 0 | 0 | 0 | 0 | 0 | 0 | 0 | 0
| J | 0 | 0 | 0 | 0 | 0 | 0 | 0 | 0 | 0 | 0 | 0 | 0 | 0 | 0 | 0 | 0 | 0 | 0 | 0 | 0 | 0 | 0 | 0 | 0 | 0 | 0 | 0 | 0 | 0 | 0 | 0 | 0 | 0 | 0 | 0 | 0 | 0 | 0 | 0 | 0 | 0 | 0 | 0 | 0 | 0 | 0 | 0 | 0 | 0 | 0 | 0 | 0 | 0 | 0 | 0 | 0 | 0 | 0 | 0 | 0 | 0 | 0 | 0 | 0 | 0 | 0 | 0 | 0 | 0 | 0 | 0 | 0 | 0 | 0 | 0 | 0 | 0 | 0 | 0 | 0 | 0 | 5.016 | 10.0319 | 15.0479 | 18.5869 | 22.1259 | 25.6649 | 30.9572 | 36.2495 | 41.5418 | 48.2227 | 54.9036 | 61.5846 | 68.8564 | 76.1283 | 83.4002 | 91.329 | 99.2578 | 107.1866 | 115.3777 | 123.5687 | 131.7598 | 140.0082 | 148.2566 | 156.5051 | 164.5929 | 172.6807 | 180.7686 | 187.51 | 194.2514 | 200.9928 | 207.8583 | 214.7239 | 221.5894 | 229.5433 | 237.4971 | 245.4509 | 252.7546 | 260.0582 | 267.3618 | 271.6457 | 275.9296 | 280.2136 | 281.5982 | 282.9827 | 284.3673 | 292.1654 | 299.9634 | 307.7614 | 314.0696 | 320.3778 | 326.686 | 324.8896 | 323.0931 | 321.2967 | 327.5847 | 333.8728 | 340.1608 | 342.4289 | 344.697 | 346.965 | 351.1353 | 355.3056 | 359.4759 | 364.1926 | 368.9093 | 373.626 | 375.5969 | 377.5677 | 379.5386 | 381.5566 | 383.5747 | 385.5927 | 383.381 | 381.1692 | 378.9574 | 378.8782 | 378.7989 | 378.7196 | 378.112 | 377.5044 | 376.8968 | 375.1209 | 373.345 | 371.5692 | 369.9401 | 368.3109 | 366.6818 | 364.0377 | 361.3936 | 358.7495 | 356.0286 | 353.3077 | 350.5868 | 347.2804 | 343.974 | 340.6676 | 336.14 | 331.6124 | 327.0847 | 321.8205 | 316.5563 | 311.2921 | 304.0175 | 296.7428 | 289.4682 | 283.4784 | 277.4887 | 271.4989 | 265.2683 | 259.0376 | 252.807 | 246.2717 | 239.7364 | 233.2012 | 223.4786 | 213.756 | 204.0334 | 198.8807 | 193.7281 | 188.5754 | 179.0997 | 169.624 | 160.1483 | 151.5998 | 143.0513 | 134.5028 | 126.0091 | 117.5154 | 109.0217 | 100.5287 | 92.0356 | 83.5425 | 74.9155 | 66.2884 | 57.6613 | 50.436 | 43.2107 | 35.9854 | 33.3054 | 30.6255 | 27.9456 | 24.0562 | 20.1668 | 16.2773 | 10.8516 | 5.4258 | 0 | 0 | 0 | 0 | 0 | 0 | 0 | 0 | 0 | 0 | 0 | 0 | 0 | 0 | 0 | 0 | 0 | 0 | 0 | 0 | 0 | 0 | 0 | 0 | 0 | 0 | 0
| K | 0 | 0 | 0 | 0 | 0 | 0 | 0 | 0 | 0 | 0 | 0 | 0 | 0 | 0 | 0 | 0 | 0 | 0 | 0 | 0 | 0 | 0 | 0 | 0 | 0 | 0 | 0 | 0 | 0 | 0 | 0 | 0 | 0 | 0 | 0 | 0 | 0 | 0 | 0 | 0 | 0 | 0 | 0 | 0 | 0 | 0 | 0 | 0 | 0 | 0 | 0 | 0 | 0 | 0 | 0 | 0 | 0 | 0 | 0 | 0 | 0 | 0 | 0 | 0 | 0 | 0 | 0 | 0 | 0 | 0 | 0 | 0 | 0 | 0 | 0 | 0 | 0 | 0 | 0 | 0 | 0 | 11.2294 | 22.4587 | 33.6881 | 39.7637 | 45.8393 | 51.9149 | 65.971 | 80.0272 | 94.0833 | 111.9543 | 129.8253 | 147.6963 | 167.9775 | 188.2588 | 208.54 | 229.5946 | 250.6491 | 271.7037 | 293.8263 | 315.9489 | 338.0715 | 361.1731 | 384.2747 | 407.3764 | 431.0404 | 454.7044 | 478.3685 | 499.481 | 520.5936 | 541.7062 | 562.212 | 582.7179 | 603.2237 | 624.1665 | 645.1092 | 666.052 | 685.6745 | 705.297 | 724.9194 | 740.1357 | 755.3519 | 770.5682 | 783.086 | 795.6038 | 808.1215 | 824.9166 | 841.7117 | 858.5068 | 868.5959 | 878.6851 | 888.7742 | 893.4967 | 898.2193 | 902.9418 | 908.6161 | 914.2903 | 919.9645 | 931.7078 | 943.4511 | 955.1944 | 966.236 | 977.2775 | 988.3191 | 990.0746 | 991.83 | 993.5854 | 997.9297 | 1002.2739 | 1006.6181 | 1009.485 | 1012.3519 | 1015.2188 | 1013.8804 | 1012.5421 | 1011.2037 | 1011.3748 | 1011.5459 | 1011.7171 | 1009.9608 | 1008.2044 | 1006.4481 | 1003.5307 | 1000.6132 | 997.6958 | 992.1397 | 986.5836 | 981.0276 | 976.4437 | 971.8599 | 967.2761 | 961.327 | 955.3779 | 949.4288 | 941.4082 | 933.3876 | 925.3669 | 913.9895 | 902.612 | 891.2346 | 878.8113 | 866.388 | 853.9647 | 837.2945 | 820.6243 | 803.9541 | 785.6727 | 767.3913 | 749.1099 | 729.5271 | 709.9443 | 690.3615 | 668.1489 | 645.9363 | 623.7237 | 599.1913 | 574.6589 | 550.1264 | 524.9352 | 499.7439 | 474.5526 | 453.452 | 432.3514 | 411.2508 | 387.8578 | 364.4649 | 341.0719 | 316.6657 | 292.2596 | 267.8534 | 244.4132 | 220.973 | 197.5328 | 176.5563 | 155.5798 | 134.6032 | 113.3734 | 92.1437 | 70.9139 | 62.024 | 53.134 | 44.244 | 39.7319 | 35.2198 | 30.7077 | 20.4718 | 10.2359 | 0 | 0 | 0 | 0 | 0 | 0 | 0 | 0 | 0 | 0 | 0 | 0 | 0 | 0 | 0 | 0 | 0 | 0 | 0 | 0 | 0 | 0 | 0 | 0 | 0 | 0 | 0
| TOTAL | 0 | 0 | 0 | 0 | 0 | 0 | 0 | 0 | 0 | 0 | 0 | 0 | 0 | 0 | 0 | 0 | 0 | 0 | 0 | 0 | 0 | 0 | 0 | 0 | 0 | 0 | 0 | 0 | 0 | 0 | 0 | 0 | 0 | 0 | 0 | 0 | 0 | 0 | 0 | 0 | 0 | 0 | 0 | 0 | 0 | 0 | 0 | 0 | 0 | 0 | 0 | 0 | 0 | 0 | 0 | 0 | 0 | 0 | 0 | 0 | 0 | 0 | 0 | 0 | 0 | 0 | 0 | 0 | 0 | 0 | 0 | 0 | 0 | 0 | 0 | 0 | 0 | 0 | 0 | 0 | 0 | 27.5899 | 55.1798 | 82.7696 | 109.0566 | 135.3435 | 161.6304 | 199.7051 | 237.7798 | 275.8545 | 327.1797 | 378.505 | 429.8303 | 491.7835 | 553.7367 | 615.6899 | 685.3952 | 755.1006 | 824.8059 | 898.5481 | 972.2902 | 1046.0323 | 1113.313 | 1180.5936 | 1247.8743 | 1319.6991 | 1391.524 | 1463.3489 | 1529.38 | 1595.4112 | 1661.4423 | 1727.1161 | 1792.7899 | 1858.4637 | 1925.5214 | 1992.579 | 2059.6367 | 2119.5722 | 2179.5076 | 2239.4431 | 2293.7343 | 2348.0255 | 2402.3168 | 2442.7741 | 2483.2315 | 2523.6888 | 2574.1305 | 2624.5722 | 2675.0139 | 2718.5461 | 2762.0783 | 2805.6105 | 2830.597 | 2855.5835 | 2880.57 | 2912.1241 | 2943.6781 | 2975.2322 | 2988.4046 | 3001.577 | 3014.7494 | 3038.2781 | 3061.8067 | 3085.3354 | 3081.4193 | 3077.5031 | 3073.587 | 3090.5182 | 3107.4493 | 3124.3804 | 3131.8461 | 3139.3118 | 3146.7775 | 3145.6585 | 3144.5394 | 3143.4203 | 3139.8664 | 3136.3124 | 3132.7584 | 3116.2226 | 3099.6869 | 3083.1511 | 3061.3494 | 3039.5478 | 3017.7461 | 2980.4444 | 2943.1427 | 2905.841 | 2875.0016 | 2844.1623 | 2813.3229 | 2777.9771 | 2742.6313 | 2707.2855 | 2670.317 | 2633.3485 | 2596.38 | 2540.0758 | 2483.7716 | 2427.4674 | 2366.5945 | 2305.7217 | 2244.8489 | 2201.9585 | 2159.0681 | 2116.1777 | 2062.3346 | 2008.4914 | 1954.6482 | 1896.7186 | 1838.7889 | 1780.8593 | 1708.3591 | 1635.8589 | 1563.3586 | 1505.0415 | 1446.7244 | 1388.4073 | 1331.5979 | 1274.7884 | 1217.9789 | 1151.7484 | 1085.518 | 1019.2875 | 962.0712 | 904.8549 | 847.6386 | 794.4061 | 741.1736 | 687.9411 | 627.6372 | 567.3333 | 507.0293 | 451.4085 | 395.7876 | 340.1667 | 296.6636 | 253.1606 | 209.6575 | 190.4912 | 171.3249 | 152.1585 | 130.0417 | 107.9248 | 85.808 | 58.6373 | 31.4666 | 4.2959 | 2.8639 | 1.432 | 0 | 0 | 0 | 0 | 0 | 0 | 0 | 0 | 0 | 0 | 0 | 0 | 0 | 0 | 0 | 0 | 0 | 0 | 0 | 0 | 0 | 0 | 0 | 0
All Incremental Generation Resources, as modeled
Wind
| Zone | 0:00 | 0:05 | 0:10 | 0:15 | 0:20 | 0:25 | 0:30 | 0:35 | 0:40 | 0:45 | 0:50 | 0:55 | 1:00 | 1:05 | 1:10 | 1:15 | 1:20 | 1:25 | 1:30 | 1:35 | 1:40 | 1:45 | 1:50 | 1:55 | 2:00 | 2:05 | 2:10 | 2:15 | 2:20 | 2:25 | 2:30 | 2:35 | 2:40 | 2:45 | 2:50 | 2:55 | 3:00 | 3:05 | 3:10 | 3:15 | 3:20 | 3:25 | 3:30 | 3:35 | 3:40 | 3:45 | 3:50 | 3:55 | 4:00 | 4:05 | 4:10 | 4:15 | 4:20 | 4:25 | 4:30 | 4:35 | 4:40 | 4:45 | 4:50 | 4:55 | 5:00 | 5:05 | 5:10 | 5:15 | 5:20 | 5:25 | 5:30 | 5:35 | 5:40 | 5:45 | 5:50 | 5:55 | 6:00 | 6:05 | 6:10 | 6:15 | 6:20 | 6:25 | 6:30 | 6:35 | 6:40 | 6:45 | 6:50 | 6:55 | 7:00 | 7:05 | 7:10 | 7:15 | 7:20 | 7:25 | 7:30 | 7:35 | 7:40 | 7:45 | 7:50 | 7:55 | 8:00 | 8:05 | 8:10 | 8:15 | 8:20 | 8:25 | 8:30 | 8:35 | 8:40 | 8:45 | 8:50 | 8:55 | 9:00 | 9:05 | 9:10 | 9:15 | 9:20 | 9:25 | 9:30 | 9:35 | 9:40 | 9:45 | 9:50 | 9:55 | 10:00 | 10:05 | 10:10 | 10:15 | 10:20 | 10:25 | 10:30 | 10:35 | 10:40 | 10:45 | 10:50 | 10:55 | 11:00 | 11:05 | 11:10 | 11:15 | 11:20 | 11:25 | 11:30 | 11:35 | 11:40 | 11:45 | 11:50 | 11:55 | 12:00 | 12:05 | 12:10 | 12:15 | 12:20 | 12:25 | 12:30 | 12:35 | 12:40 | 12:45 | 12:50 | 12:55 | 13:00 | 13:05 | 13:10 | 13:15 | 13:20 | 13:25 | 13:30 | 13:35 | 13:40 | 13:45 | 13:50 | 13:55 | 14:00 | 14:05 | 14:10 | 14:15 | 14:20 | 14:25 | 14:30 | 14:35 | 14:40 | 14:45 | 14:50 | 14:55 | 15:00 | 15:05 | 15:10 | 15:15 | 15:20 | 15:25 | 15:30 | 15:35 | 15:40 | 15:45 | 15:50 | 15:55 | 16:00 | 16:05 | 16:10 | 16:15 | 16:20 | 16:25 | 16:30 | 16:35 | 16:40 | 16:45 | 16:50 | 16:55 | 17:00 | 17:05 | 17:10 | 17:15 | 17:20 | 17:25 | 17:30 | 17:35 | 17:40 | 17:45 | 17:50 | 17:55 | 18:00 | 18:05 | 18:10 | 18:15 | 18:20 | 18:25 | 18:30 | 18:35 | 18:40 | 18:45 | 18:50 | 18:55 | 19:00 | 19:05 | 19:10 | 19:15 | 19:20 | 19:25 | 19:30 | 19:35 | 19:40 | 19:45 | 19:50 | 19:55 | 20:00 | 20:05 | 20:10 | 20:15 | 20:20 | 20:25 | 20:30 | 20:35 | 20:40 | 20:45 | 20:50 | 20:55 | 21:00 | 21:05
| A | 300.0766 | 288.0083 | 269.7367 | 262.305 | 263.5537 | 259.8489 | 270.8902 | 280.6871 | 296.4817 | 301.3354 | 298.9325 | 303.8063 | 304.7155 | 295.2474 | 294.1429 | 313.3726 | 320.6202 | 301.6825 | 292.1642 | 289.643 | 264.1034 | 249.2028 | 246.6944 | 257.9557 | 243.6395 | 233.7091 | 230.0042 | 234.9825 | 250.2229 | 250.4628 | 261.6356 | 270.4023 | 282.8142 | 279.1447 | 255.7014 | 240.684 | 228.9092 | 208.6928 | 202.266 | 204.8337 | 215.0929 | 217.6394 | 212.5268 | 204.6791 | 202.1111 | 202.1111 | 209.7254 | 214.8473 | 219.0642 | 206.2549 | 195.8747 | 193.1521 | 193.1053 | 199.3993 | 205.8689 | 214.8166 | 226.2901 | 232.6472 | 233.785 | 224.9179 | 226.5187 | 234.1034 | 239.068 | 242.8409 | 229.0309 | 225.1314 | 219.845 | 222.2613 | 219.4776 | 238.2669 | 262.1488 | 285.6404 | 295.2329 | 292.7901 | 300.0331 | 304.9319 | 313.3152 | 320.4206 | 333.4308 | 352.1263 | 369.4235 | 368.3941 | 387.7502 | 414.4932 | 411.0815 | 415.5623 | 402.307 | 395.7091 | 409.0666 | 380.0505 | 377.7091 | 373.0674 | 372.9306 | 378.5672 | 389.8967 | 396.6348 | 390.9079 | 384.1641 | 397.4659 | 419.3814 | 416.103 | 396.3531 | 370.6165 | 338.5453 | 303.2576 | 270.6833 | 263.3159 | 248.5123 | 225.9548 | 229.7458 | 228.4832 | 237.299 | 246.0478 | 251.0325 | 253.5035 | 230.9465 | 219.5542 | 219.5848 | 214.5094 | 203.0089 | 214.0486 | 205.0655 | 187.005 | 156.9945 | 155.5766 | 164.8584 | 160.9709 | 144.9756 | 140.9607 | 160.955 | 166.4108 | 179.531 | 198.6237 | 202.6839 | 174.0877 | 148.9329 | 139.4647 | 136.7266 | 149.0929 | 173.3311 | 204.8646 | 213.9871 | 224.2466 | 216.5661 | 272.2053 | 282.0224 | 278.3509 | 275.8929 | 273.4307 | 285.6843 | 301.4656 | 379.9009 | 420.0517 | 397.9081 | 393.4387 | 384.4216 | 301.3354 | 296.5107 | 347.5689 | 363.7581 | 336.9976 | 337.7154 | 347.0242 | 336.2794 | 366.4428 | 440.5679 | 534.5956 | 513.764 | 465.4364 | 482.1651 | 521.312 | 525.2524 | 593.4543 | 606.116 | 573.491 | 580.227 | 578.3813 | 586.6096 | 565.1051 | 619.6438 | 619.2641 | 562.1697 | 589.809 | 627.0194 | 600.5855 | 539.1202 | 500.687 | 442.5908 | 400.2768 | 406.9419 | 445.8426 | 423.4234 | 385.0989 | 419.5786 | 435.9799 | 442.3462 | 481.9792 | 488.0208 | 485.0108 | 541.019 | 548.6079 | 589.5786 | 585.9152 | 508.2317 | 438.9288 | 378.54 | 319.5649 | 287.3363 | 265.4248 | 269.0707 | 298.1789 | 295.7849 | 289.7451 | 293.3867 | 295.7558 | 282.477 | 310.2441 | 329.472 | 337.8561 | 340.2736 | 343.9055 | 357.8173 | 379.6969 | 415.4699 | 489.5101 | 607.6826 | 723.077 | 728.1833 | 752.7397 | 817.5594 | 833.7812 | 872.065 | 934.9121 | 963.2806 | 970.6939 | 971.2819 | 973.0771 | 966.0966 | 966.0987 | 973.0818 | 953.9228 | 903.4021 | 859.0768 | 762.2602 | 596.6367 | 392.4566 | 299.4105 | 283.4297 | 396.5275 | 439.9487 | 450.491 | 433.75 | 346.2557 | 381.0021
| B | 85.2643 | 85.2643 | 85.2643 | 73.3947 | 67.2933 | 73.3947 | 73.3947 | 67.2933 | 67.2933 | 79.385 | 73.3947 | 61.0809 | 60.1844 | 78.3234 | 72.3855 | 66.3391 | 60.1844 | 47.6271 | 53.9212 | 60.1844 | 53.9212 | 66.3391 | 72.3855 | 78.3234 | 73.0346 | 73.0346 | 60.7823 | 54.4536 | 60.7823 | 79.0315 | 67 | 60.7823 | 60.7823 | 73.0346 | 60.7823 | 60.7823 | 65.8978 | 65.8978 | 71.952 | 71.952 | 53.6166 | 34.3212 | 20.8967 | 14.0658 | 14.0658 | 20.8967 | 27.6218 | 27.6218 | 34.4813 | 40.9909 | 60.0347 | 66.1921 | 66.1921 | 78.1816 | 83.9442 | 95.2859 | 106.1296 | 106.1296 | 106.1296 | 106.1296 | 101.9744 | 90.7604 | 90.7604 | 90.7604 | 84.9868 | 67.0733 | 60.857 | 60.857 | 67.0733 | 79.1023 | 79.3497 | 79.5969 | 78.7485 | 90.3517 | 78.7485 | 72.8184 | 72.8184 | 78.7485 | 72.8184 | 72.8184 | 72.8184 | 72.8184 | 84.6397 | 101.516 | 106.3872 | 116.8539 | 116.8539 | 116.8539 | 121.9246 | 126.8869 | 121.9246 | 126.8869 | 131.7409 | 145.5983 | 145.5983 | 141.1235 | 147.4227 | 142.8824 | 138.231 | 133.4113 | 113.1834 | 118.4539 | 113.1834 | 113.1834 | 102.432 | 85.4029 | 85.4029 | 67.3666 | 55.137 | 55.137 | 55.137 | 48.632 | 42.0132 | 42.0132 | 42.0132 | 35.2808 | 42.0132 | 48.632 | 35.2808 | 48.632 | 37.5111 | 30.2984 | 44.6744 | 30.2984 | 22.876 | 0 | 0 | 0 | 0 | 0 | 0 | 0 | 6.788 | 20.0693 | 33.0382 | 6.788 | 13.4778 | 6.788 | 13.4778 | 20.0693 | 13.4778 | 20.0693 | 20.0693 | 51.6307 | 55.8948 | 35.8396 | 21.8875 | 7.3847 | 35.8396 | 14.6531 | 42.641 | 21.8875 | 7.3847 | 49.3261 | 74.9743 | 55.8948 | 60.1844 | 100.9256 | 111.6117 | 95.4199 | 141.0131 | 126.7686 | 100.9256 | 95.4199 | 126.7686 | 126.7686 | 149.9147 | 145.5444 | 142.3345 | 132.8943 | 155.662 | 123.0701 | 151.3305 | 128.0076 | 142.3345 | 137.6699 | 107.4149 | 101.9744 | 48.0912 | 34.8813 | 48.1685 | 79.173 | 96.4897 | 90.8285 | 73.1787 | 54.6056 | 73.1787 | 79.173 | 90.8285 | 60.857 | 73.1787 | 85.0562 | 86.1643 | 68.0255 | 61.6774 | 42.1703 | 42.1703 | 48.7863 | 86.1643 | 91.9832 | 68.0255 | 21.5575 | 42.1703 | 42.1703 | 41.3845 | 60.6329 | 96.089 | 96.089 | 90.488 | 107.0942 | 84.7091 | 72.8905 | 60.6329 | 60.6329 | 54.3016 | 41.3845 | 53.8451 | 53.8451 | 53.8451 | 66.1921 | 78.1816 | 83.9442 | 106.1296 | 136.2036 | 121.6222 | 95.2859 | 111.4224 | 106.1296 | 154.025 | 173.9145 | 177.5878 | 197.2794 | 177.5878 | 215.369 | 221.5036 | 225.0691 | 215.369 | 230.8844 | 237.3383 | 234.9659 | 235.7312 | 234.9659 | 231.99 | 233.0897 | 231.99 | 217.0705 | 175.9637 | 102.236 | 96.6898 | 107.6712 | 155.9672 | 151.6436 | 178.1533 | 178.1533
| C | 375.4754 | 372.1392 | 364.6481 | 352.9156 | 348.4313 | 340.4585 | 341.2482 | 337.2783 | 335.3944 | 335.905 | 340.3881 | 343.0241 | 337.6117 | 336.3191 | 344.5742 | 342.2131 | 347.2487 | 349.3714 | 345.9345 | 341.424 | 331.0348 | 323.2555 | 316.5039 | 315.4274 | 315.708 | 315.7276 | 313.0688 | 305.2331 | 304.4005 | 303.0467 | 309.3193 | 310.7516 | 301.7872 | 291.9326 | 285.3248 | 281.4943 | 281.3167 | 274.0898 | 256.6557 | 245.3392 | 241.9432 | 242.543 | 243.9934 | 245.4389 | 242.2948 | 250.6063 | 259.1409 | 264.2304 | 261.4347 | 261.9923 | 263.3919 | 265.1158 | 266.2615 | 264.6341 | 269.1724 | 274.7903 | 284.8269 | 292.0523 | 294.5758 | 292.946 | 294.3535 | 293.5205 | 289.3707 | 286.8773 | 289.0743 | 291.2743 | 294.3004 | 294.0117 | 293.4541 | 293.9885 | 294.4762 | 294.9638 | 305.5291 | 317.7751 | 320.2094 | 325.8767 | 335.009 | 339.0311 | 346.2337 | 353.3808 | 359.1571 | 368.5528 | 379.4054 | 393.738 | 405.0311 | 414.306 | 416.7999 | 414.303 | 411.0669 | 410.5707 | 409.8245 | 409.8155 | 411.0789 | 404.8224 | 402.5581 | 404.3324 | 403.7635 | 402.849 | 402.4672 | 409.9359 | 414.8394 | 414.318 | 414.348 | 406.3998 | 392.6286 | 366.6459 | 343.7069 | 317.3808 | 294.1279 | 276.9637 | 264.098 | 251.0997 | 254.2241 | 244.0107 | 230.5419 | 216.0714 | 200.5836 | 197.3513 | 199.7069 | 207.6276 | 210.0657 | 205.4719 | 210.9221 | 203.1998 | 189.4296 | 185.4567 | 173.5949 | 165.589 | 164.0998 | 166.5071 | 153.2704 | 181.1752 | 201.481 | 216.1943 | 225.7752 | 219.312 | 214.9228 | 216.9454 | 210.7812 | 231.4489 | 262.2981 | 265.7837 | 267.4165 | 245.886 | 259.5156 | 277.7938 | 285.3214 | 329.3383 | 353.539 | 374.5156 | 377.6373 | 383.6301 | 391.3497 | 389.309 | 377.2716 | 393.2278 | 405.6144 | 422.6329 | 472.1115 | 484.9402 | 484.256 | 487.555 | 465.9931 | 464.3454 | 501.8887 | 512.3397 | 505.5499 | 519.3106 | 498.1354 | 511.1692 | 540.1628 | 554.0254 | 584.2844 | 603.3297 | 596.6795 | 593.842 | 589.7668 | 566.4427 | 545.0959 | 553.0568 | 545.8714 | 518.7491 | 510.1818 | 480.9368 | 471.5028 | 476.8964 | 483.4846 | 461.8714 | 442.4881 | 438.9377 | 443.7941 | 434.6343 | 423.1859 | 410.0924 | 417.1228 | 397.1936 | 402.3127 | 409.5656 | 417.5622 | 398.4444 | 421.6362 | 449.8614 | 467.5186 | 461.116 | 448.1138 | 431.6581 | 424.9707 | 441.3469 | 436.5492 | 427.1494 | 412.0496 | 394.3732 | 379.7642 | 371.482 | 376.3195 | 380.7597 | 392.0842 | 382.5507 | 380.2528 | 398.4687 | 423.1354 | 458.9293 | 468.0786 | 511.378 | 520.1293 | 554.8976 | 600.1662 | 648.081 | 675.0135 | 692.9265 | 702.4489 | 722.9062 | 774.2282 | 838.6368 | 872.7384 | 873.2612 | 875.2571 | 878.1199 | 881.247 | 894.114 | 885.4591 | 888.5242 | 894.1461 | 892.9975 | 864.1928 | 819.1968 | 727.4015 | 647.6183 | 624.1685 | 661.8641 | 703.8503 | 724.1293 | 716.6419 | 685.0162
| D | 529.7868 | 530.3211 | 548.8374 | 541.2268 | 531.1945 | 544.5741 | 548.886 | 567.1841 | 559.7748 | 563.2691 | 560.9942 | 557.7276 | 533.8493 | 512.8455 | 477.5443 | 453.79 | 429.6215 | 422.1347 | 413.9857 | 401.4306 | 409.8555 | 407.0421 | 412.5818 | 417.8686 | 418.5011 | 417.289 | 420.1156 | 416.2961 | 409.4002 | 396.6856 | 376.0053 | 357.2517 | 338.7838 | 318.8595 | 307.1735 | 293.5357 | 281.7154 | 260.9783 | 245.1003 | 238.9282 | 240.3856 | 226.72 | 223.8352 | 219.952 | 212.1614 | 206.0579 | 196.1597 | 182.2094 | 175.9557 | 170.6608 | 168.8973 | 167.1559 | 165.0919 | 167.6219 | 165.0553 | 156.3293 | 150.1626 | 145.7456 | 142.8811 | 142.633 | 147.2607 | 148.8328 | 146.5003 | 142.9679 | 139.2339 | 136.4932 | 123.8514 | 112.793 | 99.8229 | 81.6752 | 69.9031 | 58.0416 | 51.0356 | 46.2939 | 38.4363 | 36.4925 | 38.7484 | 42.1081 | 49.3675 | 59.0745 | 69.0156 | 75.0923 | 79.4862 | 77.5662 | 69.5107 | 64.3339 | 60.7554 | 57.4346 | 53.3305 | 47.8133 | 51.1608 | 55.0437 | 56.4202 | 62.2218 | 68.5465 | 69.413 | 72.1463 | 65.5979 | 54.3106 | 50.4457 | 52.6229 | 62.8401 | 77.0283 | 95.0581 | 103.6048 | 106.7734 | 115.0575 | 130.9679 | 123.6346 | 117.7855 | 109.7799 | 121.4904 | 129.4416 | 124.1686 | 124.6491 | 132.4925 | 149.0612 | 187.8432 | 183.1129 | 166.3819 | 157.0077 | 173.0864 | 194.5012 | 235.9127 | 266.3875 | 296.0386 | 300.5821 | 269.2935 | 237.9738 | 260.3528 | 297.9141 | 309.7648 | 304.9926 | 313.1229 | 325.2253 | 342.103 | 379.3204 | 471.9176 | 569.2566 | 598.511 | 602.5376 | 625.8844 | 620.6227 | 626.9912 | 640.5788 | 685.1715 | 703.5573 | 705.3244 | 710.5686 | 708.8724 | 633.2343 | 606.6046 | 635.3368 | 711.1464 | 727.7658 | 732.5765 | 738.5685 | 723.5573 | 713.1314 | 719.127 | 719.6603 | 729.9724 | 778.0757 | 742.5011 | 750.1397 | 777.0675 | 745.3566 | 725.9122 | 729.6146 | 723.2968 | 728.1767 | 719.8178 | 713.4226 | 731.0708 | 734.0601 | 738.9302 | 754.1311 | 781.014 | 767.1997 | 776.0201 | 761.1501 | 742.2339 | 722.2811 | 674.9003 | 693.3255 | 713.0015 | 699.0061 | 701.1357 | 698.4872 | 677.9387 | 676.9381 | 671.8963 | 658.8712 | 651.8175 | 684.8729 | 707.8526 | 699.342 | 698.1518 | 706.5871 | 699.7764 | 699.2961 | 686.5488 | 684.3139 | 682.1895 | 668.6656 | 624.27 | 572.6506 | 519.2161 | 487.9125 | 478.6937 | 477.3979 | 484.2027 | 469.8918 | 442.3556 | 449.8052 | 459.9095 | 451.4346 | 422.4314 | 366.3444 | 310.1496 | 271.9176 | 224.8383 | 215.0143 | 224.4768 | 256.9249 | 323.4582 | 389.1434 | 447.3023 | 516.9737 | 550.0593 | 512.5369 | 489.726 | 451.0922 | 422.1516 | 403.5128 | 363.5398 | 361.3666 | 350.1467 | 308.8429 | 283.1015 | 257.0953 | 227.8169 | 201.2474 | 173.7171 | 130.0204 | 92.3235 | 69.8168 | 47.7506 | 31.4345 | 23.22 | 14.4322 | 11.7278 | 13.5627 | 11.0223
| E | 349.7961 | 330.2942 | 321.9362 | 319.5471 | 305.7529 | 318.067 | 356.0181 | 373.7618 | 369.8168 | 356.9693 | 355.2974 | 344.4964 | 339.621 | 328.0394 | 313.6315 | 313.6969 | 301.152 | 299.6011 | 303.1814 | 317.0981 | 335.1287 | 347.8236 | 342.1547 | 336.807 | 332.4255 | 333.1951 | 333.9136 | 340.4462 | 342.7496 | 345.0675 | 349.2771 | 340.9411 | 353.0923 | 372.6883 | 385.9648 | 405.3642 | 418.2017 | 424.6908 | 419.7334 | 413.6687 | 423.7714 | 421.1685 | 427.3333 | 446.4666 | 453.0932 | 452.397 | 446.4413 | 441.15 | 448.5857 | 458.7562 | 480.0491 | 505.0781 | 517.7874 | 516.8624 | 517.8348 | 504.0657 | 488.2874 | 465.3043 | 455.2504 | 452.1159 | 461.4732 | 466.374 | 481.4973 | 496.6613 | 515.9683 | 528.9275 | 530.8952 | 507.2556 | 480.2578 | 441.0102 | 441.3491 | 441.6878 | 450.6883 | 484.1108 | 513.8961 | 524.8119 | 532.9213 | 537.7284 | 547.4107 | 548.0204 | 553.1733 | 567.6258 | 577.2465 | 587.4056 | 602.4503 | 616.1847 | 629.1257 | 630.3136 | 619.4958 | 602.277 | 590.1417 | 597.9399 | 604.2681 | 597.929 | 573.4267 | 537.9182 | 522.1322 | 518.8536 | 510.9332 | 498.2526 | 463.8764 | 414.9983 | 386.5184 | 362.5994 | 347.933 | 328.4925 | 304.9542 | 304.0704 | 308.4276 | 315.4521 | 326.4941 | 345.1588 | 353.678 | 363.262 | 361.097 | 375.2499 | 377.2091 | 387.2753 | 359.4393 | 339.2082 | 353.3511 | 332.0105 | 306.8374 | 310.3251 | 318.4814 | 354.8485 | 384.7771 | 406.7725 | 421.3881 | 431.2265 | 435.1879 | 436.3028 | 422.9889 | 399.6934 | 401.8563 | 424.2269 | 446.087 | 443.6422 | 443.5788 | 463.7601 | 436.8811 | 455.7692 | 470.3372 | 485.7695 | 517.3566 | 509.2813 | 529.7439 | 544.5607 | 532.1542 | 552.7348 | 574.2099 | 589.398 | 560.6619 | 557.7638 | 559.0719 | 564.6024 | 552.6204 | 563.9732 | 590.409 | 636.1919 | 650.0137 | 623.0262 | 619.7399 | 600.683 | 645.3322 | 656.1032 | 650.7963 | 655.6877 | 672.167 | 693.0382 | 739.2365 | 787.5987 | 777.463 | 793.8195 | 768.6822 | 757.4693 | 809.7706 | 835.0342 | 830.5779 | 816.0371 | 777.4769 | 729.5227 | 666.5452 | 680.2973 | 651.3572 | 587.3028 | 534.2127 | 525.6591 | 497.3585 | 445.3149 | 417.813 | 417.4848 | 381.9543 | 368.6817 | 359.1862 | 358.4763 | 350.0965 | 340.8357 | 346.7565 | 372.8002 | 364.028 | 318.514 | 286.1156 | 268.8954 | 289.1399 | 284.034 | 277.4894 | 309.2806 | 300.7044 | 295.4965 | 287.405 | 256.5052 | 235.951 | 207.3277 | 183.3802 | 170.2496 | 183.1873 | 214.5746 | 243.5894 | 286.1204 | 364.879 | 449.0991 | 533.0303 | 636.3583 | 754.7076 | 716.475 | 588.4886 | 495.2776 | 409.5668 | 350.7153 | 326.2209 | 308.3948 | 282.3743 | 247.6511 | 213.8468 | 192.5156 | 158.4251 | 129.4513 | 117.7882 | 122.72 | 133.9022 | 136.9295 | 157.2656 | 202.671 | 238.1379 | 285.1871 | 364.7034 | 423.9476 | 480.6875 | 533.3338 | 564.0109 | 595.0387 | 629.6186 | 665.4723
| F | 55.905 | 55.4083 | 54.2929 | 52.546 | 51.8784 | 50.6913 | 50.8089 | 50.2178 | 49.9373 | 50.0133 | 50.6808 | 51.0733 | 50.2674 | 50.075 | 51.3041 | 50.9525 | 51.7023 | 52.0183 | 51.5066 | 50.835 | 49.2882 | 48.1299 | 47.1247 | 46.9644 | 47.0062 | 47.0091 | 46.6132 | 45.4465 | 45.3226 | 45.121 | 46.0549 | 46.2682 | 44.9335 | 43.4662 | 42.4824 | 41.912 | 41.8856 | 40.8096 | 38.2138 | 36.5288 | 36.0232 | 36.1125 | 36.3285 | 36.5437 | 36.0756 | 37.3131 | 38.5838 | 39.3416 | 38.9253 | 39.0084 | 39.2168 | 39.4734 | 39.644 | 39.4017 | 40.0774 | 40.9139 | 42.4082 | 43.484 | 43.8597 | 43.6171 | 43.8267 | 43.7026 | 43.0848 | 42.7135 | 43.0406 | 43.3682 | 43.8188 | 43.7758 | 43.6927 | 43.7723 | 43.8449 | 43.9175 | 45.4906 | 47.3139 | 47.6764 | 48.5202 | 49.8799 | 50.4788 | 51.5512 | 52.6153 | 53.4753 | 54.8743 | 56.4901 | 58.6241 | 60.3056 | 61.6865 | 62.0579 | 61.6861 | 61.2043 | 61.1304 | 61.0193 | 61.0179 | 61.2061 | 60.2745 | 59.9374 | 60.2016 | 60.1168 | 59.9807 | 59.9238 | 61.0359 | 61.766 | 61.6883 | 61.6928 | 60.5094 | 58.459 | 54.5904 | 51.1749 | 47.2552 | 43.7931 | 41.2375 | 39.3219 | 37.3865 | 37.8517 | 36.331 | 34.3257 | 32.1711 | 29.8651 | 29.3839 | 29.7346 | 30.9139 | 31.2769 | 30.593 | 31.4045 | 30.2547 | 28.2044 | 27.6129 | 25.8468 | 24.6547 | 24.433 | 24.7915 | 22.8206 | 26.9754 | 29.9988 | 32.1894 | 33.6159 | 32.6536 | 32.0001 | 32.3013 | 31.3835 | 34.4607 | 39.0539 | 39.5729 | 39.816 | 36.6103 | 38.6396 | 41.3611 | 42.4819 | 49.0356 | 52.6389 | 55.7621 | 56.2269 | 57.1192 | 58.2685 | 57.9647 | 56.1724 | 58.5482 | 60.3924 | 62.9263 | 70.2933 | 72.2033 | 72.1015 | 72.5927 | 69.3823 | 69.137 | 74.7268 | 76.2829 | 75.2719 | 77.3208 | 74.168 | 76.1086 | 80.4255 | 82.4895 | 86.9948 | 89.8305 | 88.8403 | 88.4179 | 87.8111 | 84.3384 | 81.16 | 82.3453 | 81.2755 | 77.2372 | 75.9616 | 71.6073 | 70.2026 | 71.0057 | 71.9866 | 68.7686 | 65.8826 | 65.354 | 66.077 | 64.7132 | 63.0087 | 61.0592 | 62.1059 | 59.1386 | 59.9008 | 60.9807 | 62.1713 | 59.3249 | 62.7779 | 66.9804 | 69.6094 | 68.6561 | 66.7202 | 64.2701 | 63.2744 | 65.7127 | 64.9983 | 63.5988 | 61.3506 | 58.7187 | 56.5436 | 55.3104 | 56.0307 | 56.6918 | 58.3779 | 56.9584 | 56.6163 | 59.3285 | 63.0011 | 68.3306 | 69.6928 | 76.1397 | 77.4427 | 82.6194 | 89.3595 | 96.4936 | 100.5036 | 103.1707 | 104.5885 | 107.6344 | 115.2758 | 124.8657 | 129.9431 | 130.0209 | 130.3181 | 130.7444 | 131.21 | 133.1257 | 131.8371 | 132.2935 | 133.1305 | 132.9595 | 128.6707 | 121.9712 | 108.3037 | 96.4247 | 92.9332 | 98.5458 | 104.7971 | 107.8165 | 106.7017 | 101.9929
G
H
I
| J | 64.6366 | 69.0669 | 75.9576 | 71.8502 | 65.4315 | 74.2992 | 85.7757 | 96.2494 | 136.7052 | 168.8769 | 170.864 | 167.0384 | 156.42 | 145.6955 | 140.6003 | 138.9462 | 134.9974 | 138.2832 | 140.8067 | 134.0371 | 128.2817 | 123.3618 | 115.1675 | 104.7061 | 94.8212 | 89.4815 | 92.1346 | 98.6077 | 100.2931 | 102.018 | 125.1906 | 149.8905 | 160.2897 | 161.4407 | 151.3892 | 139.9393 | 148.916 | 156.5001 | 155.8591 | 164.996 | 175.0061 | 167.7042 | 157.2603 | 153.5686 | 145.9408 | 137.3702 | 141.178 | 150.7011 | 156.2598 | 155.6184 | 148.7128 | 148.6721 | 154.1724 | 151.2274 | 146.7168 | 135.7478 | 123.6174 | 126.5901 | 134.6218 | 136.4972 | 131.4399 | 129.5471 | 132.6562 | 131.6078 | 128.7882 | 135.0808 | 136.2891 | 121.9544 | 109.611 | 105.2775 | 115.2539 | 128.0283 | 128.1973 | 126.2511 | 129.5471 | 133.368 | 142.9896 | 156.0996 | 153.3672 | 137.4948 | 126.6748 | 124.8508 | 120.7574 | 112.6996 | 102.4153 | 94.3295 | 91.3712 | 105.8044 | 137.0793 | 143.9341 | 146.2268 | 155.3376 | 158.5381 | 160.0512 | 153.2463 | 134.9974 | 125.0207 | 133.7862 | 127.225 | 103.0329 | 86.1835 | 72.7292 | 64.4963 | 60.2247 | 59.4237 | 58.9993 | 54.7413 | 50.0753 | 42.2951 | 32.7702 | 37.6937 | 46.5798 | 44.3202 | 42.2951 | 46.1957 | 44.0313 | 42.633 | 50.8392 | 62.8565 | 76.8311 | 85.7304 | 84.7778 | 76.6933 | 65.3381 | 56.9208 | 52.2216 | 53.4588 | 59.188 | 62.6219 | 72.1279 | 86.0023 | 77.2905 | 58.6219 | 50.8869 | 51.6023 | 53.839 | 49.0715 | 45.6191 | 45.1864 | 44.994 | 42.1985 | 34.6264 | 23.7169 | 19.6476 | 17.8044 | 18.5522 | 18.5023 | 14.7561 | 9.1284 | 2.0883 | 0 | 0 | 0 | 0 | 0 | 0 | 0 | 0 | 0 | 0 | 0 | 0 | 0 | 0.10199 | 0 | 0 | 3.1051 | 5.9958 | 9.1788 | 12.4998 | 14.6059 | 17.2057 | 20.9402 | 21.8834 | 19.1996 | 14.0548 | 10.4384 | 9.33 | 8.523 | 8.6239 | 8.6239 | 7.8667 | 11.7462 | 13.9045 | 13.8543 | 17.9041 | 20.5427 | 20.8905 | 26.533 | 26.8781 | 23.6674 | 27.1245 | 32.6723 | 38.1794 | 37.0618 | 30.0753 | 25.941 | 23.0237 | 21.7842 | 21.4864 | 20.493 | 23.3704 | 31.6934 | 36.77 | 37.0618 | 36.6727 | 40.7 | 47.7309 | 55.4527 | 58.6219 | 49.6453 | 42.6813 | 44.5128 | 49.7409 | 50.4574 | 46.2437 | 44.2721 | 50.5051 | 66.2255 | 82.4586 | 90.697 | 94.1059 | 90.3821 | 82.6863 | 79.5823 | 75.221 | 65.0108 | 56.4949 | 52.8405 | 55.9266 | 64.1218 | 67.1118 | 68.1832 | 68.974 | 70.46 | 74.1147 | 71.8965 | 69.0204 | 75.4973 | 90.607 | 110.4391 | 124.2982 | 116.4623 | 102.2829 | 94.4637 | 88.6247 | 87.4505 | 89.8419 | 98.2968 | 108.607 | 110.7439 | 118.3131 | 131.3979 | 138.3661
| K | 280.3556 | 267.587 | 248.7395 | 237.8604 | 255.3968 | 262.9252 | 250.7043 | 234.942 | 232.7597 | 225.2436 | 214.9435 | 207.0651 | 200.127 | 217.062 | 245.9228 | 267.587 | 273.083 | 269.2244 | 271.8899 | 284.7851 | 300.6338 | 302.9593 | 311.7617 | 326.8867 | 351.4728 | 386.839 | 400.4551 | 399.3629 | 377.086 | 367.469 | 365.3742 | 367.1054 | 391.6302 | 414.4502 | 421.3268 | 426.9789 | 431.0783 | 427.834 | 424.8706 | 418.9435 | 418.6245 | 405.3313 | 406.2411 | 437.2809 | 452.0179 | 440.7648 | 421.8015 | 409.7763 | 398.7735 | 391.1579 | 400.0774 | 420.2961 | 444.4296 | 466.8264 | 481.597 | 486.4992 | 477.6526 | 466.8602 | 463.6229 | 451.8745 | 435.2776 | 438.1838 | 460.3786 | 468.0087 | 464.5131 | 452.8763 | 432.8794 | 410.8792 | 401.4186 | 397.4652 | 392.2733 | 390.5991 | 387.0561 | 396.4069 | 411.9786 | 426.3557 | 437.2055 | 418.6644 | 385.2729 | 385.0985 | 395.1756 | 387.2296 | 378.7273 | 385.9697 | 414.4099 | 438.7843 | 441.3974 | 423.2215 | 412.9126 | 419.2623 | 421.3664 | 422.67 | 446.4461 | 460.6216 | 468.1772 | 487.1506 | 494.3004 | 502.0858 | 506.9182 | 511.0188 | 521.2666 | 529.3177 | 526.3717 | 526.0047 | 531.4939 | 524.4521 | 513.0172 | 506.0522 | 508.2504 | 513.7668 | 515.7831 | 512.5334 | 507.7798 | 518.1363 | 515.4401 | 509.2151 | 514.2467 | 514.0869 | 509.3524 | 501.7703 | 493.7918 | 484.2192 | 477.8789 | 481.2471 | 490.2242 | 482.2635 | 468.5137 | 457.3396 | 454.8336 | 459.9268 | 457.445 | 445.1645 | 430.4629 | 425.6921 | 427.4845 | 422.9065 | 423.2215 | 437.4316 | 443.656 | 423.3396 | 401 | 387.4031 | 373.65 | 356.6182 | 349.2572 | 353.3972 | 360.0483 | 364.0486 | 365.4655 | 364.1859 | 361.8918 | 361.5697 | 357.4084 | 355.5004 | 376.0625 | 392.4446 | 388.0097 | 398.5206 | 417.9056 | 420.8911 | 425.6921 | 432.5735 | 420.9704 | 425.8874 | 455.86 | 477.7819 | 497.7064 | 505.856 | 490.1022 | 470.9232 | 452.1253 | 433.0704 | 421.8805 | 413.1153 | 411.1645 | 413.6418 | 406.6952 | 391.2009 | 378.4173 | 373.5156 | 362.3975 | 327.5283 | 311.6094 | 316.8669 | 311.3045 | 314.6992 | 309.421 | 298.1429 | 298.195 | 288.7075 | 278.5319 | 263.0903 | 242.9245 | 235.687 | 235.4006 | 233.2197 | 224.5458 | 216.9445 | 209.8586 | 204.381 | 204.381 | 200.127 | 185.2692 | 180.1728 | 188.8116 | 201.3877 | 210.5701 | 221.5731 | 230.4554 | 241.96 | 274.7064 | 313.941 | 356.7113 | 415.136 | 461.4185 | 470.1227 | 469.9556 | 470.6234 | 461.3493 | 458.8111 | 459.9268 | 462.6952 | 477.8143 | 507.28 | 522.4793 | 517.1473 | 514.1669 | 516.7027 | 530.6706 | 551.6988 | 560.9142 | 564.2341 | 570.9095 | 576.6174 | 579.4784 | 582.4985 | 584.3595 | 583.1755 | 583.4117 | 587.0261 | 588.503 | 588.9209 | 588.3272 | 588.135 | 589.0714 | 590.3392 | 590.8138 | 590.858 | 590.8842 | 590.9175 | 590.9235 | 590.9364 | 590.9467 | 590.9158
total
Hydro
| Zone | 0:00 | 0:05 | 0:10 | 0:15 | 0:20 | 0:25 | 0:30 | 0:35 | 0:40 | 0:45 | 0:50 | 0:55 | 1:00 | 1:05 | 1:10 | 1:15 | 1:20 | 1:25 | 1:30 | 1:35 | 1:40 | 1:45 | 1:50 | 1:55 | 2:00 | 2:05 | 2:10 | 2:15 | 2:20 | 2:25 | 2:30 | 2:35 | 2:40 | 2:45 | 2:50 | 2:55 | 3:00 | 3:05 | 3:10 | 3:15 | 3:20 | 3:25 | 3:30 | 3:35 | 3:40 | 3:45 | 3:50 | 3:55 | 4:00 | 4:05 | 4:10 | 4:15 | 4:20 | 4:25 | 4:30 | 4:35 | 4:40 | 4:45 | 4:50 | 4:55 | 5:00 | 5:05 | 5:10 | 5:15 | 5:20 | 5:25 | 5:30 | 5:35 | 5:40 | 5:45 | 5:50 | 5:55 | 6:00 | 6:05 | 6:10 | 6:15 | 6:20 | 6:25 | 6:30 | 6:35 | 6:40 | 6:45 | 6:50 | 6:55 | 7:00 | 7:05 | 7:10 | 7:15 | 7:20 | 7:25 | 7:30 | 7:35 | 7:40 | 7:45 | 7:50 | 7:55 | 8:00 | 8:05 | 8:10 | 8:15 | 8:20 | 8:25 | 8:30 | 8:35 | 8:40 | 8:45 | 8:50 | 8:55 | 9:00 | 9:05 | 9:10 | 9:15 | 9:20 | 9:25 | 9:30 | 9:35 | 9:40 | 9:45 | 9:50 | 9:55 | 10:00 | 10:05 | 10:10 | 10:15 | 10:20 | 10:25 | 10:30 | 10:35 | 10:40 | 10:45 | 10:50 | 10:55 | 11:00 | 11:05 | 11:10 | 11:15 | 11:20 | 11:25 | 11:30 | 11:35 | 11:40 | 11:45 | 11:50 | 11:55 | 12:00 | 12:05 | 12:10 | 12:15 | 12:20 | 12:25 | 12:30 | 12:35 | 12:40 | 12:45 | 12:50 | 12:55 | 13:00 | 13:05 | 13:10 | 13:15 | 13:20 | 13:25 | 13:30 | 13:35 | 13:40 | 13:45 | 13:50 | 13:55 | 14:00 | 14:05 | 14:10 | 14:15 | 14:20 | 14:25 | 14:30 | 14:35 | 14:40 | 14:45 | 14:50 | 14:55 | 15:00 | 15:05 | 15:10 | 15:15 | 15:20 | 15:25 | 15:30 | 15:35 | 15:40 | 15:45 | 15:50 | 15:55 | 16:00 | 16:05 | 16:10 | 16:15 | 16:20 | 16:25 | 16:30 | 16:35 | 16:40 | 16:45 | 16:50 | 16:55 | 17:00 | 17:05 | 17:10 | 17:15 | 17:20 | 17:25 | 17:30 | 17:35 | 17:40 | 17:45 | 17:50 | 17:55 | 18:00 | 18:05 | 18:10 | 18:15 | 18:20 | 18:25 | 18:30 | 18:35 | 18:40 | 18:45 | 18:50 | 18:55 | 19:00 | 19:05 | 19:10 | 19:15 | 19:20 | 19:25 | 19:30 | 19:35 | 19:40 | 19:45 | 19:50 | 19:55 | 20:00 | 20:05 | 20:10 | 20:15 | 20:20 | 20:25 | 20:30 | 20:35 | 20:40 | 20:45 | 20:50 | 20:55 | 21:00 | 21:05
| A | 0 | 0 | 0 | 0 | 0 | 0 | 0 | 0 | 0 | 0 | 0 | 0 | 0 | 0 | 0 | 0 | 0 | 0 | 0 | 0 | 0 | 0 | 0 | 0 | 0 | 0 | 0 | 0 | 0 | 0 | 0 | 0 | 0 | 0 | 0 | 0 | 0 | 0 | 0 | 0 | 0 | 0 | 0 | 0 | 0 | 0 | 0 | 0 | 0 | 0 | 0 | 0 | 0 | 0 | 0 | 0 | 0 | 0 | 0 | 0 | 0 | 0 | 0 | 0 | 0 | 0 | 0 | 0 | 0 | 0 | 0 | 0 | 0 | 0 | 0 | 0 | 0 | 0 | 0 | 0 | 0 | 0 | 0 | 0 | 0 | 0 | 0 | 0 | 0 | 0 | 0 | 0 | 0 | 0 | 0 | 0 | 0 | 0 | 0 | 0 | 0 | 0 | 0 | 0 | 0 | 0 | 0 | 0 | 0 | 0 | 0 | 0 | 0 | 0 | 0 | 0 | 0 | 0 | 0 | 0 | 0 | 0 | 0 | 0 | 0 | 0 | 0 | 0 | 0 | 0 | 0 | 0 | 0 | 0 | 0 | 0 | 0 | 0 | 0 | 0 | 0 | 0 | 0 | 0 | 0 | 0 | 0 | 0 | 0 | 0 | 0 | 0 | 0 | 0 | 0 | 0 | 0 | 0 | 0 | 0 | 0 | 0 | 0 | 0 | 0 | 0 | 0 | 0 | 0 | 0 | 0 | 0 | 0 | 0 | 0 | 0 | 0 | 0 | 0 | 0 | 0 | 0 | 0 | 0 | 0 | 0 | 0 | 0 | 0 | 0 | 0 | 0 | 0 | 0 | 0 | 0 | 0 | 0 | 0 | 0 | 0 | 0 | 0 | 0 | 0 | 0 | 0 | 0 | 0 | 0 | 0 | 0 | 0 | 0 | 0 | 0 | 0 | 0 | 0 | 0 | 0 | 0 | 0 | 0 | 0 | 0 | 0 | 0 | 0 | 0 | 0 | 0 | 0 | 0 | 0 | 0 | 0 | 0 | 0 | 0 | 0 | 0 | 0 | 0 | 0 | 0 | 0 | 0 | 0 | 0 | 0 | 0 | 0 | 0
| B | 9.3381 | 9.4303 | 9.5224 | 9.4766 | 9.3839 | 9.5224 | 9.4303 | 9.2459 | 9.3839 | 9.4303 | 9.2459 | 9.3381 | 9.438 | 9.3458 | 9.2536 | 9.438 | 9.4843 | 9.2994 | 9.2994 | 9.2073 | 9.3922 | 9.438 | 9.3922 | 9.3458 | 9.3292 | 9.5147 | 9.422 | 9.3292 | 9.3756 | 9.3756 | 9.3292 | 9.3292 | 9.3292 | 9.3292 | 9.3292 | 9.422 | 9.4076 | 9.4998 | 9.2227 | 9.4076 | 9.454 | 9.4998 | 9.4998 | 9.454 | 9.2691 | 9.454 | 9.3613 | 9.3149 | 9.3298 | 9.4661 | 9.4209 | 9.2387 | 9.1929 | 9.3298 | 9.4209 | 9.3298 | 9.1471 | 9.1471 | 9.284 | 9.3751 | 9.1979 | 8.9688 | 8.5101 | 8.5559 | 8.6934 | 8.7398 | 8.6018 | 8.7398 | 8.4643 | 8.5559 | 8.5582 | 8.5604 | 8.7961 | 8.8893 | 8.6089 | 8.8424 | 8.9826 | 8.7961 | 8.8893 | 9.0295 | 8.8424 | 8.9826 | 8.8424 | 8.9826 | 9.0008 | 9.2801 | 9.3265 | 9.0472 | 9.0941 | 9.2354 | 9.0958 | 9.2354 | 9.2354 | 9.2354 | 9.1421 | 9.0025 | 9.1554 | 9.3403 | 9.2017 | 9.2017 | 9.2017 | 9.1554 | 9.2017 | 9.3403 | 9.2476 | 9.1554 | 9.2939 | 9.2017 | 9.1443 | 9.3298 | 9.4689 | 9.3762 | 9.2371 | 9.1443 | 9.2371 | 9.2834 | 9.3762 | 9.4689 | 9.4689 | 9.2834 | 9.2807 | 9.3728 | 9.2349 | 9.1427 | 9.2349 | 9.2807 | 9.2349 | 9.1427 | 9.0963 | 9.2349 | 9.0963 | 9.05 | 9.2194 | 9.3563 | 9.2652 | 9.2652 | 8.9909 | 8.8993 | 9.1278 | 9.082 | 8.9451 | 8.9914 | 8.9004 | 8.9004 | 9.0323 | 9.0781 | 8.9859 | 9.0323 | 8.9859 | 8.8932 | 8.9859 | 9.0323 | 9.0323 | 8.9859 | 8.9859 | 8.9396 | 9.0571 | 9.1488 | 9.1488 | 8.965 | 8.827 | 8.8733 | 8.965 | 9.0113 | 9.0571 | 8.9191 | 8.9191 | 8.965 | 9.0582 | 9.0119 | 8.9186 | 8.8722 | 8.8722 | 8.9186 | 8.9655 | 9.0582 | 9.1046 | 9.0119 | 8.9655 | 9.0582 | 9.0516 | 9.1432 | 9.189 | 9.1432 | 9.1432 | 9.1432 | 9.0058 | 9.0058 | 9.0516 | 9.2354 | 9.189 | 9.0974 | 8.8319 | 9.0604 | 9.1521 | 9.0604 | 9.0146 | 9.1063 | 9.1063 | 8.9688 | 9.0146 | 9.0604 | 8.9688 | 9.0604 | 8.7271 | 8.6818 | 8.6818 | 8.636 | 8.4991 | 8.4991 | 8.3164 | 8.3164 | 8.3617 | 8.4533 | 8.5902 | 8.4533 | 8.3567 | 8.6338 | 8.9114 | 9.1421 | 8.7729 | 8.7265 | 8.8187 | 8.588 | 8.8187 | 8.9572 | 8.6801 | 8.588 | 8.5587 | 8.6051 | 8.7905 | 8.7905 | 8.8369 | 8.9296 | 8.9296 | 8.7442 | 8.9296 | 8.9296 | 8.8369 | 8.6514 | 8.4864 | 8.8579 | 9.0902 | 9.0902 | 8.997 | 9.0439 | 8.9042 | 8.997 | 9.0439 | 8.9506 | 8.997 | 8.9506 | 8.8369 | 9.0207
| C | 42.9528 | 42.9528 | 42.9528 | 42.9528 | 42.8868 | 42.8868 | 42.9528 | 42.8868 | 43.0179 | 42.8868 | 42.8892 | 42.9543 | 42.9025 | 42.8374 | 42.8374 | 42.9661 | 42.9025 | 42.8374 | 42.9025 | 42.9025 | 42.8374 | 42.8374 | 42.9025 | 42.9025 | 43.5642 | 43.5642 | 43.6293 | 43.499 | 43.6293 | 43.499 | 43.5626 | 43.5642 | 43.6293 | 43.5642 | 43.499 | 43.499 | 44.8647 | 44.8647 | 44.8647 | 44.8647 | 44.8647 | 44.9299 | 44.9299 | 44.9299 | 44.8647 | 44.7996 | 44.8012 | 44.8647 | 44.8624 | 44.8624 | 44.7972 | 44.8624 | 44.7988 | 44.8624 | 44.7337 | 44.8624 | 44.9275 | 44.7988 | 44.9275 | 44.8624 | 45.1418 | 45.0767 | 45.0767 | 45.0123 | 45.0767 | 45.0767 | 45.0123 | 45.0115 | 45.0123 | 44.9472 | 44.9523 | 44.9574 | 45.2156 | 45.2807 | 45.2156 | 45.2807 | 45.2156 | 45.2156 | 45.2156 | 45.2156 | 45.2156 | 45.1497 | 44.5633 | 44.3028 | 42.8727 | 42.9355 | 46.0899 | 47.5051 | 46.7846 | 45.8042 | 45.3467 | 45.2815 | 45.2823 | 45.4118 | 45.2815 | 45.6732 | 44.2015 | 44.3302 | 44.3302 | 44.2667 | 44.2015 | 44.2651 | 44.2015 | 44.3302 | 44.3302 | 44.2667 | 44.2651 | 44.2667 | 42.8908 | 42.4449 | 42.1286 | 42.4473 | 42.3837 | 42.3837 | 42.3837 | 42.3837 | 42.3822 | 42.4473 | 42.3837 | 42.4481 | 41.3657 | 41.3642 | 41.3642 | 41.4913 | 41.2401 | 40.2324 | 40.3579 | 40.2308 | 40.2308 | 40.2951 | 40.168 | 40.2951 | 40.4757 | 40.4129 | 40.478 | 40.4129 | 40.4757 | 40.6005 | 41.0408 | 40.978 | 40.978 | 40.9128 | 40.9128 | 41.1719 | 44.4841 | 44.6104 | 44.5492 | 44.5492 | 44.6136 | 44.5492 | 44.5492 | 44.5492 | 44.5492 | 44.5492 | 44.5492 | 44.5492 | 43.5289 | 43.5289 | 43.5877 | 43.5877 | 43.5289 | 43.5289 | 43.5289 | 43.5289 | 43.5289 | 43.4111 | 43.4111 | 43.6466 | 44.7698 | 45.276 | 45.4047 | 45.4047 | 45.3396 | 45.4047 | 45.4047 | 45.3412 | 45.4683 | 45.5311 | 45.6583 | 45.5947 | 46.2022 | 46.075 | 46.075 | 46.137 | 46.2006 | 46.2022 | 46.2658 | 46.137 | 46.1386 | 46.2022 | 46.1386 | 46.2022 | 45.4817 | 45.4817 | 45.4181 | 45.4817 | 45.4817 | 45.3529 | 45.4165 | 45.4165 | 45.4165 | 45.4817 | 45.4817 | 45.4817 | 46.5248 | 46.5248 | 46.5248 | 46.5248 | 46.5883 | 46.5248 | 46.396 | 46.5248 | 46.4612 | 46.4612 | 46.4612 | 46.4612 | 49.1847 | 49.1212 | 49.1847 | 49.1212 | 49.1196 | 49.1847 | 49.1847 | 49.1847 | 49.1847 | 49.1196 | 49.056 | 49.1212 | 50.0858 | 50.0222 | 50.0222 | 50.0222 | 50.0222 | 50.0858 | 50.0858 | 50.0222 | 50.0222 | 50.0858 | 50.0858 | 49.5026 | 45.8317 | 45.7038 | 45.7674 | 45.7674 | 45.7681 | 45.7038 | 45.7038 | 45.7038 | 45.7038 | 45.7674 | 45.7038 | 45.7038 | 45.3631 | 45.3631
| D | 0 | 0 | 0 | 0 | 0 | 0 | 0 | 0 | 0 | 0 | 0 | 0 | 0 | 0 | 0 | 0 | 0 | 0 | 0 | 0 | 0 | 0 | 0 | 0 | 0 | 0 | 0 | 0 | 0 | 0 | 0 | 0 | 0 | 0 | 0 | 0 | 0 | 0 | 0 | 0 | 0 | 0 | 0 | 0 | 0 | 0 | 0 | 0 | 0 | 0 | 0 | 0 | 0 | 0 | 0 | 0 | 0 | 0 | 0 | 0 | 0 | 0 | 0 | 0 | 0 | 0 | 0 | 0 | 0 | 0 | 0 | 0 | 0 | 0 | 0 | 0 | 0 | 0 | 0 | 0 | 0 | 0 | 0 | 0 | 0 | 0 | 0 | 0 | 0 | 0 | 0 | 0 | 0 | 0 | 0 | 0 | 0 | 0 | 0 | 0 | 0 | 0 | 0 | 0 | 0 | 0 | 0 | 0 | 0 | 0 | 0 | 0 | 0 | 0 | 0 | 0 | 0 | 0 | 0 | 0 | 0 | 0 | 0 | 0 | 0 | 0 | 0 | 0 | 0 | 0 | 0 | 0 | 0 | 0 | 0 | 0 | 0 | 0 | 0 | 0 | 0 | 0 | 0 | 0 | 0 | 0 | 0 | 0 | 0 | 0 | 0 | 0 | 0 | 0 | 0 | 0 | 0 | 0 | 0 | 0 | 0 | 0 | 0 | 0 | 0 | 0 | 0 | 0 | 0 | 0 | 0 | 0 | 0 | 0 | 0 | 0 | 0 | 0 | 0 | 0 | 0 | 0 | 0 | 0 | 0 | 0 | 0 | 0 | 0 | 0 | 0 | 0 | 0 | 0 | 0 | 0 | 0 | 0 | 0 | 0 | 0 | 0 | 0 | 0 | 0 | 0 | 0 | 0 | 0 | 0 | 0 | 0 | 0 | 0 | 0 | 0 | 0 | 0 | 0 | 0 | 0 | 0 | 0 | 0 | 0 | 0 | 0 | 0 | 0 | 0 | 0 | 0 | 0 | 0 | 0 | 0 | 0 | 0 | 0 | 0 | 0 | 0 | 0 | 0 | 0 | 0 | 0 | 0 | 0 | 0 | 0 | 0 | 0 | 0
| E | 184.5506 | 184.5506 | 184.3789 | 184.4934 | 184.1479 | 184.039 | 183.6935 | 183.8673 | 183.8679 | 183.9245 | 183.9245 | 184.2651 | 184.2934 | 184.2375 | 184.3527 | 184.181 | 184.2941 | 183.8983 | 183.9548 | 183.9548 | 183.8976 | 184.0114 | 183.9541 | 184.0065 | 184.303 | 184.303 | 184.3596 | 184.303 | 184.2437 | 184.019 | 183.848 | 183.961 | 183.9052 | 184.019 | 183.9059 | 184.1893 | 184.4927 | 184.6058 | 184.3175 | 184.3155 | 184.5492 | 183.9748 | 183.9783 | 183.979 | 183.8073 | 183.8631 | 183.75 | 184.0321 | 184.2231 | 184.4534 | 184.4534 | 184.3396 | 184.3968 | 184.0541 | 183.8852 | 183.7121 | 183.8852 | 183.7128 | 183.8852 | 184.3403 | 184.5527 | 184.4382 | 184.1513 | 184.3244 | 184.4954 | 184.0396 | 183.9266 | 183.6942 | 183.6969 | 183.7549 | 184 | 184.2451 | 184.5265 | 184.241 | 184.4148 | 184.4134 | 184.3554 | 184.0176 | 184.9354 | 185.0491 | 184.936 | 184.8761 | 185.0505 | 185.2753 | 185.6304 | 185.569 | 185.7428 | 185.456 | 185.5697 | 184.9422 | 184.9988 | 184.7685 | 185.0009 | 185.0581 | 185.0009 | 185.456 | 185.5387 | 185.5959 | 185.4263 | 185.4835 | 185.3118 | 184.9147 | 184.9147 | 184.9719 | 184.6271 | 184.9719 | 184.9147 | 185.3691 | 185.4497 | 185.3911 | 185.5056 | 185.2753 | 185.3918 | 184.9374 | 184.8236 | 184.9374 | 184.8802 | 184.936 | 185.1077 | 185.3925 | 185.4835 | 185.3691 | 185.1974 | 185.3698 | 185.3125 | 184.7437 | 184.6292 | 184.6306 | 184.574 | 184.6871 | 184.5733 | 184.8567 | 185.176 | 185.176 | 185.2332 | 184.9436 | 185.1195 | 184.9491 | 184.8926 | 184.8933 | 184.6657 | 184.7795 | 184.8367 | 184.7795 | 184.8099 | 184.7519 | 184.6354 | 184.694 | 184.694 | 184.4665 | 184.1831 | 184.1824 | 184.0679 | 184.7519 | 184.7499 | 184.9795 | 184.7361 | 184.9657 | 184.9098 | 184.9078 | 184.7961 | 184.7395 | 184.3989 | 183.8273 | 184.0576 | 183.9424 | 183.941 | 183.8873 | 184.1458 | 184.5416 | 184.543 | 184.2548 | 184.4299 | 184.5437 | 184.4796 | 184.4865 | 184.3727 | 184.3727 | 184.1989 | 184.1458 | 184.1486 | 184.5471 | 184.09 | 184.1472 | 184.2051 | 184.2051 | 184.1479 | 183.7493 | 183.6935 | 183.6928 | 183.6928 | 183.5204 | 183.3756 | 183.8914 | 184.0589 | 183.488 | 184.4003 | 184.7443 | 185.0277 | 185.0277 | 184.8009 | 184.8002 | 184.5692 | 184.7416 | 184.7526 | 184.6954 | 185.1498 | 185.0346 | 185.1484 | 185.438 | 185.4953 | 185.267 | 184.8692 | 184.9243 | 185.096 | 185.1532 | 184.9802 | 185.0381 | 185.436 | 185.607 | 185.6635 | 185.5504 | 185.436 | 185.4366 | 185.0967 | 184.9822 | 184.9257 | 184.8685 | 184.823 | 184.8809 | 185.1077 | 185.2208 | 185.4497 | 185.5063 | 185.3911 | 185.4491 | 185.0498 | 184.9912 | 185.0512 | 184.763 | 184.6726 | 184.7285 | 184.9002 | 185.4125 | 185.4125 | 185.4132 | 185.4125 | 185.0078 | 185.014 | 184.7292 | 184.9009 | 184.674 | 183.7824 | 183.6087
| F | 102.2089 | 100.2764 | 99.5209 | 98.6078 | 98.554 | 98.5002 | 98.5547 | 97.8537 | 97.5288 | 97.3122 | 96.8252 | 95.9627 | 94.5198 | 92.9673 | 92.9129 | 92.968 | 92.7034 | 90.9369 | 91.5296 | 91.4226 | 91.909 | 91.9635 | 92.0724 | 91.8052 | 91.8993 | 91.6853 | 91.8999 | 91.6846 | 91.3104 | 90.4551 | 90.4545 | 90.7229 | 90.291 | 89.2204 | 87.4526 | 87.2354 | 86.8774 | 86.5525 | 86.3366 | 86.5519 | 86.605 | 86.6063 | 86.4968 | 86.3359 | 86.3366 | 86.5512 | 86.4442 | 87.0862 | 87.0298 | 87.4565 | 87.0797 | 86.6485 | 87.0201 | 87.3923 | 87.1744 | 87.3314 | 87.5979 | 87.6511 | 88.4526 | 88.7204 | 88.8605 | 88.9675 | 88.5888 | 88.9124 | 89.2891 | 89.0751 | 89.2366 | 89.0758 | 88.806 | 89.2359 | 89.1721 | 89.1082 | 89.4506 | 89.4007 | 89.6698 | 89.6698 | 89.8339 | 89.566 | 90.9142 | 91.8947 | 92.0562 | 92.2715 | 92.0024 | 92.1639 | 92.0627 | 92.4926 | 92.3863 | 92.1165 | 92.4395 | 92.171 | 92.2773 | 92.1165 | 92.1165 | 92.2242 | 91.5796 | 89.8565 | 90.4168 | 89.9324 | 89.9849 | 89.9849 | 89.8241 | 89.7171 | 90.0939 | 90.4155 | 90.1471 | 90.4162 | 90.793 | 90.363 | 89.9259 | 89.4999 | 89.3922 | 89.5544 | 89.5544 | 89.4467 | 89.6075 | 89.4467 | 89.8222 | 89.9986 | 83.7705 | 79.689 | 78.2655 | 77.2954 | 76.8123 | 76.5438 | 76.6528 | 76.7539 | 78.761 | 82.0047 | 82.8594 | 87.8229 | 89.3864 | 88.8942 | 89.2353 | 89.1815 | 89.2353 | 88.5914 | 87.3579 | 87.4092 | 87.6789 | 86.6589 | 86.8171 | 86.9792 | 86.8178 | 86.6556 | 86.7737 | 86.6115 | 86.9345 | 86.5597 | 86.882 | 87.0966 | 86.7743 | 86.3975 | 86.0201 | 86.4488 | 85.5882 | 85.7497 | 86.7782 | 88.1264 | 88.2879 | 88.343 | 88.0758 | 87.808 | 87.592 | 87.592 | 86.7873 | 86.4643 | 86.7322 | 86.679 | 86.7049 | 87.0279 | 86.7056 | 86.6504 | 86.4358 | 86.3294 | 86.0623 | 86.2244 | 86.2789 | 86.0642 | 86.118 | 86.3327 | 85.9786 | 85.5993 | 85.384 | 85.3827 | 85.4371 | 85.5448 | 85.3295 | 85.4371 | 85.6518 | 85.5986 | 85.3827 | 85.5448 | 85.2912 | 107.4331 | 113.3589 | 110.5575 | 110.9893 | 110.2877 | 110.3428 | 110.4511 | 112.0133 | 112.2837 | 112.1754 | 112.929 | 114.1384 | 114.4607 | 114.4905 | 114.5443 | 116.4269 | 116.9645 | 116.8568 | 116.6954 | 116.5871 | 116.7485 | 116.91 | 116.6954 | 116.5365 | 116.9126 | 117.0754 | 118.2543 | 119.8613 | 120.1304 | 119.8626 | 120.5603 | 120.8846 | 120.9397 | 120.6725 | 112.4796 | 99.4658 | 99.5747 | 100.2232 | 100.0624 | 100.3309 | 100.17 | 100.2777 | 100.4405 | 100.6019 | 100.766 | 100.7109 | 100.4956 | 100.1493 | 100.5261 | 100.6895 | 100.528 | 100.7958 | 100.7427 | 100.3659 | 100.9599 | 100.9074 | 101.0675 | 101.0675 | 99.8413 | 96.759 | 96.8667
| G | 8.4135 | 8.3423 | 8.3423 | 8.3779 | 8.5211 | 8.3779 | 8.4495 | 8.664 | 8.5924 | 8.3779 | 8.4495 | 8.5924 | 8.4913 | 8.3669 | 8.4602 | 8.5842 | 8.4913 | 8.2739 | 8.3669 | 8.522 | 8.4602 | 8.4602 | 8.3669 | 8.6464 | 8.1111 | 8.2506 | 7.9719 | 8.2158 | 8.2506 | 8.1111 | 8.0116 | 8.1463 | 8.0763 | 8.0415 | 7.9367 | 8.2854 | 8.4098 | 8.4098 | 8.5813 | 8.4442 | 8.513 | 8.3411 | 8.4786 | 8.4786 | 8.3754 | 8.5813 | 8.4442 | 8.4442 | 8.7495 | 8.8183 | 8.7495 | 8.9897 | 8.887 | 8.6808 | 8.887 | 8.8183 | 8.8526 | 8.5089 | 8.8526 | 8.7839 | 8.4442 | 8.409 | 8.515 | 8.4798 | 8.3386 | 8.5502 | 8.4798 | 8.4442 | 8.409 | 8.515 | 8.4784 | 8.4417 | 8.2658 | 8.454 | 8.4229 | 8.2343 | 8.0771 | 8.1716 | 8.1467 | 8.046 | 8.0771 | 8.2375 | 8.1749 | 10.8015 | 10.6468 | 10.4365 | 10.6116 | 10.6468 | 10.892 | 10.5064 | 10.5416 | 10.5416 | 10.2666 | 10.1909 | 10.4013 | 10.2961 | 10.7806 | 10.8834 | 10.7123 | 10.8834 | 10.8494 | 10.7467 | 10.7806 | 11.0205 | 10.8494 | 10.815 | 10.9177 | 10.7806 | 11.1821 | 11.2513 | 11.2513 | 11.2861 | 11.2861 | 11.3552 | 11.1473 | 11.3205 | 10.9394 | 10.8355 | 11.2861 | 10.9394 | 10.8555 | 10.93 | 10.8928 | 10.8928 | 10.7806 | 10.8928 | 10.6313 | 10.93 | 10.7806 | 10.7806 | 11.0798 | 9.7591 | 8.7004 | 8.6685 | 8.8277 | 8.8277 | 8.7323 | 8.8277 | 9.0507 | 8.9234 | 8.7642 | 8.7642 | 8.955 | 8.8915 | 8.8195 | 8.6517 | 8.7524 | 8.5175 | 8.5846 | 8.551 | 8.4164 | 8.4503 | 8.2486 | 8.1479 | 8.3493 | 8.3493 | 8.1152 | 8.1483 | 8.3795 | 8.4454 | 8.1483 | 8.0493 | 8.1483 | 8.2473 | 7.8184 | 7.8843 | 8.0824 | 8.3132 | 8.8228 | 8.8228 | 9.1277 | 9.3507 | 9.162 | 9.0867 | 9.426 | 9.3131 | 9.1997 | 9.0867 | 9.3507 | 9.3131 | 8.4262 | 8.3689 | 8.4606 | 8.4913 | 8.7663 | 8.4913 | 8.6439 | 8.3689 | 8.4303 | 8.7049 | 8.3386 | 8.4303 | 8.7696 | 9.0303 | 8.7696 | 8.8346 | 8.8023 | 8.9975 | 8.5727 | 8.6742 | 8.6742 | 8.7696 | 9.338 | 12.3943 | 11.2898 | 12.651 | 12.3493 | 12.315 | 12.5908 | 12.5867 | 12.7635 | 12.66 | 12.7635 | 12.7201 | 12.7844 | 12.8535 | 13.2513 | 12.9071 | 12.9473 | 12.991 | 12.5024 | 12.8724 | 13.1326 | 13.0197 | 12.9448 | 13.095 | 12.982 | 12.9849 | 13.2354 | 13.1101 | 13.1728 | 13.3606 | 13.2669 | 13.3921 | 13.3921 | 13.2043 | 13.4903 | 13.4903 | 13.2669 | 13.3606 | 13.4805 | 13.298 | 13.1523 | 13.3753 | 13.4457 | 13.3348 | 13.5169 | 13.1159 | 13.1523 | 13.2292 | 13.3004 | 12.2937 | 10.3628 | 9.0515
| H | 0 | 0 | 0 | 0 | 0 | 0 | 0 | 0 | 0 | 0 | 0 | 0 | 0 | 0 | 0 | 0 | 0 | 0 | 0 | 0 | 0 | 0 | 0 | 0 | 0 | 0 | 0 | 0 | 0 | 0 | 0 | 0 | 0 | 0 | 0 | 0 | 0 | 0 | 0 | 0 | 0 | 0 | 0 | 0 | 0 | 0 | 0 | 0 | 0 | 0 | 0 | 0 | 0 | 0 | 0 | 0 | 0 | 0 | 0 | 0 | 0 | 0 | 0 | 0 | 0 | 0 | 0 | 0 | 0 | 0 | 0 | 0 | 0 | 0 | 0 | 0 | 0 | 0 | 0 | 0 | 0 | 0 | 0 | 0 | 0 | 0 | 0 | 0 | 0 | 0 | 0 | 0 | 0 | 0 | 0 | 0 | 0 | 0 | 0 | 0 | 0 | 0 | 0 | 0 | 0 | 0 | 0 | 0 | 0 | 0 | 0 | 0 | 0 | 0 | 0 | 0 | 0 | 0 | 0 | 0 | 0 | 0 | 0 | 0 | 0 | 0 | 0 | 0 | 0 | 0 | 0 | 0 | 0 | 0 | 0 | 0 | 0 | 0 | 0 | 0 | 0 | 0 | 0 | 0 | 0 | 0 | 0 | 0 | 0 | 0 | 0 | 0 | 0 | 0 | 0 | 0 | 0 | 0 | 0 | 0 | 0 | 0 | 0 | 0 | 0 | 0 | 0 | 0 | 0 | 0 | 0 | 0 | 0 | 0 | 0 | 0 | 0 | 0 | 0 | 0 | 0 | 0 | 0 | 0 | 0 | 0 | 0 | 0 | 0 | 0 | 0 | 0 | 0 | 0 | 0 | 0 | 0 | 0 | 0 | 0 | 0 | 0 | 0 | 0 | 0 | 0 | 0 | 0 | 0 | 0 | 0 | 0 | 0 | 0 | 0 | 0 | 0 | 0 | 0 | 0 | 0 | 0 | 0 | 0 | 0 | 0 | 0 | 0 | 0 | 0 | 0 | 0 | 0 | 0 | 0 | 0 | 0 | 0 | 0 | 0 | 0 | 0 | 0 | 0 | 0 | 0 | 0 | 0 | 0 | 0 | 0 | 0 | 0 | 0
I
J
K
total
Solar (Utility Scale) |  |  |  | SHIFTED ONE OUR FOR DAYLIGHT SAVINGS TIME FROM GENSCAPE EST
| Zone | 0:00 | 0:05 | 0:10 | 0:15 | 0:20 | 0:25 | 0:30 | 0:35 | 0:40 | 0:45 | 0:50 | 0:55 | 1:00 | 1:05 | 1:10 | 1:15 | 1:20 | 1:25 | 1:30 | 1:35 | 1:40 | 1:45 | 1:50 | 1:55 | 2:00 | 2:05 | 2:10 | 2:15 | 2:20 | 2:25 | 2:30 | 2:35 | 2:40 | 2:45 | 2:50 | 2:55 | 3:00 | 3:05 | 3:10 | 3:15 | 3:20 | 3:25 | 3:30 | 3:35 | 3:40 | 3:45 | 3:50 | 3:55 | 4:00 | 4:05 | 4:10 | 4:15 | 4:20 | 4:25 | 4:30 | 4:35 | 4:40 | 4:45 | 4:50 | 4:55 | 5:00 | 5:05 | 5:10 | 5:15 | 5:20 | 5:25 | 5:30 | 5:35 | 5:40 | 5:45 | 5:50 | 5:55 | 6:00 | 6:05 | 6:10 | 6:15 | 6:20 | 6:25 | 6:30 | 6:35 | 6:40 | 6:45 | 6:50 | 6:55 | 7:00 | 7:05 | 7:10 | 7:15 | 7:20 | 7:25 | 7:30 | 7:35 | 7:40 | 7:45 | 7:50 | 7:55 | 8:00 | 8:05 | 8:10 | 8:15 | 8:20 | 8:25 | 8:30 | 8:35 | 8:40 | 8:45 | 8:50 | 8:55 | 9:00 | 9:05 | 9:10 | 9:15 | 9:20 | 9:25 | 9:30 | 9:35 | 9:40 | 9:45 | 9:50 | 9:55 | 10:00 | 10:05 | 10:10 | 10:15 | 10:20 | 10:25 | 10:30 | 10:35 | 10:40 | 10:45 | 10:50 | 10:55 | 11:00 | 11:05 | 11:10 | 11:15 | 11:20 | 11:25 | 11:30 | 11:35 | 11:40 | 11:45 | 11:50 | 11:55 | 12:00 | 12:05 | 12:10 | 12:15 | 12:20 | 12:25 | 12:30 | 12:35 | 12:40 | 12:45 | 12:50 | 12:55 | 13:00 | 13:05 | 13:10 | 13:15 | 13:20 | 13:25 | 13:30 | 13:35 | 13:40 | 13:45 | 13:50 | 13:55 | 14:00 | 14:05 | 14:10 | 14:15 | 14:20 | 14:25 | 14:30 | 14:35 | 14:40 | 14:45 | 14:50 | 14:55 | 15:00 | 15:05 | 15:10 | 15:15 | 15:20 | 15:25 | 15:30 | 15:35 | 15:40 | 15:45 | 15:50 | 15:55 | 16:00 | 16:05 | 16:10 | 16:15 | 16:20 | 16:25 | 16:30 | 16:35 | 16:40 | 16:45 | 16:50 | 16:55 | 17:00 | 17:05 | 17:10 | 17:15 | 17:20 | 17:25 | 17:30 | 17:35 | 17:40 | 17:45 | 17:50 | 17:55 | 18:00 | 18:05 | 18:10 | 18:15 | 18:20 | 18:25 | 18:30 | 18:35 | 18:40 | 18:45 | 18:50 | 18:55 | 19:00 | 19:05 | 19:10 | 19:15 | 19:20 | 19:25 | 19:30 | 19:35 | 19:40 | 19:45 | 19:50 | 19:55 | 20:00 | 20:05 | 20:10 | 20:15 | 20:20 | 20:25 | 20:30 | 20:35 | 20:40 | 20:45 | 20:50 | 20:55 | 21:00 | 21:05
| A | 0 | 0 | 0 | 0 | 0 | 0 | 0 | 0 | 0 | 0 | 0 | 0 | 0 | 0 | 0 | 0 | 0 | 0 | 0 | 0 | 0 | 0 | 0 | 0 | 0 | 0 | 0 | 0 | 0 | 0 | 0 | 0 | 0 | 0 | 0 | 0 | 0 | 0 | 0 | 0 | 0 | 0 | 0 | 0 | 0 | 0 | 0 | 0 | 0 | 0 | 0 | 0 | 0 | 0 | 0 | 0 | 0 | 0 | 0 | 0 | 0 | 0 | 0 | 0 | 0 | 0 | 0 | 0 | 0 | 0 | 0 | 0 | 0 | 0 | 0 | 0 | 0 | 0 | 0 | 0 | 0 | 0 | 0 | 0 | 6.6719 | 13.3439 | 20.0158 | 24.5432 | 29.0706 | 33.5979 | 42.0041 | 50.4102 | 58.8163 | 71.1276 | 83.4389 | 95.7502 | 107.3996 | 119.049 | 130.6984 | 144.6512 | 158.604 | 172.5568 | 161.6885 | 150.8201 | 139.9517 | 138.3367 | 136.7217 | 135.1067 | 144.2938 | 153.4809 | 162.6681 | 173.4306 | 184.193 | 194.9555 | 187.6746 | 180.3937 | 173.1128 | 169.115 | 165.1171 | 161.1192 | 171.9611 | 182.803 | 193.6449 | 209.3716 | 225.0983 | 240.825 | 255.6515 | 270.4781 | 285.3046 | 311.2245 | 337.1444 | 363.0644 | 377.7188 | 392.3732 | 407.0276 | 408.8545 | 410.6813 | 412.5082 | 397.3772 | 382.2462 | 367.1152 | 371.775 | 376.4347 | 381.0945 | 361.7538 | 342.4131 | 323.0725 | 327.3086 | 331.5448 | 335.7809 | 336.787 | 337.7931 | 338.7992 | 358.3914 | 377.9836 | 397.5757 | 419.4978 | 441.4199 | 463.3419 | 455.9949 | 448.6478 | 441.3007 | 432.8549 | 424.4091 | 415.9633 | 382.7492 | 349.5352 | 316.3211 | 300.4223 | 284.5235 | 268.6247 | 242.1223 | 215.6199 | 189.1175 | 184.6299 | 180.1422 | 175.6545 | 173.0599 | 170.4652 | 167.8706 | 157.7965 | 147.7224 | 137.6483 | 134.8022 | 131.956 | 129.1099 | 132.4988 | 135.8877 | 139.2766 | 140.468 | 141.6594 | 142.8509 | 133.9814 | 125.112 | 116.2426 | 111.6093 | 106.976 | 102.3427 | 97.8153 | 93.2879 | 88.7605 | 81.2546 | 73.7487 | 66.2428 | 67.5401 | 68.8374 | 70.1347 | 72.2396 | 74.3444 | 76.4492 | 77.2038 | 77.9584 | 78.7129 | 73.1795 | 67.646 | 62.1125 | 55.0037 | 47.895 | 40.7862 | 35.0065 | 29.2268 | 23.4471 | 15.6314 | 7.8157 | 0 | 0 | 0 | 0 | 0 | 0 | 0 | 0 | 0 | 0 | 0 | 0 | 0 | 0 | 0 | 0 | 0 | 0 | 0 | 0 | 0 | 0 | 0 | 0 | 0 | 0 | 0 | 0 | 0 | 0
| B | 0 | 0 | 0 | 0 | 0 | 0 | 0 | 0 | 0 | 0 | 0 | 0 | 0 | 0 | 0 | 0 | 0 | 0 | 0 | 0 | 0 | 0 | 0 | 0 | 0 | 0 | 0 | 0 | 0 | 0 | 0 | 0 | 0 | 0 | 0 | 0 | 0 | 0 | 0 | 0 | 0 | 0 | 0 | 0 | 0 | 0 | 0 | 0 | 0 | 0 | 0 | 0 | 0 | 0 | 0 | 0 | 0 | 0 | 0 | 0 | 0 | 0 | 0 | 0 | 0 | 0 | 0 | 0 | 0 | 0 | 0 | 0 | 0 | 0 | 0 | 0 | 0 | 0 | 0 | 0 | 0 | 0 | 0 | 0 | 0 | 0 | 0 | 0 | 0 | 0 | 0 | 0 | 0 | 0 | 0 | 0 | 0 | 0 | 0 | 0 | 0 | 0 | 0 | 0 | 0 | 0 | 0 | 0 | 0 | 0 | 0 | 0 | 0 | 0 | 0 | 0 | 0 | 0 | 0 | 0 | 0 | 0 | 0 | 0 | 0 | 0 | 0 | 0 | 0 | 0 | 0 | 0 | 0 | 0 | 0 | 0 | 0 | 0 | 0 | 0 | 0 | 0 | 0 | 0 | 0 | 0 | 0 | 0 | 0 | 0 | 0 | 0 | 0 | 0 | 0 | 0 | 0 | 0 | 0 | 0 | 0 | 0 | 0 | 0 | 0 | 0 | 0 | 0 | 0 | 0 | 0 | 0 | 0 | 0 | 0 | 0 | 0 | 0 | 0 | 0 | 0 | 0 | 0 | 0 | 0 | 0 | 0 | 0 | 0 | 0 | 0 | 0 | 0 | 0 | 0 | 0 | 0 | 0 | 0 | 0 | 0 | 0 | 0 | 0 | 0 | 0 | 0 | 0 | 0 | 0 | 0 | 0 | 0 | 0 | 0 | 0 | 0 | 0 | 0 | 0 | 0 | 0 | 0 | 0 | 0 | 0 | 0 | 0 | 0 | 0 | 0 | 0 | 0 | 0 | 0 | 0 | 0 | 0 | 0 | 0 | 0 | 0 | 0 | 0 | 0 | 0 | 0 | 0 | 0 | 0 | 0 | 0 | 0 | 0
| C | 0 | 0 | 0 | 0 | 0 | 0 | 0 | 0 | 0 | 0 | 0 | 0 | 0 | 0 | 0 | 0 | 0 | 0 | 0 | 0 | 0 | 0 | 0 | 0 | 0 | 0 | 0 | 0 | 0 | 0 | 0 | 0 | 0 | 0 | 0 | 0 | 0 | 0 | 0 | 0 | 0 | 0 | 0 | 0 | 0 | 0 | 0 | 0 | 0 | 0 | 0 | 0 | 0 | 0 | 0 | 0 | 0 | 0 | 0 | 0 | 0 | 0 | 0 | 0 | 0 | 0 | 0 | 0 | 0 | 0 | 0 | 0 | 0 | 0 | 0 | 0 | 0 | 0 | 0 | 0 | 0 | 0 | 0 | 0 | 3.0107 | 6.0214 | 9.0321 | 11.5938 | 14.1555 | 16.7172 | 19.7435 | 22.7699 | 25.7962 | 30.3712 | 34.9462 | 39.5212 | 44.6082 | 49.6953 | 54.7824 | 61.1893 | 67.5963 | 74.0033 | 80.601 | 87.1988 | 93.7966 | 100.859 | 107.9214 | 114.9839 | 122.0094 | 129.0349 | 136.0604 | 141.5903 | 147.1203 | 152.6502 | 158.7987 | 164.9472 | 171.0956 | 176.0747 | 181.0538 | 186.0329 | 190.5135 | 194.9941 | 199.4746 | 202.9274 | 206.3801 | 209.8329 | 213.7589 | 217.6849 | 221.611 | 227.3417 | 233.0725 | 238.8032 | 242.967 | 247.1308 | 251.2946 | 254.7808 | 258.2671 | 261.7533 | 262.3534 | 262.9535 | 263.5535 | 261.9994 | 260.4453 | 258.8912 | 255.3688 | 251.8465 | 248.3241 | 247.7299 | 247.1356 | 246.5414 | 246.6562 | 246.7709 | 246.8857 | 247.1045 | 247.3233 | 247.5421 | 240.77 | 233.9979 | 227.2258 | 217.1309 | 207.036 | 196.9411 | 189.0922 | 181.2433 | 173.3944 | 164.9625 | 156.5307 | 148.0989 | 152.8779 | 157.657 | 162.4361 | 168.1814 | 173.9268 | 179.6721 | 183.7979 | 187.9237 | 192.0494 | 186.1142 | 180.179 | 174.2437 | 161.9468 | 149.6498 | 137.3529 | 131.4198 | 125.4867 | 119.5537 | 111.5404 | 103.527 | 95.5137 | 89.8361 | 84.1584 | 78.4808 | 74.908 | 71.3352 | 67.7625 | 62.7003 | 57.6381 | 52.5759 | 51.1357 | 49.6956 | 48.2554 | 48.957 | 49.6586 | 50.3603 | 44.6118 | 38.8634 | 33.115 | 28.2349 | 23.3548 | 18.4748 | 17.1622 | 15.8497 | 14.5372 | 13.4008 | 12.2644 | 11.128 | 10.2658 | 9.4036 | 8.5414 | 7.7438 | 6.9461 | 6.1485 | 4.099 | 2.0495 | 0 | 0 | 0 | 0 | 0 | 0 | 0 | 0 | 0 | 0 | 0 | 0 | 0 | 0 | 0 | 0 | 0 | 0 | 0 | 0 | 0 | 0 | 0 | 0 | 0 | 0 | 0 | 0 | 0 | 0
| D | 0 | 0 | 0 | 0 | 0 | 0 | 0 | 0 | 0 | 0 | 0 | 0 | 0 | 0 | 0 | 0 | 0 | 0 | 0 | 0 | 0 | 0 | 0 | 0 | 0 | 0 | 0 | 0 | 0 | 0 | 0 | 0 | 0 | 0 | 0 | 0 | 0 | 0 | 0 | 0 | 0 | 0 | 0 | 0 | 0 | 0 | 0 | 0 | 0 | 0 | 0 | 0 | 0 | 0 | 0 | 0 | 0 | 0 | 0 | 0 | 0 | 0 | 0 | 0 | 0 | 0 | 0 | 0 | 0 | 0 | 0 | 0 | 0 | 0 | 0 | 0 | 0 | 0 | 0 | 0 | 0 | 0 | 0 | 0 | 0 | 0 | 0 | 0 | 0 | 0 | 0 | 0 | 0 | 0 | 0 | 0 | 0 | 0 | 0 | 0 | 0 | 0 | 0 | 0 | 0 | 0 | 0 | 0 | 0 | 0 | 0 | 0 | 0 | 0 | 0 | 0 | 0 | 0 | 0 | 0 | 0 | 0 | 0 | 0 | 0 | 0 | 0 | 0 | 0 | 0 | 0 | 0 | 0 | 0 | 0 | 0 | 0 | 0 | 0 | 0 | 0 | 0 | 0 | 0 | 0 | 0 | 0 | 0 | 0 | 0 | 0 | 0 | 0 | 0 | 0 | 0 | 0 | 0 | 0 | 0 | 0 | 0 | 0 | 0 | 0 | 0 | 0 | 0 | 0 | 0 | 0 | 0 | 0 | 0 | 0 | 0 | 0 | 0 | 0 | 0 | 0 | 0 | 0 | 0 | 0 | 0 | 0 | 0 | 0 | 0 | 0 | 0 | 0 | 0 | 0 | 0 | 0 | 0 | 0 | 0 | 0 | 0 | 0 | 0 | 0 | 0 | 0 | 0 | 0 | 0 | 0 | 0 | 0 | 0 | 0 | 0 | 0 | 0 | 0 | 0 | 0 | 0 | 0 | 0 | 0 | 0 | 0 | 0 | 0 | 0 | 0 | 0 | 0 | 0 | 0 | 0 | 0 | 0 | 0 | 0 | 0 | 0 | 0 | 0 | 0 | 0 | 0 | 0 | 0 | 0 | 0 | 0 | 0 | 0
| E | 0 | 0 | 0 | 0 | 0 | 0 | 0 | 0 | 0 | 0 | 0 | 0 | 0 | 0 | 0 | 0 | 0 | 0 | 0 | 0 | 0 | 0 | 0 | 0 | 0 | 0 | 0 | 0 | 0 | 0 | 0 | 0 | 0 | 0 | 0 | 0 | 0 | 0 | 0 | 0 | 0 | 0 | 0 | 0 | 0 | 0 | 0 | 0 | 0 | 0 | 0 | 0 | 0 | 0 | 0 | 0 | 0 | 0 | 0 | 0 | 0 | 0 | 0 | 0 | 0 | 0 | 0 | 0 | 0 | 0 | 0 | 0 | 0 | 0 | 0 | 0 | 0 | 0 | 0 | 0 | 0 | 0 | 0 | 0 | 0 | 0 | 0 | 0 | 0 | 0 | 0 | 0 | 0 | 0 | 0 | 0 | 0 | 0 | 0 | 0 | 0 | 0 | 0 | 0 | 0 | 0 | 0 | 0 | 0 | 0 | 0 | 0 | 0 | 0 | 0 | 0 | 0 | 0 | 0 | 0 | 0 | 0 | 0 | 0 | 0 | 0 | 0 | 0 | 0 | 0 | 0 | 0 | 0 | 0 | 0 | 0 | 0 | 0 | 0 | 0 | 0 | 0 | 0 | 0 | 0 | 0 | 0 | 0 | 0 | 0 | 0 | 0 | 0 | 0 | 0 | 0 | 0 | 0 | 0 | 0 | 0 | 0 | 0 | 0 | 0 | 0 | 0 | 0 | 0 | 0 | 0 | 0 | 0 | 0 | 0 | 0 | 0 | 0 | 0 | 0 | 0 | 0 | 0 | 0 | 0 | 0 | 0 | 0 | 0 | 0 | 0 | 0 | 0 | 0 | 0 | 0 | 0 | 0 | 0 | 0 | 0 | 0 | 0 | 0 | 0 | 0 | 0 | 0 | 0 | 0 | 0 | 0 | 0 | 0 | 0 | 0 | 0 | 0 | 0 | 0 | 0 | 0 | 0 | 0 | 0 | 0 | 0 | 0 | 0 | 0 | 0 | 0 | 0 | 0 | 0 | 0 | 0 | 0 | 0 | 0 | 0 | 0 | 0 | 0 | 0 | 0 | 0 | 0 | 0 | 0 | 0 | 0 | 0 | 0
| F | 0 | 0 | 0 | 0 | 0 | 0 | 0 | 0 | 0 | 0 | 0 | 0 | 0 | 0 | 0 | 0 | 0 | 0 | 0 | 0 | 0 | 0 | 0 | 0 | 0 | 0 | 0 | 0 | 0 | 0 | 0 | 0 | 0 | 0 | 0 | 0 | 0 | 0 | 0 | 0 | 0 | 0 | 0 | 0 | 0 | 0 | 0 | 0 | 0 | 0 | 0 | 0 | 0 | 0 | 0 | 0 | 0 | 0 | 0 | 0 | 0 | 0 | 0 | 0 | 0 | 0 | 0 | 0 | 0 | 0 | 0 | 0 | 0 | 0 | 0 | 0 | 0 | 0 | 0 | 0 | 0 | 9.9013 | 19.8026 | 29.7039 | 39.6248 | 49.5458 | 59.4667 | 72.6282 | 85.7896 | 98.9511 | 116.1895 | 133.4279 | 150.6663 | 175.835 | 201.0037 | 226.1724 | 257.4769 | 288.7813 | 320.0857 | 351.0345 | 381.9833 | 412.9321 | 443.155 | 473.3779 | 503.6008 | 536.2825 | 568.9643 | 601.6461 | 627.5502 | 653.4543 | 679.3584 | 704.1129 | 728.8674 | 753.622 | 786.3319 | 819.0418 | 851.7517 | 871.2824 | 890.8131 | 910.3438 | 932.095 | 953.8462 | 975.5974 | 988.4107 | 1001.224 | 1014.0373 | 1032.7719 | 1051.5064 | 1070.241 | 1083.5648 | 1096.8886 | 1110.2124 | 1125.4407 | 1140.6691 | 1155.8974 | 1175.6558 | 1195.4142 | 1215.1725 | 1218.7891 | 1222.4056 | 1226.0222 | 1234.4856 | 1242.9491 | 1251.4125 | 1248.9578 | 1246.5031 | 1244.0484 | 1257.2534 | 1270.4584 | 1283.6634 | 1283.7667 | 1283.87 | 1283.9733 | 1289.3696 | 1294.7659 | 1300.1622 | 1290.2053 | 1280.2485 | 1270.2916 | 1265.4006 | 1260.5095 | 1255.6184 | 1240.9462 | 1226.2739 | 1211.6017 | 1202.4349 | 1193.2681 | 1184.1013 | 1169.8303 | 1155.5592 | 1141.2882 | 1113.639 | 1085.9898 | 1058.3406 | 1028.6815 | 999.0225 | 969.3634 | 932.3344 | 895.3054 | 858.2765 | 829.9473 | 801.6181 | 773.2889 | 765.5945 | 757.9001 | 750.2057 | 721.0539 | 691.902 | 662.7502 | 651.7789 | 640.8076 | 629.8363 | 604.947 | 580.0576 | 555.1683 | 547.84 | 540.5117 | 533.1835 | 494.4675 | 455.7515 | 417.0355 | 393.827 | 370.6185 | 347.41 | 334.8634 | 322.3167 | 309.7701 | 294.8674 | 279.9648 | 265.0621 | 237.3104 | 209.5586 | 181.8069 | 157.1145 | 132.422 | 107.7296 | 93.0321 | 78.3346 | 63.6372 | 55.6675 | 47.6978 | 39.7281 | 33.9297 | 28.1313 | 22.3329 | 14.8886 | 7.4443 | 0 | 0 | 0 | 0 | 0 | 0 | 0 | 0 | 0 | 0 | 0 | 0 | 0 | 0 | 0 | 0 | 0 | 0 | 0 | 0 | 0 | 0 | 0 | 0 | 0 | 0 | 0
| G | 0 | 0 | 0 | 0 | 0 | 0 | 0 | 0 | 0 | 0 | 0 | 0 | 0 | 0 | 0 | 0 | 0 | 0 | 0 | 0 | 0 | 0 | 0 | 0 | 0 | 0 | 0 | 0 | 0 | 0 | 0 | 0 | 0 | 0 | 0 | 0 | 0 | 0 | 0 | 0 | 0 | 0 | 0 | 0 | 0 | 0 | 0 | 0 | 0 | 0 | 0 | 0 | 0 | 0 | 0 | 0 | 0 | 0 | 0 | 0 | 0 | 0 | 0 | 0 | 0 | 0 | 0 | 0 | 0 | 0 | 0 | 0 | 0 | 0 | 0 | 0 | 0 | 0 | 0 | 0 | 0 | 3.1714 | 6.3429 | 9.5143 | 11.2399 | 12.9656 | 14.6912 | 18.0425 | 21.3939 | 24.7453 | 29.5822 | 34.4192 | 39.2561 | 44.9006 | 50.545 | 56.1895 | 62.4297 | 68.6699 | 74.9101 | 81.6539 | 88.3977 | 95.1415 | 102.3717 | 109.6018 | 116.832 | 123.6186 | 130.4052 | 137.1918 | 144.0196 | 150.8475 | 157.6753 | 164.5792 | 171.483 | 178.3869 | 185.3774 | 192.3678 | 199.3583 | 204.7655 | 210.1727 | 215.5799 | 222.3475 | 229.115 | 235.8825 | 240.6536 | 245.4247 | 250.1958 | 254.5238 | 258.8518 | 263.1799 | 265.9403 | 268.7007 | 271.4611 | 274.3315 | 277.202 | 280.0724 | 282.0125 | 283.9525 | 285.8926 | 285.9711 | 286.0496 | 286.1281 | 288.095 | 290.062 | 292.0289 | 291.7407 | 291.4526 | 291.1644 | 291.5846 | 292.0047 | 292.4249 | 295.3211 | 298.2173 | 301.1135 | 300.3939 | 299.6742 | 298.9545 | 300.0816 | 301.2087 | 302.3359 | 301.9386 | 301.5413 | 301.1441 | 299.7005 | 298.2569 | 296.8133 | 294.2677 | 291.7222 | 289.1766 | 286.4552 | 283.7337 | 281.0123 | 277.2106 | 273.409 | 269.6074 | 265.5465 | 261.4857 | 257.4248 | 250.9767 | 244.5287 | 238.0806 | 232.3653 | 226.65 | 220.9346 | 214.985 | 209.0353 | 203.0857 | 198.1725 | 193.2592 | 188.346 | 179.5297 | 170.7135 | 161.8972 | 151.5664 | 141.2356 | 130.9049 | 129.6668 | 128.4288 | 127.1908 | 123.0375 | 118.8841 | 114.7307 | 105.9032 | 97.0757 | 88.2482 | 83.1432 | 78.0382 | 72.9331 | 67.7475 | 62.562 | 57.3764 | 51.6028 | 45.8292 | 40.0557 | 35.3281 | 30.6005 | 25.8729 | 23.6613 | 21.4496 | 19.238 | 18.2638 | 17.2896 | 16.3155 | 13.9136 | 11.5118 | 9.1099 | 6.9281 | 4.7463 | 2.5644 | 1.7096 | 0.85482 | 0 | 0 | 0 | 0 | 0 | 0 | 0 | 0 | 0 | 0 | 0 | 0 | 0 | 0 | 0 | 0 | 0 | 0 | 0 | 0 | 0 | 0 | 0 | 0
| H | 0 | 0 | 0 | 0 | 0 | 0 | 0 | 0 | 0 | 0 | 0 | 0 | 0 | 0 | 0 | 0 | 0 | 0 | 0 | 0 | 0 | 0 | 0 | 0 | 0 | 0 | 0 | 0 | 0 | 0 | 0 | 0 | 0 | 0 | 0 | 0 | 0 | 0 | 0 | 0 | 0 | 0 | 0 | 0 | 0 | 0 | 0 | 0 | 0 | 0 | 0 | 0 | 0 | 0 | 0 | 0 | 0 | 0 | 0 | 0 | 0 | 0 | 0 | 0 | 0 | 0 | 0 | 0 | 0 | 0 | 0 | 0 | 0 | 0 | 0 | 0 | 0 | 0 | 0 | 0 | 0 | 0.0578 | 0.1156 | 0.1734 | 0.22128 | 0.26917 | 0.31705 | 0.36805 | 0.41905 | 0.47005 | 0.54528 | 0.62051 | 0.69574 | 0.77349 | 0.85124 | 0.92899 | 1.0321 | 1.1351 | 1.2382 | 1.3567 | 1.4753 | 1.5938 | 1.6835 | 1.7732 | 1.8629 | 1.9783 | 2.0937 | 2.2091 | 2.3301 | 2.4512 | 2.5722 | 2.6453 | 2.7184 | 2.7915 | 2.9068 | 3.0222 | 3.1376 | 3.2611 | 3.3846 | 3.5082 | 3.5567 | 3.6052 | 3.6537 | 3.7427 | 3.8318 | 3.9209 | 3.9982 | 4.0756 | 4.1529 | 4.2466 | 4.3403 | 4.4341 | 4.4806 | 4.5271 | 4.5736 | 4.6152 | 4.6569 | 4.6986 | 4.7665 | 4.8345 | 4.9024 | 4.9067 | 4.911 | 4.9153 | 4.9293 | 4.9433 | 4.9573 | 4.9642 | 4.9711 | 4.978 | 4.9865 | 4.995 | 5.0034 | 5.0069 | 5.0104 | 5.0139 | 5.0048 | 4.9957 | 4.9866 | 4.9734 | 4.9602 | 4.947 | 4.9247 | 4.9025 | 4.8803 | 4.8468 | 4.8133 | 4.7798 | 4.7616 | 4.7434 | 4.7252 | 4.6694 | 4.6137 | 4.5579 | 4.506 | 4.454 | 4.4021 | 4.3162 | 4.2302 | 4.1443 | 4.0067 | 3.8691 | 3.7316 | 3.6662 | 3.6009 | 3.5356 | 3.3899 | 3.2443 | 3.0987 | 3.0108 | 2.9228 | 2.8349 | 2.6676 | 2.5003 | 2.3329 | 2.1135 | 1.894 | 1.6745 | 1.8081 | 1.9417 | 2.0753 | 1.9627 | 1.85 | 1.7374 | 1.5646 | 1.3918 | 1.219 | 1.2048 | 1.1905 | 1.1763 | 1.0875 | 0.99876 | 0.90999 | 0.7878 | 0.66562 | 0.54343 | 0.48195 | 0.42047 | 0.35898 | 0.34741 | 0.33584 | 0.32427 | 0.27502 | 0.22577 | 0.17652 | 0.11768 | 0.058839 | 0 | 0 | 0 | 0 | 0 | 0 | 0 | 0 | 0 | 0 | 0 | 0 | 0 | 0 | 0 | 0 | 0 | 0 | 0 | 0 | 0 | 0 | 0 | 0 | 0 | 0 | 0
| I | 0 | 0 | 0 | 0 | 0 | 0 | 0 | 0 | 0 | 0 | 0 | 0 | 0 | 0 | 0 | 0 | 0 | 0 | 0 | 0 | 0 | 0 | 0 | 0 | 0 | 0 | 0 | 0 | 0 | 0 | 0 | 0 | 0 | 0 | 0 | 0 | 0 | 0 | 0 | 0 | 0 | 0 | 0 | 0 | 0 | 0 | 0 | 0 | 0 | 0 | 0 | 0 | 0 | 0 | 0 | 0 | 0 | 0 | 0 | 0 | 0 | 0 | 0 | 0 | 0 | 0 | 0 | 0 | 0 | 0 | 0 | 0 | 0 | 0 | 0 | 0 | 0 | 0 | 0 | 0 | 0 | 0 | 0 | 0 | 0 | 0 | 0 | 0 | 0 | 0 | 0 | 0 | 0 | 0 | 0 | 0 | 0 | 0 | 0 | 0 | 0 | 0 | 0 | 0 | 0 | 0 | 0 | 0 | 0 | 0 | 0 | 0 | 0 | 0 | 0 | 0 | 0 | 0 | 0 | 0 | 0 | 0 | 0 | 0 | 0 | 0 | 0 | 0 | 0 | 0 | 0 | 0 | 0 | 0 | 0 | 0 | 0 | 0 | 0 | 0 | 0 | 0 | 0 | 0 | 0 | 0 | 0 | 0 | 0 | 0 | 0 | 0 | 0 | 0 | 0 | 0 | 0 | 0 | 0 | 0 | 0 | 0 | 0 | 0 | 0 | 0 | 0 | 0 | 0 | 0 | 0 | 0 | 0 | 0 | 0 | 0 | 0 | 0 | 0 | 0 | 0 | 0 | 0 | 0 | 0 | 0 | 0 | 0 | 0 | 0 | 0 | 0 | 0 | 0 | 0 | 0 | 0 | 0 | 0 | 0 | 0 | 0 | 0 | 0 | 0 | 0 | 0 | 0 | 0 | 0 | 0 | 0 | 0 | 0 | 0 | 0 | 0 | 0 | 0 | 0 | 0 | 0 | 0 | 0 | 0 | 0 | 0 | 0 | 0 | 0 | 0 | 0 | 0 | 0 | 0 | 0 | 0 | 0 | 0 | 0 | 0 | 0 | 0 | 0 | 0 | 0 | 0 | 0 | 0 | 0 | 0 | 0 | 0 | 0
| J | 0 | 0 | 0 | 0 | 0 | 0 | 0 | 0 | 0 | 0 | 0 | 0 | 0 | 0 | 0 | 0 | 0 | 0 | 0 | 0 | 0 | 0 | 0 | 0 | 0 | 0 | 0 | 0 | 0 | 0 | 0 | 0 | 0 | 0 | 0 | 0 | 0 | 0 | 0 | 0 | 0 | 0 | 0 | 0 | 0 | 0 | 0 | 0 | 0 | 0 | 0 | 0 | 0 | 0 | 0 | 0 | 0 | 0 | 0 | 0 | 0 | 0 | 0 | 0 | 0 | 0 | 0 | 0 | 0 | 0 | 0 | 0 | 0 | 0 | 0 | 0 | 0 | 0 | 0 | 0 | 0 | 0 | 0 | 0 | 0 | 0 | 0 | 0 | 0 | 0 | 0 | 0 | 0 | 0 | 0 | 0 | 0 | 0 | 0 | 0 | 0 | 0 | 0 | 0 | 0 | 0 | 0 | 0 | 0 | 0 | 0 | 0 | 0 | 0 | 0 | 0 | 0 | 0 | 0 | 0 | 0 | 0 | 0 | 0 | 0 | 0 | 0 | 0 | 0 | 0 | 0 | 0 | 0 | 0 | 0 | 0 | 0 | 0 | 0 | 0 | 0 | 0 | 0 | 0 | 0 | 0 | 0 | 0 | 0 | 0 | 0 | 0 | 0 | 0 | 0 | 0 | 0 | 0 | 0 | 0 | 0 | 0 | 0 | 0 | 0 | 0 | 0 | 0 | 0 | 0 | 0 | 0 | 0 | 0 | 0 | 0 | 0 | 0 | 0 | 0 | 0 | 0 | 0 | 0 | 0 | 0 | 0 | 0 | 0 | 0 | 0 | 0 | 0 | 0 | 0 | 0 | 0 | 0 | 0 | 0 | 0 | 0 | 0 | 0 | 0 | 0 | 0 | 0 | 0 | 0 | 0 | 0 | 0 | 0 | 0 | 0 | 0 | 0 | 0 | 0 | 0 | 0 | 0 | 0 | 0 | 0 | 0 | 0 | 0 | 0 | 0 | 0 | 0 | 0 | 0 | 0 | 0 | 0 | 0 | 0 | 0 | 0 | 0 | 0 | 0 | 0 | 0 | 0 | 0 | 0 | 0 | 0 | 0 | 0
| K | 0 | 0 | 0 | 0 | 0 | 0 | 0 | 0 | 0 | 0 | 0 | 0 | 0 | 0 | 0 | 0 | 0 | 0 | 0 | 0 | 0 | 0 | 0 | 0 | 0 | 0 | 0 | 0 | 0 | 0 | 0 | 0 | 0 | 0 | 0 | 0 | 0 | 0 | 0 | 0 | 0 | 0 | 0 | 0 | 0 | 0 | 0 | 0 | 0 | 0 | 0 | 0 | 0 | 0 | 0 | 0 | 0 | 0 | 0 | 0 | 0 | 0 | 0 | 0 | 0 | 0 | 0 | 0 | 0 | 0 | 0 | 0 | 0 | 0 | 0 | 0 | 0 | 0 | 0 | 0 | 0 | 3.1683 | 6.3367 | 9.505 | 11.2193 | 12.9335 | 14.6477 | 18.6136 | 22.5795 | 26.5454 | 31.5877 | 36.63 | 41.6723 | 47.3946 | 53.1169 | 58.8392 | 64.7797 | 70.7202 | 76.6607 | 82.9026 | 89.1444 | 95.3863 | 101.9044 | 108.4225 | 114.9405 | 121.6173 | 128.2941 | 134.9708 | 140.9277 | 146.8846 | 152.8415 | 158.6271 | 164.4128 | 170.1985 | 176.1075 | 182.0165 | 187.9254 | 193.4619 | 198.9983 | 204.5348 | 208.828 | 213.1212 | 217.4145 | 220.9463 | 224.4782 | 228.0101 | 232.7488 | 237.4875 | 242.2262 | 245.0728 | 247.9195 | 250.7661 | 252.0986 | 253.431 | 254.7635 | 256.3644 | 257.9654 | 259.5664 | 262.8797 | 266.1931 | 269.5064 | 272.6218 | 275.7372 | 278.8525 | 279.3478 | 279.8431 | 280.3384 | 281.5641 | 282.7898 | 284.0156 | 284.8244 | 285.6333 | 286.4422 | 286.0646 | 285.687 | 285.3094 | 285.3577 | 285.4059 | 285.4542 | 284.9587 | 284.4631 | 283.9676 | 283.1444 | 282.3213 | 281.4981 | 279.9305 | 278.3629 | 276.7952 | 275.5019 | 274.2086 | 272.9153 | 271.2367 | 269.5582 | 267.8797 | 265.6167 | 263.3537 | 261.0907 | 257.8805 | 254.6704 | 251.4603 | 247.9551 | 244.4499 | 240.9447 | 236.2412 | 231.5377 | 226.8343 | 221.6762 | 216.5181 | 211.3601 | 205.8348 | 200.3095 | 194.7843 | 188.517 | 182.2498 | 175.9826 | 169.0608 | 162.139 | 155.2172 | 148.1095 | 141.0019 | 133.8942 | 127.9407 | 121.9872 | 116.0337 | 109.4334 | 102.8331 | 96.2328 | 89.3467 | 82.4605 | 75.5744 | 68.9608 | 62.3472 | 55.7335 | 49.8151 | 43.8966 | 37.9781 | 31.9881 | 25.9982 | 20.0082 | 17.4999 | 14.9917 | 12.4834 | 11.2103 | 9.9372 | 8.6641 | 5.7761 | 2.888 | 0 | 0 | 0 | 0 | 0 | 0 | 0 | 0 | 0 | 0 | 0 | 0 | 0 | 0 | 0 | 0 | 0 | 0 | 0 | 0 | 0 | 0 | 0 | 0 | 0 | 0 | 0
total
Biomass
| Zone | 0:00 | 0:05 | 0:10 | 0:15 | 0:20 | 0:25 | 0:30 | 0:35 | 0:40 | 0:45 | 0:50 | 0:55 | 1:00 | 1:05 | 1:10 | 1:15 | 1:20 | 1:25 | 1:30 | 1:35 | 1:40 | 1:45 | 1:50 | 1:55 | 2:00 | 2:05 | 2:10 | 2:15 | 2:20 | 2:25 | 2:30 | 2:35 | 2:40 | 2:45 | 2:50 | 2:55 | 3:00 | 3:05 | 3:10 | 3:15 | 3:20 | 3:25 | 3:30 | 3:35 | 3:40 | 3:45 | 3:50 | 3:55 | 4:00 | 4:05 | 4:10 | 4:15 | 4:20 | 4:25 | 4:30 | 4:35 | 4:40 | 4:45 | 4:50 | 4:55 | 5:00 | 5:05 | 5:10 | 5:15 | 5:20 | 5:25 | 5:30 | 5:35 | 5:40 | 5:45 | 5:50 | 5:55 | 6:00 | 6:05 | 6:10 | 6:15 | 6:20 | 6:25 | 6:30 | 6:35 | 6:40 | 6:45 | 6:50 | 6:55 | 7:00 | 7:05 | 7:10 | 7:15 | 7:20 | 7:25 | 7:30 | 7:35 | 7:40 | 7:45 | 7:50 | 7:55 | 8:00 | 8:05 | 8:10 | 8:15 | 8:20 | 8:25 | 8:30 | 8:35 | 8:40 | 8:45 | 8:50 | 8:55 | 9:00 | 9:05 | 9:10 | 9:15 | 9:20 | 9:25 | 9:30 | 9:35 | 9:40 | 9:45 | 9:50 | 9:55 | 10:00 | 10:05 | 10:10 | 10:15 | 10:20 | 10:25 | 10:30 | 10:35 | 10:40 | 10:45 | 10:50 | 10:55 | 11:00 | 11:05 | 11:10 | 11:15 | 11:20 | 11:25 | 11:30 | 11:35 | 11:40 | 11:45 | 11:50 | 11:55 | 12:00 | 12:05 | 12:10 | 12:15 | 12:20 | 12:25 | 12:30 | 12:35 | 12:40 | 12:45 | 12:50 | 12:55 | 13:00 | 13:05 | 13:10 | 13:15 | 13:20 | 13:25 | 13:30 | 13:35 | 13:40 | 13:45 | 13:50 | 13:55 | 14:00 | 14:05 | 14:10 | 14:15 | 14:20 | 14:25 | 14:30 | 14:35 | 14:40 | 14:45 | 14:50 | 14:55 | 15:00 | 15:05 | 15:10 | 15:15 | 15:20 | 15:25 | 15:30 | 15:35 | 15:40 | 15:45 | 15:50 | 15:55 | 16:00 | 16:05 | 16:10 | 16:15 | 16:20 | 16:25 | 16:30 | 16:35 | 16:40 | 16:45 | 16:50 | 16:55 | 17:00 | 17:05 | 17:10 | 17:15 | 17:20 | 17:25 | 17:30 | 17:35 | 17:40 | 17:45 | 17:50 | 17:55 | 18:00 | 18:05 | 18:10 | 18:15 | 18:20 | 18:25 | 18:30 | 18:35 | 18:40 | 18:45 | 18:50 | 18:55 | 19:00 | 19:05 | 19:10 | 19:15 | 19:20 | 19:25 | 19:30 | 19:35 | 19:40 | 19:45 | 19:50 | 19:55 | 20:00 | 20:05 | 20:10 | 20:15 | 20:20 | 20:25 | 20:30 | 20:35 | 20:40 | 20:45 | 20:50 | 20:55 | 21:00 | 21:05
| A | 40.1427 | 40.1427 | 40.1427 | 40.1427 | 40.1427 | 40.1427 | 40.1427 | 40.1427 | 40.1427 | 40.1427 | 40.1427 | 40.1427 | 40.3594 | 40.3594 | 40.3594 | 40.3594 | 40.3594 | 40.3594 | 40.3594 | 40.3594 | 40.3594 | 40.3594 | 40.3594 | 40.3594 | 40.3538 | 40.3538 | 40.3538 | 40.3538 | 40.3538 | 40.3538 | 40.3538 | 40.3538 | 40.3538 | 40.3538 | 40.3538 | 40.3538 | 40.4401 | 40.4401 | 40.4401 | 40.4401 | 40.4401 | 40.4401 | 40.4401 | 40.4401 | 40.4401 | 40.4401 | 40.4401 | 40.4401 | 40.5886 | 40.5886 | 40.5886 | 40.5886 | 40.5886 | 40.5886 | 40.5886 | 40.5886 | 40.5886 | 40.5886 | 40.5886 | 40.5886 | 40.6548 | 40.6548 | 40.6548 | 40.6548 | 40.6548 | 40.6548 | 40.6548 | 40.6548 | 40.6548 | 40.6548 | 40.6548 | 40.6548 | 40.6633 | 40.6633 | 40.6633 | 40.6633 | 40.6633 | 40.6633 | 40.6633 | 40.6633 | 40.6633 | 40.6633 | 40.6633 | 40.6633 | 41.5273 | 41.5273 | 41.5273 | 41.5273 | 41.5273 | 41.5273 | 41.5273 | 41.5273 | 41.5273 | 41.5273 | 41.5273 | 41.5273 | 42.8796 | 42.8796 | 42.8796 | 42.8796 | 42.8796 | 42.8796 | 42.8796 | 42.8796 | 42.8796 | 42.8796 | 42.8796 | 42.8796 | 44.2245 | 44.2245 | 44.2245 | 44.2245 | 44.2245 | 44.2245 | 44.2245 | 44.2245 | 44.2245 | 44.2245 | 44.2245 | 44.2245 | 44.3852 | 44.3852 | 44.3852 | 44.3852 | 44.3852 | 44.3852 | 44.3852 | 44.3852 | 44.3852 | 44.3852 | 44.3852 | 44.3852 | 45.298 | 45.298 | 45.298 | 45.298 | 45.298 | 45.298 | 45.298 | 45.298 | 45.298 | 45.298 | 45.298 | 45.298 | 45.7266 | 45.7266 | 45.7266 | 45.7266 | 45.7266 | 45.7266 | 45.7266 | 45.7266 | 45.7266 | 45.7266 | 45.7266 | 45.7266 | 45.6736 | 45.6736 | 45.6736 | 45.6736 | 45.6736 | 45.6736 | 45.6736 | 45.6736 | 45.6736 | 45.6736 | 45.6736 | 45.6736 | 45.9906 | 45.9906 | 45.9906 | 45.9906 | 45.9906 | 45.9906 | 45.9906 | 45.9906 | 45.9906 | 45.9906 | 45.9906 | 45.9906 | 46.5928 | 46.5928 | 46.5928 | 46.5928 | 46.5928 | 46.5928 | 46.5928 | 46.5928 | 46.5928 | 46.5928 | 46.5928 | 46.5928 | 47.3999 | 47.3999 | 47.3999 | 47.3999 | 47.3999 | 47.3999 | 47.3999 | 47.3999 | 47.3999 | 47.3999 | 47.3999 | 47.3999 | 47.4649 | 47.4649 | 47.4649 | 47.4649 | 47.4649 | 47.4649 | 47.4649 | 47.4649 | 47.4649 | 47.4649 | 47.4649 | 47.4649 | 47.725 | 47.725 | 47.725 | 47.725 | 47.725 | 47.725 | 47.725 | 47.725 | 47.725 | 47.725 | 47.725 | 47.725 | 46.7424 | 46.7424 | 46.7424 | 46.7424 | 46.7424 | 46.7424 | 46.7424 | 46.7424 | 46.7424 | 46.7424 | 46.7424 | 46.7424 | 46.1221 | 46.1221 | 46.1221 | 46.1221 | 46.1221 | 46.1221 | 46.1221 | 46.1221 | 46.1221 | 46.1221 | 46.1221 | 46.1221 | 46.0703 | 46.0703
B
| C | 45.7768 | 45.7768 | 45.7768 | 45.7768 | 45.7768 | 45.7768 | 45.7768 | 45.7768 | 45.7768 | 45.7768 | 45.7768 | 45.7768 | 46.0239 | 46.0239 | 46.0239 | 46.0239 | 46.0239 | 46.0239 | 46.0239 | 46.0239 | 46.0239 | 46.0239 | 46.0239 | 46.0239 | 46.0175 | 46.0175 | 46.0175 | 46.0175 | 46.0175 | 46.0175 | 46.0175 | 46.0175 | 46.0175 | 46.0175 | 46.0175 | 46.0175 | 46.1159 | 46.1159 | 46.1159 | 46.1159 | 46.1159 | 46.1159 | 46.1159 | 46.1159 | 46.1159 | 46.1159 | 46.1159 | 46.1159 | 46.2852 | 46.2852 | 46.2852 | 46.2852 | 46.2852 | 46.2852 | 46.2852 | 46.2852 | 46.2852 | 46.2852 | 46.2852 | 46.2852 | 46.3607 | 46.3607 | 46.3607 | 46.3607 | 46.3607 | 46.3607 | 46.3607 | 46.3607 | 46.3607 | 46.3607 | 46.3607 | 46.3607 | 46.3705 | 46.3705 | 46.3705 | 46.3705 | 46.3705 | 46.3705 | 46.3705 | 46.3705 | 46.3705 | 46.3705 | 46.3705 | 46.3705 | 47.3557 | 47.3557 | 47.3557 | 47.3557 | 47.3557 | 47.3557 | 47.3557 | 47.3557 | 47.3557 | 47.3557 | 47.3557 | 47.3557 | 48.8978 | 48.8978 | 48.8978 | 48.8978 | 48.8978 | 48.8978 | 48.8978 | 48.8978 | 48.8978 | 48.8978 | 48.8978 | 48.8978 | 50.4314 | 50.4314 | 50.4314 | 50.4314 | 50.4314 | 50.4314 | 50.4314 | 50.4314 | 50.4314 | 50.4314 | 50.4314 | 50.4314 | 50.6147 | 50.6147 | 50.6147 | 50.6147 | 50.6147 | 50.6147 | 50.6147 | 50.6147 | 50.6147 | 50.6147 | 50.6147 | 50.6147 | 51.6556 | 51.6556 | 51.6556 | 51.6556 | 51.6556 | 51.6556 | 51.6556 | 51.6556 | 51.6556 | 51.6556 | 51.6556 | 51.6556 | 52.1443 | 52.1443 | 52.1443 | 52.1443 | 52.1443 | 52.1443 | 52.1443 | 52.1443 | 52.1443 | 52.1443 | 52.1443 | 52.1443 | 52.0839 | 52.0839 | 52.0839 | 52.0839 | 52.0839 | 52.0839 | 52.0839 | 52.0839 | 52.0839 | 52.0839 | 52.0839 | 52.0839 | 52.4455 | 52.4455 | 52.4455 | 52.4455 | 52.4455 | 52.4455 | 52.4455 | 52.4455 | 52.4455 | 52.4455 | 52.4455 | 52.4455 | 53.1322 | 53.1322 | 53.1322 | 53.1322 | 53.1322 | 53.1322 | 53.1322 | 53.1322 | 53.1322 | 53.1322 | 53.1322 | 53.1322 | 54.0525 | 54.0525 | 54.0525 | 54.0525 | 54.0525 | 54.0525 | 54.0525 | 54.0525 | 54.0525 | 54.0525 | 54.0525 | 54.0525 | 54.1266 | 54.1266 | 54.1266 | 54.1266 | 54.1266 | 54.1266 | 54.1266 | 54.1266 | 54.1266 | 54.1266 | 54.1266 | 54.1266 | 54.4233 | 54.4233 | 54.4233 | 54.4233 | 54.4233 | 54.4233 | 54.4233 | 54.4233 | 54.4233 | 54.4233 | 54.4233 | 54.4233 | 53.3028 | 53.3028 | 53.3028 | 53.3028 | 53.3028 | 53.3028 | 53.3028 | 53.3028 | 53.3028 | 53.3028 | 53.3028 | 53.3028 | 52.5953 | 52.5953 | 52.5953 | 52.5953 | 52.5953 | 52.5953 | 52.5953 | 52.5953 | 52.5953 | 52.5953 | 52.5953 | 52.5953 | 52.5363 | 52.5363
D
E
F
G
H
I
J
K
Landfill Gas/Anaerobic Digesters
| Zone | 0:00 | 0:05 | 0:10 | 0:15 | 0:20 | 0:25 | 0:30 | 0:35 | 0:40 | 0:45 | 0:50 | 0:55 | 1:00 | 1:05 | 1:10 | 1:15 | 1:20 | 1:25 | 1:30 | 1:35 | 1:40 | 1:45 | 1:50 | 1:55 | 2:00 | 2:05 | 2:10 | 2:15 | 2:20 | 2:25 | 2:30 | 2:35 | 2:40 | 2:45 | 2:50 | 2:55 | 3:00 | 3:05 | 3:10 | 3:15 | 3:20 | 3:25 | 3:30 | 3:35 | 3:40 | 3:45 | 3:50 | 3:55 | 4:00 | 4:05 | 4:10 | 4:15 | 4:20 | 4:25 | 4:30 | 4:35 | 4:40 | 4:45 | 4:50 | 4:55 | 5:00 | 5:05 | 5:10 | 5:15 | 5:20 | 5:25 | 5:30 | 5:35 | 5:40 | 5:45 | 5:50 | 5:55 | 6:00 | 6:05 | 6:10 | 6:15 | 6:20 | 6:25 | 6:30 | 6:35 | 6:40 | 6:45 | 6:50 | 6:55 | 7:00 | 7:05 | 7:10 | 7:15 | 7:20 | 7:25 | 7:30 | 7:35 | 7:40 | 7:45 | 7:50 | 7:55 | 8:00 | 8:05 | 8:10 | 8:15 | 8:20 | 8:25 | 8:30 | 8:35 | 8:40 | 8:45 | 8:50 | 8:55 | 9:00 | 9:05 | 9:10 | 9:15 | 9:20 | 9:25 | 9:30 | 9:35 | 9:40 | 9:45 | 9:50 | 9:55 | 10:00 | 10:05 | 10:10 | 10:15 | 10:20 | 10:25 | 10:30 | 10:35 | 10:40 | 10:45 | 10:50 | 10:55 | 11:00 | 11:05 | 11:10 | 11:15 | 11:20 | 11:25 | 11:30 | 11:35 | 11:40 | 11:45 | 11:50 | 11:55 | 12:00 | 12:05 | 12:10 | 12:15 | 12:20 | 12:25 | 12:30 | 12:35 | 12:40 | 12:45 | 12:50 | 12:55 | 13:00 | 13:05 | 13:10 | 13:15 | 13:20 | 13:25 | 13:30 | 13:35 | 13:40 | 13:45 | 13:50 | 13:55 | 14:00 | 14:05 | 14:10 | 14:15 | 14:20 | 14:25 | 14:30 | 14:35 | 14:40 | 14:45 | 14:50 | 14:55 | 15:00 | 15:05 | 15:10 | 15:15 | 15:20 | 15:25 | 15:30 | 15:35 | 15:40 | 15:45 | 15:50 | 15:55 | 16:00 | 16:05 | 16:10 | 16:15 | 16:20 | 16:25 | 16:30 | 16:35 | 16:40 | 16:45 | 16:50 | 16:55 | 17:00 | 17:05 | 17:10 | 17:15 | 17:20 | 17:25 | 17:30 | 17:35 | 17:40 | 17:45 | 17:50 | 17:55 | 18:00 | 18:05 | 18:10 | 18:15 | 18:20 | 18:25 | 18:30 | 18:35 | 18:40 | 18:45 | 18:50 | 18:55 | 19:00 | 19:05 | 19:10 | 19:15 | 19:20 | 19:25 | 19:30 | 19:35 | 19:40 | 19:45 | 19:50 | 19:55 | 20:00 | 20:05 | 20:10 | 20:15 | 20:20 | 20:25 | 20:30 | 20:35 | 20:40 | 20:45 | 20:50 | 20:55 | 21:00 | 21:05
| A | 3.5 | 3.5 | 3.5 | 3.5 | 3.5 | 3.5 | 3.5 | 3.5 | 3.5 | 3.5 | 3.5 | 3.5 | 3.5 | 3.5 | 3.5 | 3.5 | 3.5 | 3.5 | 3.5 | 3.5 | 3.5 | 3.5 | 3.5 | 3.5 | 3.5 | 3.5 | 3.5 | 3.5 | 3.5 | 3.5 | 3.5 | 3.5 | 3.5 | 3.5 | 3.5 | 3.5 | 3.5 | 3.5 | 3.5 | 3.5 | 3.5 | 3.5 | 3.5 | 3.5 | 3.5 | 3.5 | 3.5 | 3.5 | 3.5 | 3.5 | 3.5 | 3.5 | 3.5 | 3.5 | 3.5 | 3.5 | 3.5 | 3.5 | 3.5 | 3.5 | 3.5 | 3.5 | 3.5 | 3.5 | 3.5 | 3.5 | 3.5 | 3.5 | 3.5 | 3.5 | 3.5 | 3.5 | 3.5 | 3.5 | 3.5 | 3.5 | 3.5 | 3.5 | 3.5 | 3.5 | 3.5 | 3.5 | 3.5 | 3.5 | 3.5 | 3.5 | 3.5 | 3.5 | 3.5 | 3.5 | 3.5 | 3.5 | 3.5 | 3.5 | 3.5 | 3.5 | 3.5 | 3.5 | 3.5 | 3.5 | 3.5 | 3.5 | 3.5 | 3.5 | 3.5 | 3.5 | 3.5 | 3.5 | 3.5 | 3.5 | 3.5 | 3.5 | 3.5 | 3.5 | 3.5 | 3.5 | 3.5 | 3.5 | 3.5 | 3.5 | 3.5 | 3.5 | 3.5 | 3.5 | 3.5 | 3.5 | 3.5 | 3.5 | 3.5 | 3.5 | 3.5 | 3.5 | 3.5 | 3.5 | 3.5 | 3.5 | 3.5 | 3.5 | 3.5 | 3.5 | 3.5 | 3.5 | 3.5 | 3.5 | 3.5 | 3.5 | 3.5 | 3.5 | 3.5 | 3.5 | 3.5 | 3.5 | 3.5 | 3.5 | 3.5 | 3.5 | 3.5 | 3.5 | 3.5 | 3.5 | 3.5 | 3.5 | 3.5 | 3.5 | 3.5 | 3.5 | 3.5 | 3.5 | 3.5 | 3.5 | 3.5 | 3.5 | 3.5 | 3.5 | 3.5 | 3.5 | 3.5 | 3.5 | 3.5 | 3.5 | 3.5 | 3.5 | 3.5 | 3.5 | 3.5 | 3.5 | 3.5 | 3.5 | 3.5 | 3.5 | 3.5 | 3.5 | 3.5 | 3.5 | 3.5 | 3.5 | 3.5 | 3.5 | 3.5 | 3.5 | 3.5 | 3.5 | 3.5 | 3.5 | 3.5 | 3.5 | 3.5 | 3.5 | 3.5 | 3.5 | 3.5 | 3.5 | 3.5 | 3.5 | 3.5 | 3.5 | 3.5 | 3.5 | 3.5 | 3.5 | 3.5 | 3.5 | 3.5 | 3.5 | 3.5 | 3.5 | 3.5 | 3.5 | 3.5 | 3.5 | 3.5 | 3.5 | 3.5 | 3.5 | 3.5 | 3.5 | 3.5 | 3.5 | 3.5 | 3.5 | 3.5 | 3.5 | 3.5 | 3.5 | 3.5 | 3.5 | 3.5 | 3.5 | 3.5 | 3.5 | 3.5 | 3.5 | 3.5 | 3.5
| B | 2.8 | 2.8 | 2.8 | 2.8 | 2.8 | 2.8 | 2.8 | 2.8 | 2.8 | 2.8 | 2.8 | 2.8 | 2.8 | 2.8 | 2.8 | 2.8 | 2.8 | 2.8 | 2.8 | 2.8 | 2.8 | 2.8 | 2.8 | 2.8 | 2.8 | 2.8 | 2.8 | 2.8 | 2.8 | 2.8 | 2.8 | 2.8 | 2.8 | 2.8 | 2.8 | 2.8 | 2.8 | 2.8 | 2.8 | 2.8 | 2.8 | 2.8 | 2.8 | 2.8 | 2.8 | 2.8 | 2.8 | 2.8 | 2.8 | 2.8 | 2.8 | 2.8 | 2.8 | 2.8 | 2.8 | 2.8 | 2.8 | 2.8 | 2.8 | 2.8 | 2.8 | 2.8 | 2.8 | 2.8 | 2.8 | 2.8 | 2.8 | 2.8 | 2.8 | 2.8 | 2.8 | 2.8 | 2.8 | 2.8 | 2.8 | 2.8 | 2.8 | 2.8 | 2.8 | 2.8 | 2.8 | 2.8 | 2.8 | 2.8 | 2.8 | 2.8 | 2.8 | 2.8 | 2.8 | 2.8 | 2.8 | 2.8 | 2.8 | 2.8 | 2.8 | 2.8 | 2.8 | 2.8 | 2.8 | 2.8 | 2.8 | 2.8 | 2.8 | 2.8 | 2.8 | 2.8 | 2.8 | 2.8 | 2.8 | 2.8 | 2.8 | 2.8 | 2.8 | 2.8 | 2.8 | 2.8 | 2.8 | 2.8 | 2.8 | 2.8 | 2.8 | 2.8 | 2.8 | 2.8 | 2.8 | 2.8 | 2.8 | 2.8 | 2.8 | 2.8 | 2.8 | 2.8 | 2.8 | 2.8 | 2.8 | 2.8 | 2.8 | 2.8 | 2.8 | 2.8 | 2.8 | 2.8 | 2.8 | 2.8 | 2.8 | 2.8 | 2.8 | 2.8 | 2.8 | 2.8 | 2.8 | 2.8 | 2.8 | 2.8 | 2.8 | 2.8 | 2.8 | 2.8 | 2.8 | 2.8 | 2.8 | 2.8 | 2.8 | 2.8 | 2.8 | 2.8 | 2.8 | 2.8 | 2.8 | 2.8 | 2.8 | 2.8 | 2.8 | 2.8 | 2.8 | 2.8 | 2.8 | 2.8 | 2.8 | 2.8 | 2.8 | 2.8 | 2.8 | 2.8 | 2.8 | 2.8 | 2.8 | 2.8 | 2.8 | 2.8 | 2.8 | 2.8 | 2.8 | 2.8 | 2.8 | 2.8 | 2.8 | 2.8 | 2.8 | 2.8 | 2.8 | 2.8 | 2.8 | 2.8 | 2.8 | 2.8 | 2.8 | 2.8 | 2.8 | 2.8 | 2.8 | 2.8 | 2.8 | 2.8 | 2.8 | 2.8 | 2.8 | 2.8 | 2.8 | 2.8 | 2.8 | 2.8 | 2.8 | 2.8 | 2.8 | 2.8 | 2.8 | 2.8 | 2.8 | 2.8 | 2.8 | 2.8 | 2.8 | 2.8 | 2.8 | 2.8 | 2.8 | 2.8 | 2.8 | 2.8 | 2.8 | 2.8 | 2.8 | 2.8 | 2.8 | 2.8 | 2.8 | 2.8 | 2.8 | 2.8 | 2.8 | 2.8 | 2.8 | 2.8
| C | 1.4 | 1.4 | 1.4 | 1.4 | 1.4 | 1.4 | 1.4 | 1.4 | 1.4 | 1.4 | 1.4 | 1.4 | 1.4 | 1.4 | 1.4 | 1.4 | 1.4 | 1.4 | 1.4 | 1.4 | 1.4 | 1.4 | 1.4 | 1.4 | 1.4 | 1.4 | 1.4 | 1.4 | 1.4 | 1.4 | 1.4 | 1.4 | 1.4 | 1.4 | 1.4 | 1.4 | 1.4 | 1.4 | 1.4 | 1.4 | 1.4 | 1.4 | 1.4 | 1.4 | 1.4 | 1.4 | 1.4 | 1.4 | 1.4 | 1.4 | 1.4 | 1.4 | 1.4 | 1.4 | 1.4 | 1.4 | 1.4 | 1.4 | 1.4 | 1.4 | 1.4 | 1.4 | 1.4 | 1.4 | 1.4 | 1.4 | 1.4 | 1.4 | 1.4 | 1.4 | 1.4 | 1.4 | 1.4 | 1.4 | 1.4 | 1.4 | 1.4 | 1.4 | 1.4 | 1.4 | 1.4 | 1.4 | 1.4 | 1.4 | 1.4 | 1.4 | 1.4 | 1.4 | 1.4 | 1.4 | 1.4 | 1.4 | 1.4 | 1.4 | 1.4 | 1.4 | 1.4 | 1.4 | 1.4 | 1.4 | 1.4 | 1.4 | 1.4 | 1.4 | 1.4 | 1.4 | 1.4 | 1.4 | 1.4 | 1.4 | 1.4 | 1.4 | 1.4 | 1.4 | 1.4 | 1.4 | 1.4 | 1.4 | 1.4 | 1.4 | 1.4 | 1.4 | 1.4 | 1.4 | 1.4 | 1.4 | 1.4 | 1.4 | 1.4 | 1.4 | 1.4 | 1.4 | 1.4 | 1.4 | 1.4 | 1.4 | 1.4 | 1.4 | 1.4 | 1.4 | 1.4 | 1.4 | 1.4 | 1.4 | 1.4 | 1.4 | 1.4 | 1.4 | 1.4 | 1.4 | 1.4 | 1.4 | 1.4 | 1.4 | 1.4 | 1.4 | 1.4 | 1.4 | 1.4 | 1.4 | 1.4 | 1.4 | 1.4 | 1.4 | 1.4 | 1.4 | 1.4 | 1.4 | 1.4 | 1.4 | 1.4 | 1.4 | 1.4 | 1.4 | 1.4 | 1.4 | 1.4 | 1.4 | 1.4 | 1.4 | 1.4 | 1.4 | 1.4 | 1.4 | 1.4 | 1.4 | 1.4 | 1.4 | 1.4 | 1.4 | 1.4 | 1.4 | 1.4 | 1.4 | 1.4 | 1.4 | 1.4 | 1.4 | 1.4 | 1.4 | 1.4 | 1.4 | 1.4 | 1.4 | 1.4 | 1.4 | 1.4 | 1.4 | 1.4 | 1.4 | 1.4 | 1.4 | 1.4 | 1.4 | 1.4 | 1.4 | 1.4 | 1.4 | 1.4 | 1.4 | 1.4 | 1.4 | 1.4 | 1.4 | 1.4 | 1.4 | 1.4 | 1.4 | 1.4 | 1.4 | 1.4 | 1.4 | 1.4 | 1.4 | 1.4 | 1.4 | 1.4 | 1.4 | 1.4 | 1.4 | 1.4 | 1.4 | 1.4 | 1.4 | 1.4 | 1.4 | 1.4 | 1.4 | 1.4 | 1.4 | 1.4 | 1.4 | 1.4 | 1.4
| D | 0 | 0 | 0 | 0 | 0 | 0 | 0 | 0 | 0 | 0 | 0 | 0 | 0 | 0 | 0 | 0 | 0 | 0 | 0 | 0 | 0 | 0 | 0 | 0 | 0 | 0 | 0 | 0 | 0 | 0 | 0 | 0 | 0 | 0 | 0 | 0 | 0 | 0 | 0 | 0 | 0 | 0 | 0 | 0 | 0 | 0 | 0 | 0 | 0 | 0 | 0 | 0 | 0 | 0 | 0 | 0 | 0 | 0 | 0 | 0 | 0 | 0 | 0 | 0 | 0 | 0 | 0 | 0 | 0 | 0 | 0 | 0 | 0 | 0 | 0 | 0 | 0 | 0 | 0 | 0 | 0 | 0 | 0 | 0 | 0 | 0 | 0 | 0 | 0 | 0 | 0 | 0 | 0 | 0 | 0 | 0 | 0 | 0 | 0 | 0 | 0 | 0 | 0 | 0 | 0 | 0 | 0 | 0 | 0 | 0 | 0 | 0 | 0 | 0 | 0 | 0 | 0 | 0 | 0 | 0 | 0 | 0 | 0 | 0 | 0 | 0 | 0 | 0 | 0 | 0 | 0 | 0 | 0 | 0 | 0 | 0 | 0 | 0 | 0 | 0 | 0 | 0 | 0 | 0 | 0 | 0 | 0 | 0 | 0 | 0 | 0 | 0 | 0 | 0 | 0 | 0 | 0 | 0 | 0 | 0 | 0 | 0 | 0 | 0 | 0 | 0 | 0 | 0 | 0 | 0 | 0 | 0 | 0 | 0 | 0 | 0 | 0 | 0 | 0 | 0 | 0 | 0 | 0 | 0 | 0 | 0 | 0 | 0 | 0 | 0 | 0 | 0 | 0 | 0 | 0 | 0 | 0 | 0 | 0 | 0 | 0 | 0 | 0 | 0 | 0 | 0 | 0 | 0 | 0 | 0 | 0 | 0 | 0 | 0 | 0 | 0 | 0 | 0 | 0 | 0 | 0 | 0 | 0 | 0 | 0 | 0 | 0 | 0 | 0 | 0 | 0 | 0 | 0 | 0 | 0 | 0 | 0 | 0 | 0 | 0 | 0 | 0 | 0 | 0 | 0 | 0 | 0 | 0 | 0 | 0 | 0 | 0 | 0 | 0
| E | 0 | 0 | 0 | 0 | 0 | 0 | 0 | 0 | 0 | 0 | 0 | 0 | 0 | 0 | 0 | 0 | 0 | 0 | 0 | 0 | 0 | 0 | 0 | 0 | 0 | 0 | 0 | 0 | 0 | 0 | 0 | 0 | 0 | 0 | 0 | 0 | 0 | 0 | 0 | 0 | 0 | 0 | 0 | 0 | 0 | 0 | 0 | 0 | 0 | 0 | 0 | 0 | 0 | 0 | 0 | 0 | 0 | 0 | 0 | 0 | 0 | 0 | 0 | 0 | 0 | 0 | 0 | 0 | 0 | 0 | 0 | 0 | 0 | 0 | 0 | 0 | 0 | 0 | 0 | 0 | 0 | 0 | 0 | 0 | 0 | 0 | 0 | 0 | 0 | 0 | 0 | 0 | 0 | 0 | 0 | 0 | 0 | 0 | 0 | 0 | 0 | 0 | 0 | 0 | 0 | 0 | 0 | 0 | 0 | 0 | 0 | 0 | 0 | 0 | 0 | 0 | 0 | 0 | 0 | 0 | 0 | 0 | 0 | 0 | 0 | 0 | 0 | 0 | 0 | 0 | 0 | 0 | 0 | 0 | 0 | 0 | 0 | 0 | 0 | 0 | 0 | 0 | 0 | 0 | 0 | 0 | 0 | 0 | 0 | 0 | 0 | 0 | 0 | 0 | 0 | 0 | 0 | 0 | 0 | 0 | 0 | 0 | 0 | 0 | 0 | 0 | 0 | 0 | 0 | 0 | 0 | 0 | 0 | 0 | 0 | 0 | 0 | 0 | 0 | 0 | 0 | 0 | 0 | 0 | 0 | 0 | 0 | 0 | 0 | 0 | 0 | 0 | 0 | 0 | 0 | 0 | 0 | 0 | 0 | 0 | 0 | 0 | 0 | 0 | 0 | 0 | 0 | 0 | 0 | 0 | 0 | 0 | 0 | 0 | 0 | 0 | 0 | 0 | 0 | 0 | 0 | 0 | 0 | 0 | 0 | 0 | 0 | 0 | 0 | 0 | 0 | 0 | 0 | 0 | 0 | 0 | 0 | 0 | 0 | 0 | 0 | 0 | 0 | 0 | 0 | 0 | 0 | 0 | 0 | 0 | 0 | 0 | 0 | 0
| F | 1.4 | 1.4 | 1.4 | 1.4 | 1.4 | 1.4 | 1.4 | 1.4 | 1.4 | 1.4 | 1.4 | 1.4 | 1.4 | 1.4 | 1.4 | 1.4 | 1.4 | 1.4 | 1.4 | 1.4 | 1.4 | 1.4 | 1.4 | 1.4 | 1.4 | 1.4 | 1.4 | 1.4 | 1.4 | 1.4 | 1.4 | 1.4 | 1.4 | 1.4 | 1.4 | 1.4 | 1.4 | 1.4 | 1.4 | 1.4 | 1.4 | 1.4 | 1.4 | 1.4 | 1.4 | 1.4 | 1.4 | 1.4 | 1.4 | 1.4 | 1.4 | 1.4 | 1.4 | 1.4 | 1.4 | 1.4 | 1.4 | 1.4 | 1.4 | 1.4 | 1.4 | 1.4 | 1.4 | 1.4 | 1.4 | 1.4 | 1.4 | 1.4 | 1.4 | 1.4 | 1.4 | 1.4 | 1.4 | 1.4 | 1.4 | 1.4 | 1.4 | 1.4 | 1.4 | 1.4 | 1.4 | 1.4 | 1.4 | 1.4 | 1.4 | 1.4 | 1.4 | 1.4 | 1.4 | 1.4 | 1.4 | 1.4 | 1.4 | 1.4 | 1.4 | 1.4 | 1.4 | 1.4 | 1.4 | 1.4 | 1.4 | 1.4 | 1.4 | 1.4 | 1.4 | 1.4 | 1.4 | 1.4 | 1.4 | 1.4 | 1.4 | 1.4 | 1.4 | 1.4 | 1.4 | 1.4 | 1.4 | 1.4 | 1.4 | 1.4 | 1.4 | 1.4 | 1.4 | 1.4 | 1.4 | 1.4 | 1.4 | 1.4 | 1.4 | 1.4 | 1.4 | 1.4 | 1.4 | 1.4 | 1.4 | 1.4 | 1.4 | 1.4 | 1.4 | 1.4 | 1.4 | 1.4 | 1.4 | 1.4 | 1.4 | 1.4 | 1.4 | 1.4 | 1.4 | 1.4 | 1.4 | 1.4 | 1.4 | 1.4 | 1.4 | 1.4 | 1.4 | 1.4 | 1.4 | 1.4 | 1.4 | 1.4 | 1.4 | 1.4 | 1.4 | 1.4 | 1.4 | 1.4 | 1.4 | 1.4 | 1.4 | 1.4 | 1.4 | 1.4 | 1.4 | 1.4 | 1.4 | 1.4 | 1.4 | 1.4 | 1.4 | 1.4 | 1.4 | 1.4 | 1.4 | 1.4 | 1.4 | 1.4 | 1.4 | 1.4 | 1.4 | 1.4 | 1.4 | 1.4 | 1.4 | 1.4 | 1.4 | 1.4 | 1.4 | 1.4 | 1.4 | 1.4 | 1.4 | 1.4 | 1.4 | 1.4 | 1.4 | 1.4 | 1.4 | 1.4 | 1.4 | 1.4 | 1.4 | 1.4 | 1.4 | 1.4 | 1.4 | 1.4 | 1.4 | 1.4 | 1.4 | 1.4 | 1.4 | 1.4 | 1.4 | 1.4 | 1.4 | 1.4 | 1.4 | 1.4 | 1.4 | 1.4 | 1.4 | 1.4 | 1.4 | 1.4 | 1.4 | 1.4 | 1.4 | 1.4 | 1.4 | 1.4 | 1.4 | 1.4 | 1.4 | 1.4 | 1.4 | 1.4 | 1.4 | 1.4 | 1.4 | 1.4 | 1.4 | 1.4
| G | 0 | 0 | 0 | 0 | 0 | 0 | 0 | 0 | 0 | 0 | 0 | 0 | 0 | 0 | 0 | 0 | 0 | 0 | 0 | 0 | 0 | 0 | 0 | 0 | 0 | 0 | 0 | 0 | 0 | 0 | 0 | 0 | 0 | 0 | 0 | 0 | 0 | 0 | 0 | 0 | 0 | 0 | 0 | 0 | 0 | 0 | 0 | 0 | 0 | 0 | 0 | 0 | 0 | 0 | 0 | 0 | 0 | 0 | 0 | 0 | 0 | 0 | 0 | 0 | 0 | 0 | 0 | 0 | 0 | 0 | 0 | 0 | 0 | 0 | 0 | 0 | 0 | 0 | 0 | 0 | 0 | 0 | 0 | 0 | 0 | 0 | 0 | 0 | 0 | 0 | 0 | 0 | 0 | 0 | 0 | 0 | 0 | 0 | 0 | 0 | 0 | 0 | 0 | 0 | 0 | 0 | 0 | 0 | 0 | 0 | 0 | 0 | 0 | 0 | 0 | 0 | 0 | 0 | 0 | 0 | 0 | 0 | 0 | 0 | 0 | 0 | 0 | 0 | 0 | 0 | 0 | 0 | 0 | 0 | 0 | 0 | 0 | 0 | 0 | 0 | 0 | 0 | 0 | 0 | 0 | 0 | 0 | 0 | 0 | 0 | 0 | 0 | 0 | 0 | 0 | 0 | 0 | 0 | 0 | 0 | 0 | 0 | 0 | 0 | 0 | 0 | 0 | 0 | 0 | 0 | 0 | 0 | 0 | 0 | 0 | 0 | 0 | 0 | 0 | 0 | 0 | 0 | 0 | 0 | 0 | 0 | 0 | 0 | 0 | 0 | 0 | 0 | 0 | 0 | 0 | 0 | 0 | 0 | 0 | 0 | 0 | 0 | 0 | 0 | 0 | 0 | 0 | 0 | 0 | 0 | 0 | 0 | 0 | 0 | 0 | 0 | 0 | 0 | 0 | 0 | 0 | 0 | 0 | 0 | 0 | 0 | 0 | 0 | 0 | 0 | 0 | 0 | 0 | 0 | 0 | 0 | 0 | 0 | 0 | 0 | 0 | 0 | 0 | 0 | 0 | 0 | 0 | 0 | 0 | 0 | 0 | 0 | 0 | 0
| H | 0 | 0 | 0 | 0 | 0 | 0 | 0 | 0 | 0 | 0 | 0 | 0 | 0 | 0 | 0 | 0 | 0 | 0 | 0 | 0 | 0 | 0 | 0 | 0 | 0 | 0 | 0 | 0 | 0 | 0 | 0 | 0 | 0 | 0 | 0 | 0 | 0 | 0 | 0 | 0 | 0 | 0 | 0 | 0 | 0 | 0 | 0 | 0 | 0 | 0 | 0 | 0 | 0 | 0 | 0 | 0 | 0 | 0 | 0 | 0 | 0 | 0 | 0 | 0 | 0 | 0 | 0 | 0 | 0 | 0 | 0 | 0 | 0 | 0 | 0 | 0 | 0 | 0 | 0 | 0 | 0 | 0 | 0 | 0 | 0 | 0 | 0 | 0 | 0 | 0 | 0 | 0 | 0 | 0 | 0 | 0 | 0 | 0 | 0 | 0 | 0 | 0 | 0 | 0 | 0 | 0 | 0 | 0 | 0 | 0 | 0 | 0 | 0 | 0 | 0 | 0 | 0 | 0 | 0 | 0 | 0 | 0 | 0 | 0 | 0 | 0 | 0 | 0 | 0 | 0 | 0 | 0 | 0 | 0 | 0 | 0 | 0 | 0 | 0 | 0 | 0 | 0 | 0 | 0 | 0 | 0 | 0 | 0 | 0 | 0 | 0 | 0 | 0 | 0 | 0 | 0 | 0 | 0 | 0 | 0 | 0 | 0 | 0 | 0 | 0 | 0 | 0 | 0 | 0 | 0 | 0 | 0 | 0 | 0 | 0 | 0 | 0 | 0 | 0 | 0 | 0 | 0 | 0 | 0 | 0 | 0 | 0 | 0 | 0 | 0 | 0 | 0 | 0 | 0 | 0 | 0 | 0 | 0 | 0 | 0 | 0 | 0 | 0 | 0 | 0 | 0 | 0 | 0 | 0 | 0 | 0 | 0 | 0 | 0 | 0 | 0 | 0 | 0 | 0 | 0 | 0 | 0 | 0 | 0 | 0 | 0 | 0 | 0 | 0 | 0 | 0 | 0 | 0 | 0 | 0 | 0 | 0 | 0 | 0 | 0 | 0 | 0 | 0 | 0 | 0 | 0 | 0 | 0 | 0 | 0 | 0 | 0 | 0 | 0
| I | 2.1 | 2.1 | 2.1 | 2.1 | 2.1 | 2.1 | 2.1 | 2.1 | 2.1 | 2.1 | 2.1 | 2.1 | 2.1 | 2.1 | 2.1 | 2.1 | 2.1 | 2.1 | 2.1 | 2.1 | 2.1 | 2.1 | 2.1 | 2.1 | 2.1 | 2.1 | 2.1 | 2.1 | 2.1 | 2.1 | 2.1 | 2.1 | 2.1 | 2.1 | 2.1 | 2.1 | 2.1 | 2.1 | 2.1 | 2.1 | 2.1 | 2.1 | 2.1 | 2.1 | 2.1 | 2.1 | 2.1 | 2.1 | 2.1 | 2.1 | 2.1 | 2.1 | 2.1 | 2.1 | 2.1 | 2.1 | 2.1 | 2.1 | 2.1 | 2.1 | 2.1 | 2.1 | 2.1 | 2.1 | 2.1 | 2.1 | 2.1 | 2.1 | 2.1 | 2.1 | 2.1 | 2.1 | 2.1 | 2.1 | 2.1 | 2.1 | 2.1 | 2.1 | 2.1 | 2.1 | 2.1 | 2.1 | 2.1 | 2.1 | 2.1 | 2.1 | 2.1 | 2.1 | 2.1 | 2.1 | 2.1 | 2.1 | 2.1 | 2.1 | 2.1 | 2.1 | 2.1 | 2.1 | 2.1 | 2.1 | 2.1 | 2.1 | 2.1 | 2.1 | 2.1 | 2.1 | 2.1 | 2.1 | 2.1 | 2.1 | 2.1 | 2.1 | 2.1 | 2.1 | 2.1 | 2.1 | 2.1 | 2.1 | 2.1 | 2.1 | 2.1 | 2.1 | 2.1 | 2.1 | 2.1 | 2.1 | 2.1 | 2.1 | 2.1 | 2.1 | 2.1 | 2.1 | 2.1 | 2.1 | 2.1 | 2.1 | 2.1 | 2.1 | 2.1 | 2.1 | 2.1 | 2.1 | 2.1 | 2.1 | 2.1 | 2.1 | 2.1 | 2.1 | 2.1 | 2.1 | 2.1 | 2.1 | 2.1 | 2.1 | 2.1 | 2.1 | 2.1 | 2.1 | 2.1 | 2.1 | 2.1 | 2.1 | 2.1 | 2.1 | 2.1 | 2.1 | 2.1 | 2.1 | 2.1 | 2.1 | 2.1 | 2.1 | 2.1 | 2.1 | 2.1 | 2.1 | 2.1 | 2.1 | 2.1 | 2.1 | 2.1 | 2.1 | 2.1 | 2.1 | 2.1 | 2.1 | 2.1 | 2.1 | 2.1 | 2.1 | 2.1 | 2.1 | 2.1 | 2.1 | 2.1 | 2.1 | 2.1 | 2.1 | 2.1 | 2.1 | 2.1 | 2.1 | 2.1 | 2.1 | 2.1 | 2.1 | 2.1 | 2.1 | 2.1 | 2.1 | 2.1 | 2.1 | 2.1 | 2.1 | 2.1 | 2.1 | 2.1 | 2.1 | 2.1 | 2.1 | 2.1 | 2.1 | 2.1 | 2.1 | 2.1 | 2.1 | 2.1 | 2.1 | 2.1 | 2.1 | 2.1 | 2.1 | 2.1 | 2.1 | 2.1 | 2.1 | 2.1 | 2.1 | 2.1 | 2.1 | 2.1 | 2.1 | 2.1 | 2.1 | 2.1 | 2.1 | 2.1 | 2.1 | 2.1 | 2.1 | 2.1 | 2.1 | 2.1 | 2.1
| J | 23.8 | 23.8 | 23.8 | 23.8 | 23.8 | 23.8 | 23.8 | 23.8 | 23.8 | 23.8 | 23.8 | 23.8 | 23.8 | 23.8 | 23.8 | 23.8 | 23.8 | 23.8 | 23.8 | 23.8 | 23.8 | 23.8 | 23.8 | 23.8 | 23.8 | 23.8 | 23.8 | 23.8 | 23.8 | 23.8 | 23.8 | 23.8 | 23.8 | 23.8 | 23.8 | 23.8 | 23.8 | 23.8 | 23.8 | 23.8 | 23.8 | 23.8 | 23.8 | 23.8 | 23.8 | 23.8 | 23.8 | 23.8 | 23.8 | 23.8 | 23.8 | 23.8 | 23.8 | 23.8 | 23.8 | 23.8 | 23.8 | 23.8 | 23.8 | 23.8 | 23.8 | 23.8 | 23.8 | 23.8 | 23.8 | 23.8 | 23.8 | 23.8 | 23.8 | 23.8 | 23.8 | 23.8 | 23.8 | 23.8 | 23.8 | 23.8 | 23.8 | 23.8 | 23.8 | 23.8 | 23.8 | 23.8 | 23.8 | 23.8 | 23.8 | 23.8 | 23.8 | 23.8 | 23.8 | 23.8 | 23.8 | 23.8 | 23.8 | 23.8 | 23.8 | 23.8 | 23.8 | 23.8 | 23.8 | 23.8 | 23.8 | 23.8 | 23.8 | 23.8 | 23.8 | 23.8 | 23.8 | 23.8 | 23.8 | 23.8 | 23.8 | 23.8 | 23.8 | 23.8 | 23.8 | 23.8 | 23.8 | 23.8 | 23.8 | 23.8 | 23.8 | 23.8 | 23.8 | 23.8 | 23.8 | 23.8 | 23.8 | 23.8 | 23.8 | 23.8 | 23.8 | 23.8 | 23.8 | 23.8 | 23.8 | 23.8 | 23.8 | 23.8 | 23.8 | 23.8 | 23.8 | 23.8 | 23.8 | 23.8 | 23.8 | 23.8 | 23.8 | 23.8 | 23.8 | 23.8 | 23.8 | 23.8 | 23.8 | 23.8 | 23.8 | 23.8 | 23.8 | 23.8 | 23.8 | 23.8 | 23.8 | 23.8 | 23.8 | 23.8 | 23.8 | 23.8 | 23.8 | 23.8 | 23.8 | 23.8 | 23.8 | 23.8 | 23.8 | 23.8 | 23.8 | 23.8 | 23.8 | 23.8 | 23.8 | 23.8 | 23.8 | 23.8 | 23.8 | 23.8 | 23.8 | 23.8 | 23.8 | 23.8 | 23.8 | 23.8 | 23.8 | 23.8 | 23.8 | 23.8 | 23.8 | 23.8 | 23.8 | 23.8 | 23.8 | 23.8 | 23.8 | 23.8 | 23.8 | 23.8 | 23.8 | 23.8 | 23.8 | 23.8 | 23.8 | 23.8 | 23.8 | 23.8 | 23.8 | 23.8 | 23.8 | 23.8 | 23.8 | 23.8 | 23.8 | 23.8 | 23.8 | 23.8 | 23.8 | 23.8 | 23.8 | 23.8 | 23.8 | 23.8 | 23.8 | 23.8 | 23.8 | 23.8 | 23.8 | 23.8 | 23.8 | 23.8 | 23.8 | 23.8 | 23.8 | 23.8 | 23.8 | 23.8 | 23.8 | 23.8 | 23.8 | 23.8 | 23.8 | 23.8 | 23.8 | 23.8 | 23.8 | 23.8 | 23.8 | 23.8
| K | 2.1 | 2.1 | 2.1 | 2.1 | 2.1 | 2.1 | 2.1 | 2.1 | 2.1 | 2.1 | 2.1 | 2.1 | 2.1 | 2.1 | 2.1 | 2.1 | 2.1 | 2.1 | 2.1 | 2.1 | 2.1 | 2.1 | 2.1 | 2.1 | 2.1 | 2.1 | 2.1 | 2.1 | 2.1 | 2.1 | 2.1 | 2.1 | 2.1 | 2.1 | 2.1 | 2.1 | 2.1 | 2.1 | 2.1 | 2.1 | 2.1 | 2.1 | 2.1 | 2.1 | 2.1 | 2.1 | 2.1 | 2.1 | 2.1 | 2.1 | 2.1 | 2.1 | 2.1 | 2.1 | 2.1 | 2.1 | 2.1 | 2.1 | 2.1 | 2.1 | 2.1 | 2.1 | 2.1 | 2.1 | 2.1 | 2.1 | 2.1 | 2.1 | 2.1 | 2.1 | 2.1 | 2.1 | 2.1 | 2.1 | 2.1 | 2.1 | 2.1 | 2.1 | 2.1 | 2.1 | 2.1 | 2.1 | 2.1 | 2.1 | 2.1 | 2.1 | 2.1 | 2.1 | 2.1 | 2.1 | 2.1 | 2.1 | 2.1 | 2.1 | 2.1 | 2.1 | 2.1 | 2.1 | 2.1 | 2.1 | 2.1 | 2.1 | 2.1 | 2.1 | 2.1 | 2.1 | 2.1 | 2.1 | 2.1 | 2.1 | 2.1 | 2.1 | 2.1 | 2.1 | 2.1 | 2.1 | 2.1 | 2.1 | 2.1 | 2.1 | 2.1 | 2.1 | 2.1 | 2.1 | 2.1 | 2.1 | 2.1 | 2.1 | 2.1 | 2.1 | 2.1 | 2.1 | 2.1 | 2.1 | 2.1 | 2.1 | 2.1 | 2.1 | 2.1 | 2.1 | 2.1 | 2.1 | 2.1 | 2.1 | 2.1 | 2.1 | 2.1 | 2.1 | 2.1 | 2.1 | 2.1 | 2.1 | 2.1 | 2.1 | 2.1 | 2.1 | 2.1 | 2.1 | 2.1 | 2.1 | 2.1 | 2.1 | 2.1 | 2.1 | 2.1 | 2.1 | 2.1 | 2.1 | 2.1 | 2.1 | 2.1 | 2.1 | 2.1 | 2.1 | 2.1 | 2.1 | 2.1 | 2.1 | 2.1 | 2.1 | 2.1 | 2.1 | 2.1 | 2.1 | 2.1 | 2.1 | 2.1 | 2.1 | 2.1 | 2.1 | 2.1 | 2.1 | 2.1 | 2.1 | 2.1 | 2.1 | 2.1 | 2.1 | 2.1 | 2.1 | 2.1 | 2.1 | 2.1 | 2.1 | 2.1 | 2.1 | 2.1 | 2.1 | 2.1 | 2.1 | 2.1 | 2.1 | 2.1 | 2.1 | 2.1 | 2.1 | 2.1 | 2.1 | 2.1 | 2.1 | 2.1 | 2.1 | 2.1 | 2.1 | 2.1 | 2.1 | 2.1 | 2.1 | 2.1 | 2.1 | 2.1 | 2.1 | 2.1 | 2.1 | 2.1 | 2.1 | 2.1 | 2.1 | 2.1 | 2.1 | 2.1 | 2.1 | 2.1 | 2.1 | 2.1 | 2.1 | 2.1 | 2.1 | 2.1 | 2.1 | 2.1 | 2.1 | 2.1 | 2.1

## Jul25 RTD
July 25 Real-Time Study Day
Sum of All Utility-Scale Generation
| Zone | 0:00 | 0:05 | 0:10 | 0:15 | 0:20 | 0:25 | 0:30 | 0:35 | 0:40 | 0:45 | 0:50 | 0:55 | 1:00 | 1:05 | 1:10 | 1:15 | 1:20 | 1:25 | 1:30 | 1:35 | 1:40 | 1:45 | 1:50 | 1:55 | 2:00 | 2:05 | 2:10 | 2:15 | 2:20 | 2:25 | 2:30 | 2:35 | 2:40 | 2:45 | 2:50 | 2:55 | 3:00 | 3:05 | 3:10 | 3:15 | 3:20 | 3:25 | 3:30 | 3:35 | 3:40 | 3:45 | 3:50 | 3:55 | 4:00 | 4:05 | 4:10 | 4:15 | 4:20 | 4:25 | 4:30 | 4:35 | 4:40 | 4:45 | 4:50 | 4:55 | 5:00 | 5:05 | 5:10 | 5:15 | 5:20 | 5:25 | 5:30 | 5:35 | 5:40 | 5:45 | 5:50 | 5:55 | 6:00 | 6:05 | 6:10 | 6:15 | 6:20 | 6:25 | 6:30 | 6:35 | 6:40 | 6:45 | 6:50 | 6:55 | 7:00 | 7:05 | 7:10 | 7:15 | 7:20 | 7:25 | 7:30 | 7:35 | 7:40 | 7:45 | 7:50 | 7:55 | 8:00 | 8:05 | 8:10 | 8:15 | 8:20 | 8:25 | 8:30 | 8:35 | 8:40 | 8:45 | 8:50 | 8:55 | 9:00 | 9:05 | 9:10 | 9:15 | 9:20 | 9:25 | 9:30 | 9:35 | 9:40 | 9:45 | 9:50 | 9:55 | 10:00 | 10:05 | 10:10 | 10:15 | 10:20 | 10:25 | 10:30 | 10:35 | 10:40 | 10:45 | 10:50 | 10:55 | 11:00 | 11:05 | 11:10 | 11:15 | 11:20 | 11:25 | 11:30 | 11:35 | 11:40 | 11:45 | 11:50 | 11:55 | 12:00 | 12:05 | 12:10 | 12:15 | 12:20 | 12:25 | 12:30 | 12:35 | 12:40 | 12:45 | 12:50 | 12:55 | 13:00 | 13:05 | 13:10 | 13:15 | 13:20 | 13:25 | 13:30 | 13:35 | 13:40 | 13:45 | 13:50 | 13:55 | 14:00 | 14:05 | 14:10 | 14:15 | 14:20 | 14:25 | 14:30 | 14:35 | 14:40 | 14:45 | 14:50 | 14:55 | 15:00 | 15:05 | 15:10 | 15:15 | 15:20 | 15:25 | 15:30 | 15:35 | 15:40 | 15:45 | 15:50 | 15:55 | 16:00 | 16:05 | 16:10 | 16:15 | 16:20 | 16:25 | 16:30 | 16:35 | 16:40 | 16:45 | 16:50 | 16:55 | 17:00 | 17:05 | 17:10 | 17:15 | 17:20 | 17:25 | 17:30 | 17:35 | 17:40 | 17:45 | 17:50 | 17:55 | 18:00 | 18:05 | 18:10 | 18:15 | 18:20 | 18:25 | 18:30 | 18:35 | 18:40 | 18:45 | 18:50 | 18:55 | 19:00 | 19:05 | 19:10 | 19:15 | 19:20 | 19:25 | 19:30 | 19:35 | 19:40 | 19:45 | 19:50 | 19:55 | 20:00 | 20:05 | 20:10 | 20:15 | 20:20 | 20:25 | 20:30 | 20:35 | 20:40 | 20:45 | 20:50 | 20:55 | 21:00 | 21:05
| A | 78.8734 | 78.8905 | 94.6071 | 111.6046 | 127.0638 | 156.982 | 189.3558 | 219.8711 | 250.8431 | 279.0095 | 303.6568 | 299.7972 | 297.3889 | 311.1299 | 344.3901 | 369.7439 | 369.8151 | 371.0823 | 367.5483 | 372.2629 | 377.0174 | 382.9538 | 392.3256 | 409.7046 | 402.0201 | 405.4052 | 387.8683 | 386.6314 | 391.2774 | 407.4264 | 408.4081 | 403.6722 | 411.6932 | 424.4055 | 458.149 | 453.9258 | 439.2371 | 415.737 | 391.4697 | 354.9138 | 350.0794 | 345.3727 | 348.9657 | 348.6184 | 373.312 | 403.3083 | 459.2627 | 528.1641 | 541.2662 | 557.4911 | 567.5356 | 579.3452 | 570.4162 | 578.2501 | 600.3595 | 592.5569 | 576.9177 | 581.7428 | 596.2823 | 612.6906 | 636.5553 | 631.9898 | 603.8594 | 597.0458 | 607.4568 | 616.8737 | 618.7084 | 602.6798 | 597.9566 | 625.315 | 680.7293 | 705.3286 | 713.1813 | 721.3461 | 734.9994 | 752.9285 | 757.5218 | 765.8279 | 789.8804 | 777.5221 | 749.8874 | 753.2204 | 697.7911 | 654.5625 | 600.4846 | 545.5428 | 517.7761 | 512.5683 | 535.4526 | 568.1705 | 606.2252 | 530.0359 | 516.3519 | 428.7834 | 449.9257 | 472.2929 | 445.1157 | 409.9172 | 387.3582 | 359.6502 | 345.8955 | 322.9891 | 310.7752 | 285.4795 | 272.8914 | 253.2702 | 216.0768 | 191.4029 | 195.2889 | 216.8374 | 198.4813 | 142.127 | 124.0636 | 144.0599 | 147.1204 | 158.7246 | 157.4669 | 153.7565 | 154.3332 | 158.1391 | 163.2841 | 171.4311 | 205.8447 | 261.094 | 303.7236 | 328.9247 | 356.9179 | 382.2637 | 379.2734 | 413.562 | 442.5544 | 462.0667 | 398.8853 | 370.1255 | 376.939 | 358.7753 | 348.3783 | 352.7748 | 343.3772 | 322.9903 | 299.6731 | 309.7027 | 311.6169 | 334.9449 | 267.7529 | 229.4927 | 243.6921 | 331.7924 | 388.3226 | 362.0022 | 397.1464 | 558.3483 | 664.1547 | 687.5444 | 723.5686 | 639.2401 | 547.7073 | 486.5429 | 418.9678 | 394.7416 | 343.5724 | 472.0111 | 425.3429 | 343.6175 | 317.0035 | 340.9332 | 474.0086 | 519.4228 | 595.2883 | 625.1959 | 640.1482 | 785.7599 | 848.2497 | 905.6991 | 943.6494 | 892.767 | 877.3999 | 914.6159 | 837.8552 | 875.3305 | 907.2295 | 928.8497 | 935.7632 | 966.2626 | 979.6558 | 978.8681 | 1028.44 | 1041.6325 | 1046.3442 | 1057.371 | 1069.5885 | 1083.5253 | 1099.0217 | 1107.8084 | 1113.6131 | 1106.3432 | 1102.1074 | 1132.3574 | 1135.7586 | 1114.4749 | 1069.095 | 1023.1181 | 978.3164 | 929.8658 | 909.6818 | 886.574 | 887.1403 | 906.9656 | 908.4598 | 935.009 | 933.2543 | 892.3048 | 867.9766 | 835.263 | 828.6739 | 763.6278 | 739.1347 | 843.4265 | 853.477 | 840.6639 | 817.1205 | 820.3636 | 824.6742 | 800.895 | 798.2599 | 787.1053 | 768.7563 | 765.6464 | 731.8937 | 712.0953 | 710.8979 | 717.6861 | 717.0631 | 699.9883 | 698.0798 | 712.4927 | 711.4063 | 687.7132 | 673.244 | 655.7061 | 609.8833 | 592.2692 | 575.6003 | 587.5742 | 590.6022 | 584.893 | 585.8805 | 601.4176 | 594.6262 | 567.9109 | 582.9147 | 593.1532 | 603.2204 | 608.961
| B | 17.2339 | 10.5454 | 10.5454 | 10.5912 | 23.907 | 23.907 | 23.907 | 23.907 | 23.907 | 30.4795 | 23.907 | 36.8709 | 56.6799 | 62.8087 | 62.8087 | 74.8291 | 86.3615 | 92.0415 | 97.5483 | 108.317 | 108.317 | 113.5128 | 123.6557 | 128.5405 | 135.9943 | 154.3262 | 149.9203 | 140.7268 | 145.4059 | 149.9203 | 154.3262 | 149.9203 | 135.9943 | 126.1439 | 110.5775 | 121.0849 | 140.3285 | 135.5869 | 130.7369 | 144.9618 | 158.2622 | 162.4605 | 162.4605 | 158.3086 | 166.5504 | 166.5504 | 162.4605 | 158.2622 | 157.7485 | 157.7485 | 153.5273 | 153.4815 | 144.5193 | 130.3224 | 139.8757 | 144.5193 | 130.3224 | 135.1815 | 149.0546 | 177.6764 | 175.0476 | 175.0476 | 175.0476 | 167.1812 | 178.8385 | 186.0453 | 192.8591 | 205.0667 | 192.8133 | 202.1601 | 189.5044 | 182.5183 | 182.6852 | 182.6394 | 175.2682 | 159.0207 | 145.7243 | 136.3285 | 145.7243 | 167.3181 | 182.6394 | 178.9635 | 76.6269 | 163.2491 | 176.5181 | 189.7871 | 175.3672 | 175.3672 | 141.2296 | 126.5617 | 126.5617 | 126.5617 | 150.3994 | 159.1813 | 163.3561 | 163.4019 | 165.1056 | 169.2218 | 147.5038 | 112.3237 | 77.7354 | 58.9065 | 32.2096 | 156.5321 | 160.8757 | 95.4965 | 83.7397 | 58.8618 | 51.4484 | 36.1422 | 11.9875 | 3.6666 | 3.7124 | 3.6666 | 3.6666 | 3.6666 | 3.6666 | 3.7124 | 3.7124 | 3.7124 | 3.6876 | 3.6876 | 3.6876 | 3.6876 | 3.6876 | 3.6876 | 3.6876 | 3.6876 | 37.3678 | 37.3678 | 56.3126 | 62.4478 | 59.3315 | 28.4281 | 3.7096 | 3.7096 | 3.7096 | 3.7549 | 3.7549 | 3.7096 | 3.7096 | 3.7096 | 3.7096 | 3.7096 | 30.8446 | 3.7113 | 3.7113 | 3.7113 | 10.6698 | 24.1945 | 30.8446 | 62.5173 | 50.1437 | 37.4373 | 107.7064 | 155.0418 | 48.3126 | 13.0562 | 3.7163 | 3.7163 | 3.7163 | 3.7163 | 3.7163 | 3.7163 | 3.7163 | 3.7163 | 56.723 | 39.795 | 38.1893 | 57.6292 | 38.1893 | 57.6292 | 81.9605 | 87.7914 | 110.0308 | 70.0471 | 63.8923 | 51.2576 | 38.1893 | 44.7777 | 37.784 | 37.784 | 63.2135 | 98.1164 | 103.5757 | 92.5512 | 75.221 | 57.0148 | 81.1036 | 57.0148 | 81.1036 | 98.1164 | 101.9899 | 101.9899 | 90.4209 | 96.2291 | 123.8084 | 101.9899 | 107.6343 | 59.3718 | 52.799 | 59.3718 | 39.3841 | 46.1883 | 76.3056 | 64.1123 | 51.408 | 31.6507 | 64.1123 | 120.866 | 115.6304 | 82.2396 | 120.866 | 99.4582 | 110.348 | 54.7978 | 56.8629 | 98.1869 | 75.2967 | 69.3097 | 57.0181 | 75.2967 | 86.9534 | 108.9325 | 114.1802 | 124.3582 | 134.1582 | 119.5032 | 105.9719 | 94.7605 | 94.7605 | 94.7605 | 121.9563 | 159.6959 | 136.9413 | 127.0623 | 127.0623 | 111.4111 | 111.4111 | 116.7392 | 111.4006 | 94.7053 | 83.0498 | 83.0498 | 94.7053 | 100.3666 | 100.3666 | 83.0498 | 83.0498 | 103.856 | 111.3559 | 91.0074 | 69.1821 | 63.1591
| C | 81.7844 | 81.7097 | 82.5984 | 88.4153 | 96.8409 | 105.5999 | 124.7071 | 145.8396 | 168.2678 | 184.0329 | 194.7636 | 206.8968 | 229.3465 | 243.9959 | 256.216 | 268.5752 | 281.0708 | 291.4597 | 294.0968 | 302.1775 | 318.5754 | 332.2281 | 338.8791 | 348.8528 | 369.0792 | 386.8559 | 405.1731 | 418.2456 | 429.3668 | 432.7039 | 434.4922 | 419.7972 | 399.4397 | 387.2961 | 397.6796 | 408.7413 | 421.0401 | 430.3773 | 442.7374 | 467.0142 | 471.9735 | 469.2202 | 467.7331 | 478.4282 | 478.2296 | 483.9502 | 501.0328 | 519.4532 | 536.9019 | 561.6501 | 582.8627 | 605.9585 | 613.4504 | 601.0432 | 587.1618 | 579.2578 | 582.1095 | 579.2046 | 569.4091 | 576.7996 | 593.1339 | 598.4209 | 607.5397 | 619.6936 | 634.7384 | 645.214 | 659.7634 | 660.7489 | 669.8495 | 684.0505 | 705.1398 | 715.7425 | 729.8308 | 723.3314 | 710.957 | 694.5877 | 695.1159 | 694.4808 | 710.8186 | 714.5077 | 704.9411 | 718.6778 | 720.9794 | 721.7864 | 750.3135 | 777.8554 | 745.2989 | 715.2326 | 701.3366 | 667.5228 | 658.7605 | 652.5003 | 625.283 | 616.0637 | 601.2414 | 580.9952 | 550.5104 | 537.1911 | 517.2197 | 516.9182 | 556.6454 | 677.2124 | 721.5174 | 725.4571 | 753.1972 | 669.8065 | 584.4477 | 494.851 | 414.5031 | 385.8114 | 398.5343 | 448.3075 | 472.6028 | 485.2988 | 487.4662 | 518.6721 | 520.1359 | 518.4618 | 482.1419 | 419.4979 | 363.796 | 343.119 | 318.452 | 298.983 | 280.0961 | 296.9038 | 333.4373 | 385.8872 | 409.5019 | 395.6472 | 368.8625 | 373.216 | 361.4943 | 329.1686 | 294.8125 | 271.5836 | 258.617 | 263.0252 | 275.7919 | 285.7233 | 299.3245 | 310.7424 | 339.1256 | 366.8022 | 370.5571 | 372.177 | 354.7913 | 338.0228 | 393.662 | 436.1276 | 471.0382 | 518.9063 | 543.1855 | 586.9644 | 661.9754 | 669.8958 | 554.7339 | 480.3012 | 450.7256 | 411.4123 | 341.099 | 389.0951 | 408.1186 | 356.6598 | 362.1569 | 415.013 | 616.0087 | 514.9285 | 401.3884 | 344.3197 | 328.9689 | 376.4341 | 385.499 | 368.601 | 370.9362 | 346.3359 | 328.6443 | 323.664 | 331.8061 | 326.1654 | 349.1765 | 364.7202 | 373.52 | 402.841 | 392.9561 | 359.4428 | 347.7112 | 331.9643 | 340.5389 | 386.1243 | 411.0454 | 437.5902 | 464.2188 | 480.5673 | 486.6611 | 494.8188 | 500.6024 | 475.2341 | 475.8564 | 477.6304 | 484.5049 | 504.3394 | 520.87 | 520.7905 | 527.9466 | 547.0559 | 560.2707 | 573.209 | 582.5078 | 616.4902 | 622.213 | 639.2862 | 651.8522 | 634.7685 | 600.0553 | 507.2919 | 477.0623 | 535.1 | 543.7726 | 541.5823 | 551.5447 | 554.0466 | 552.9273 | 546.8415 | 529.6166 | 506.9443 | 475.6847 | 482.6572 | 454.7998 | 463.2011 | 465.615 | 460.2633 | 460.2679 | 451.9883 | 419.6703 | 401.7907 | 390.8056 | 384.527 | 401.5158 | 407.6637 | 408.2634 | 403.0456 | 401.2672 | 435.0727 | 456.7753 | 454.4754 | 463.8504 | 475.8507 | 473.8789 | 456.8606 | 454.6248 | 449.7471 | 444.9175 | 456.8842
| D | 55.9046 | 61.1156 | 67.9663 | 77.1903 | 82.5312 | 88.037 | 92.0732 | 102.614 | 96.3483 | 78.2431 | 71.3919 | 67.849 | 63.932 | 55.4643 | 48.0741 | 40.3479 | 37.586 | 40.0062 | 46.5649 | 49.5819 | 49.384 | 50.0996 | 50.6929 | 54.2383 | 60.0446 | 63.628 | 64.9481 | 53.6364 | 40.5933 | 30.1066 | 29.3288 | 28.614 | 35.4615 | 43.2375 | 43.9426 | 39.6844 | 35.4449 | 28.066 | 25.2532 | 25.4473 | 27.792 | 27.8655 | 28.4202 | 34.593 | 40.5237 | 44.3165 | 41.7635 | 36.9978 | 34.5364 | 33.381 | 31.7079 | 32.0313 | 32.0547 | 30.9342 | 24.3055 | 22.2578 | 28.2064 | 37.6424 | 51.2794 | 73.9789 | 85.3833 | 90.5673 | 100.2698 | 110.8896 | 116.6621 | 118.2459 | 112.9956 | 109.7863 | 125.873 | 140.3399 | 140.3958 | 139.9051 | 140.2374 | 122.6918 | 122.1447 | 127.4281 | 131.8866 | 143.3584 | 152.1442 | 156.0038 | 169.314 | 188.2991 | 183.5223 | 184.0278 | 187.724 | 191.4203 | 195.1846 | 187.9362 | 172.0244 | 174.4173 | 157.1979 | 129.6231 | 122.849 | 124.3162 | 124.963 | 148.7742 | 167.7467 | 164.4297 | 138.2484 | 107.5487 | 90.23 | 84.0225 | 80.5342 | 74.5665 | 72.9134 | 73.1798 | 76.9991 | 74.5762 | 68.2923 | 90.0115 | 110.9149 | 106.659 | 104.5185 | 116.9714 | 127.8949 | 123.9896 | 122.1447 | 124.9316 | 131.1367 | 134.9167 | 123.1476 | 113.6505 | 120.3761 | 118.7346 | 115.244 | 123.6346 | 149.5272 | 183.7931 | 185.5313 | 145.2196 | 100.0272 | 81.5266 | 79.2661 | 82.4279 | 78.3791 | 76.6426 | 86.4144 | 108.7615 | 126.6257 | 144.9689 | 139.2526 | 115.939 | 90.3746 | 62.948 | 54.9123 | 56.1739 | 54.1002 | 55.5005 | 85.8796 | 114.5265 | 137.8969 | 165.702 | 182.5649 | 191.6895 | 196.3356 | 198.6287 | 197.301 | 197.0389 | 204.2549 | 221.2828 | 119.8533 | 211.4781 | 200.074 | 131.821 | 129.6325 | 143.8014 | 148.9964 | 205.0309 | 329.5411 | 351.4728 | 373.1931 | 360.3711 | 315.9344 | 264.4198 | 241.6228 | 233.4516 | 236.3547 | 214.7117 | 217.3712 | 259.4606 | 274.7986 | 267.342 | 255.0864 | 269.0462 | 269.7289 | 281.1343 | 283.1792 | 296.0606 | 297.1961 | 302.2562 | 318.209 | 320.484 | 324.3301 | 298.5057 | 283.3208 | 305.8714 | 322.1785 | 339.7457 | 422.1372 | 527.222 | 557.3165 | 558.9611 | 539.6337 | 550.6127 | 569.5499 | 605.4085 | 643.195 | 610.1936 | 560.6528 | 544.4823 | 569.1295 | 598.9754 | 597.5735 | 601.1308 | 619.6279 | 537.8056 | 476.7649 | 511.035 | 521.8061 | 534.7139 | 541.0545 | 554.3765 | 562.7076 | 563.0557 | 553.4227 | 533.3409 | 509.9323 | 468.4531 | 427.3323 | 398.2758 | 368.2685 | 342.7808 | 334.8637 | 343.6549 | 342.3421 | 324.4558 | 312.8418 | 310.8266 | 322.7971 | 329.5118 | 340.9803 | 366.8264 | 368.7726 | 369.2022 | 372.1944 | 373.9338 | 383.0826 | 380.3571 | 393.7833 | 391.2515 | 433.3151 | 455.8432 | 477.7468 | 499.523
| E | 163.5643 | 158.676 | 154.3512 | 149.8499 | 149.6877 | 146.2833 | 145.4919 | 146.225 | 164.4381 | 196.3023 | 226.3647 | 251.2363 | 267.1185 | 285.1158 | 312.1271 | 335.3144 | 371.284 | 407.9732 | 422.2586 | 424.6782 | 442.3744 | 460.0501 | 450.6659 | 424.2174 | 388.0602 | 367.1616 | 377.8368 | 402.9799 | 422.6141 | 449.9408 | 475.0376 | 474.3775 | 458.9154 | 465.9147 | 496.2376 | 513.7853 | 516.6656 | 512.1117 | 506.7818 | 504.0792 | 519.5053 | 543.955 | 555.7864 | 557.1935 | 553.9078 | 545.5544 | 551.7248 | 557.7723 | 576.9075 | 592.5554 | 605.648 | 624.1608 | 635.1087 | 631.9994 | 635.2745 | 649.218 | 640.4398 | 640.9078 | 648.1359 | 655.5314 | 671.862 | 682.7453 | 693.5183 | 692.9575 | 673.8073 | 657.1986 | 654.0111 | 642.0882 | 621.5918 | 605.8121 | 601.244 | 590.7679 | 565.1158 | 539.0979 | 512.0982 | 482.4467 | 472.9405 | 469.379 | 472.8172 | 479.1923 | 481.9926 | 482.0377 | 482.7083 | 476.5614 | 493.0382 | 509.5149 | 525.3215 | 533.2783 | 537.6994 | 533.9456 | 521.9176 | 525.2283 | 528.2626 | 531.1049 | 517.4371 | 494.7553 | 479.5493 | 460.7922 | 453.546 | 433.1715 | 408.8351 | 414.0111 | 461.9799 | 523.469 | 587.7268 | 640.9557 | 651.4873 | 637.7648 | 627.6115 | 617.9297 | 640.717 | 635.5875 | 636.3949 | 646.1867 | 673.2899 | 705.4936 | 684.4164 | 685.1216 | 681.3701 | 702.3588 | 679.5027 | 686.908 | 679.7483 | 614.9934 | 682.8956 | 688.9573 | 643.4102 | 669.4951 | 619.7693 | 665.7744 | 750.1638 | 817.0839 | 865.4079 | 878.5377 | 841.0434 | 802.5021 | 763.0263 | 742.7208 | 708.5591 | 666.412 | 621.9867 | 589.1077 | 549.4556 | 522.7624 | 465.6817 | 409.1104 | 322.7946 | 249.475 | 220.0576 | 245.9456 | 305.7452 | 319.5687 | 330.651 | 406.2745 | 433.8818 | 364.7448 | 310.7611 | 309.8708 | 311.9247 | 299.276 | 203.986 | 220.3817 | 203.8468 | 188.8039 | 160.9219 | 164.0153 | 196.3582 | 187.3188 | 199.8418 | 213.4338 | 197.4325 | 199.6068 | 206.307 | 260.8045 | 327.7695 | 344.1517 | 375.3973 | 407.3847 | 444.7124 | 477.3731 | 523.6387 | 544.9628 | 583.1146 | 609.8597 | 619.0031 | 630.6959 | 608.5427 | 605.2051 | 622.0399 | 627.3767 | 643.9407 | 644.5707 | 617.6024 | 568.3406 | 545.3633 | 541.2754 | 531.0542 | 564.584 | 587.4514 | 584.6181 | 597.9585 | 601.6942 | 582.4833 | 603.4235 | 592.9186 | 614.2775 | 641.2661 | 600.6609 | 585.935 | 584.8273 | 561.6294 | 561.4327 | 547.2207 | 561.583 | 554.8019 | 480.0364 | 470.3911 | 571.4687 | 566.1001 | 543.9002 | 562.5661 | 541.767 | 517.5435 | 528.5261 | 524.7486 | 537.7939 | 531.1015 | 512.8339 | 514.7277 | 502.6688 | 525.9012 | 543.8709 | 550.9147 | 539.6666 | 548.4398 | 560.6329 | 555.1755 | 547.0615 | 560.1093 | 557.1113 | 554.2759 | 575.5591 | 583.7767 | 599.7621 | 584.8707 | 577.1484 | 579.3465 | 596.2816 | 606.4991 | 591.8337 | 595.1942 | 611.6639 | 627.8138 | 619.7685
| F | 24.5312 | 24.5746 | 24.7601 | 25.6262 | 26.9351 | 28.2925 | 31.0842 | 34.2306 | 37.6232 | 40.0236 | 41.5681 | 43.3747 | 46.7137 | 48.8949 | 50.608 | 52.8729 | 54.9461 | 56.4378 | 56.6677 | 57.3916 | 59.5063 | 61.5391 | 62.5293 | 64.0143 | 67.0976 | 69.4786 | 71.7246 | 73.6166 | 75.1129 | 75.2375 | 75.5038 | 73.2626 | 70.2316 | 68.5312 | 70.404 | 71.9965 | 73.8448 | 75.235 | 77.0753 | 80.6899 | 81.4283 | 81.0184 | 80.797 | 81.9108 | 81.7353 | 82.3082 | 84.8069 | 87.3284 | 89.9522 | 93.637 | 96.7953 | 100.1809 | 101.2964 | 99.4484 | 97.3816 | 96.2048 | 96.6294 | 96.0905 | 94.632 | 95.8375 | 98.211 | 98.8873 | 100.2502 | 102.0566 | 104.2441 | 105.7993 | 107.9655 | 108.1681 | 131.871 | 140.3044 | 149.7082 | 157.5532 | 165.2894 | 170.1394 | 174.1095 | 183.5452 | 195.5585 | 207.1126 | 224.3363 | 239.6081 | 252.9678 | 273.9684 | 293.3779 | 312.6161 | 335.3939 | 358.1716 | 371.9118 | 390.0512 | 410.4912 | 428.0182 | 451.6126 | 475.527 | 496.3197 | 514.4735 | 531.6769 | 549.9709 | 564.0023 | 580.5339 | 596.7249 | 618.397 | 644.6769 | 683.3174 | 709.598 | 730.506 | 754.4103 | 767.9894 | 779.9713 | 790.1861 | 810.0611 | 837.553 | 871.6943 | 914.5732 | 953.9835 | 991.9884 | 1010.695 | 1034.539 | 1053.2491 | 1057.6586 | 1059.1807 | 1059.0025 | 1084.1361 | 1100.3425 | 1115.844 | 1128.7569 | 1142.5671 | 1161.9098 | 1151.3989 | 1144.7753 | 1133.4777 | 1127.4062 | 1119.2404 | 1115.2243 | 1122.59 | 1126.7416 | 1130.7012 | 1102.2571 | 1075.7197 | 1051.8763 | 1058.4865 | 1064.9993 | 1072.1643 | 1069.0959 | 1070.8024 | 1076.5877 | 1050.5868 | 1023.9516 | 996.9119 | 893.2553 | 797.9529 | 699.9342 | 628.0871 | 558.2769 | 485.2242 | 461.997 | 444.2845 | 415.9887 | 385.4305 | 360.7586 | 342.3563 | 335.2131 | 323.8759 | 329.5624 | 343.6385 | 348.3501 | 360.6815 | 401.1314 | 462.6706 | 479.5017 | 507.1107 | 542.8914 | 584.455 | 655.2564 | 721.6873 | 783.8239 | 856.8793 | 925.6701 | 996.1921 | 1030.5535 | 1067.4639 | 1101.9629 | 1117.0992 | 1128.8884 | 1139.8927 | 1128.7796 | 1112.2052 | 1092.007 | 1071.2341 | 1049.484 | 1030.6522 | 975.3669 | 917.0586 | 858.4 | 787.0506 | 714.2233 | 639.8671 | 584.3342 | 529.0976 | 468.2546 | 424.4287 | 381.2982 | 338.7709 | 313.568 | 287.228 | 258.898 | 247.7812 | 238.3658 | 227.9774 | 224.9098 | 221.1499 | 221.0114 | 218.1776 | 217.7321 | 216.2945 | 213.6948 | 208.738 | 194.869 | 195.0176 | 192.4062 | 191.5925 | 196.1328 | 202.2595 | 209.4218 | 220.1991 | 228.3096 | 232.7305 | 227.4511 | 220.4637 | 219.3303 | 215.329 | 214.9209 | 207.7013 | 199.5063 | 193.9793 | 184.3062 | 164.4034 | 145.8579 | 131.6961 | 123.0872 | 117.6698 | 109.2227 | 107.1277 | 102.499 | 99.7327 | 95.1077 | 88.5743 | 79.2272 | 81.9291 | 84.7488 | 85.7055 | 83.8331 | 85.6675 | 84.9412 | 80.8922 | 83.3619
| G | 2.5075 | 2.5509 | 2.961 | 2.3189 | 2.2865 | 2.4752 | 2.5509 | 2.3999 | 2.8153 | 2.9663 | 3.042 | 2.8153 | 2.6585 | 2.7584 | 2.6565 | 2.7924 | 2.5886 | 2.7948 | 2.5566 | 2.5227 | 2.4887 | 2.8288 | 2.5906 | 2.4547 | 2.6684 | 2.9082 | 2.4609 | 2.6684 | 2.9798 | 2.4956 | 2.4265 | 2.634 | 2.7723 | 2.4265 | 2.4265 | 2.8415 | 2.5877 | 2.3164 | 2.2861 | 2.7085 | 2.3463 | 2.0749 | 2.2255 | 2.5579 | 2.1351 | 1.7729 | 2.3164 | 2.2861 | 2.7093 | 2.5137 | 3.1791 | 2.8267 | 2.5525 | 3.1005 | 3.2573 | 3.0224 | 2.8656 | 3.4529 | 3.1398 | 3.1791 | 2.5362 | 2.9966 | 2.5959 | 2.6577 | 2.627 | 2.6884 | 2.627 | 2.3495 | 2.9041 | 5.2824 | 7.7839 | 10.224 | 11.5167 | 11.7277 | 12.0382 | 13.8277 | 15.4505 | 16.773 | 18.2529 | 20.8669 | 22.3469 | 25.4071 | 28.8009 | 32.3948 | 36.7711 | 41.1474 | 45.9829 | 51.5376 | 56.9675 | 62.2017 | 67.2584 | 72.2762 | 75.6893 | 81.9939 | 87.0462 | 92.7247 | 97.5744 | 103.5295 | 108.6362 | 114.2383 | 120.1097 | 125.6803 | 131.8329 | 138.0563 | 144.7253 | 152.861 | 160.8609 | 169.3003 | 178.2227 | 186.7896 | 195.4783 | 203.5271 | 211.0549 | 218.5212 | 224.7313 | 231.1558 | 237.6106 | 243.4657 | 249.3819 | 258.2892 | 262.6773 | 266.8575 | 271.6684 | 275.6651 | 278.9873 | 283.5021 | 287.6308 | 291.2348 | 294.8458 | 297.0768 | 299.0524 | 301.2904 | 302.8072 | 304.7669 | 306.481 | 309.4925 | 312.5035 | 315.5457 | 316.1756 | 316.7441 | 317.3745 | 318.2858 | 319.2533 | 320.4757 | 322.9888 | 325.3774 | 326.982 | 321.5596 | 316.0337 | 311.1659 | 301.6896 | 292.1765 | 282.9925 | 273.5059 | 263.5074 | 254.4837 | 246.9751 | 238.0978 | 229.3323 | 218.615 | 207.9018 | 197.2586 | 182.6552 | 168.175 | 153.6682 | 141.7715 | 130.3998 | 117.9981 | 102.8957 | 84.9674 | 67.8555 | 62.5648 | 57.2328 | 51.5741 | 60.3983 | 68.7621 | 76.8352 | 93.7169 | 110.6698 | 127.4082 | 147.8325 | 168.1953 | 188.3446 | 195.3905 | 202.325 | 208.6235 | 212.0193 | 215.0906 | 217.9126 | 215.5788 | 213.387 | 210.5551 | 199.0939 | 187.6142 | 176.2651 | 155.7603 | 134.9227 | 114.2162 | 100.7936 | 86.5779 | 72.1948 | 63.2159 | 54.205 | 44.0703 | 40.4168 | 36.7796 | 33.0152 | 30.9112 | 28.8715 | 26.9587 | 26.3404 | 24.859 | 24.0483 | 22.7808 | 21.098 | 19.6386 | 19.2451 | 19.3644 | 18.633 | 18.3446 | 18.0559 | 17.565 | 17.3436 | 17.2544 | 17.1991 | 17.6112 | 16.1865 | 13.8418 | 14.2958 | 14.1646 | 13.8344 | 13.7923 | 13.9728 | 13.3005 | 12.9842 | 12.9646 | 12.9823 | 12.5139 | 11.4066 | 10.3689 | 10.1481 | 9.4694 | 9.0022 | 7.3962 | 4.8751 | 2.2485 | 2.2133 | 2.6708 | 2.6356 | 2.1613 | 2.4948 | 2.4948 | 2.6679 | 2.3753
| H | 0 | 0 | 0 | 0 | 0 | 0 | 0 | 0 | 0 | 0 | 0 | 0 | 0 | 0 | 0 | 0 | 0 | 0 | 0 | 0 | 0 | 0 | 0 | 0 | 0 | 0 | 0 | 0 | 0 | 0 | 0 | 0 | 0 | 0 | 0 | 0 | 0 | 0 | 0 | 0 | 0 | 0 | 0 | 0 | 0 | 0 | 0 | 0 | 0 | 0 | 0 | 0 | 0 | 0 | 0 | 0 | 0 | 0 | 0 | 0 | 0 | 0 | 0 | 0 | 0 | 0 | 0 | 0 | 0 | 0 | 0 | 0 | 0 | 0 | 0 | 0.042 | 0.084 | 0.126 | 0.13659 | 0.14718 | 0.15777 | 0.19085 | 0.22392 | 0.257 | 0.25794 | 0.25887 | 0.25981 | 0.2853 | 0.3108 | 0.33629 | 0.38173 | 0.42717 | 0.47261 | 0.58045 | 0.6883 | 0.79615 | 1.0198 | 1.2435 | 1.4671 | 1.5714 | 1.6757 | 1.78 | 1.8019 | 1.8239 | 1.8458 | 1.8695 | 1.8933 | 1.917 | 2.1277 | 2.3385 | 2.5492 | 2.831 | 3.1128 | 3.3946 | 3.4525 | 3.5103 | 3.5682 | 3.684 | 3.7998 | 3.9156 | 3.9267 | 3.9379 | 3.949 | 4.0413 | 4.1337 | 4.226 | 4.2881 | 4.3503 | 4.4124 | 4.4593 | 4.5063 | 4.5532 | 4.5425 | 4.5317 | 4.521 | 4.6141 | 4.7071 | 4.8002 | 4.8285 | 4.8567 | 4.885 | 4.912 | 4.9391 | 4.9662 | 4.9899 | 5.0135 | 5.0372 | 5.0932 | 5.1492 | 5.2052 | 5.2049 | 5.2045 | 5.2042 | 5.2431 | 5.2819 | 5.3208 | 5.3237 | 5.3265 | 5.3294 | 5.2199 | 5.1103 | 5.0008 | 4.8075 | 4.6141 | 4.4208 | 4.2463 | 4.0717 | 3.8972 | 3.8553 | 3.8135 | 3.7716 | 3.5692 | 3.3668 | 3.1644 | 2.9723 | 2.7801 | 2.588 | 2.513 | 2.438 | 2.363 | 2.3957 | 2.4283 | 2.461 | 2.2451 | 2.0291 | 1.8132 | 1.6031 | 1.3929 | 1.1828 | 1.3723 | 1.5619 | 1.7514 | 2.1615 | 2.5715 | 2.9816 | 2.8235 | 2.6653 | 2.5072 | 2.0087 | 1.5101 | 1.0116 | 0.88605 | 0.76049 | 0.63494 | 0.55539 | 0.47583 | 0.39628 | 0.37677 | 0.35726 | 0.33775 | 0.27837 | 0.21898 | 0.1596 | 0.1064 | 0.0532 | 0 | 0 | 0 | 0 | 0 | 0 | 0 | 0 | 0 | 0 | 0 | 0 | 0 | 0 | 0 | 0 | 0 | 0 | 0 | 0 | 0 | 0 | 0 | 0 | 0 | 0 | 0 | 0 | 0 | 0 | 0 | 0 | 0 | 0 | 0 | 0 | 0 | 0 | 0
| I | 2.1 | 2.1 | 2.1 | 2.1 | 2.1 | 2.1 | 2.1 | 2.1 | 2.1 | 2.1 | 2.1 | 2.1 | 2.1 | 2.1 | 2.1 | 2.1 | 2.1 | 2.1 | 2.1 | 2.1 | 2.1 | 2.1 | 2.1 | 2.1 | 2.1 | 2.1 | 2.1 | 2.1 | 2.1 | 2.1 | 2.1 | 2.1 | 2.1 | 2.1 | 2.1 | 2.1 | 2.1 | 2.1 | 2.1 | 2.1 | 2.1 | 2.1 | 2.1 | 2.1 | 2.1 | 2.1 | 2.1 | 2.1 | 2.1 | 2.1 | 2.1 | 2.1 | 2.1 | 2.1 | 2.1 | 2.1 | 2.1 | 2.1 | 2.1 | 2.1 | 2.1 | 2.1 | 2.1 | 2.1 | 2.1 | 2.1 | 2.1 | 2.1 | 2.1 | 2.1 | 2.1 | 2.1 | 2.1 | 2.1 | 2.1 | 2.1 | 2.1 | 2.1 | 2.1 | 2.1 | 2.1 | 2.1 | 2.1 | 2.1 | 2.1 | 2.1 | 2.1 | 2.1 | 2.1 | 2.1 | 2.1 | 2.1 | 2.1 | 2.1 | 2.1 | 2.1 | 2.1 | 2.1 | 2.1 | 2.1 | 2.1 | 2.1 | 2.1 | 2.1 | 2.1 | 2.1 | 2.1 | 2.1 | 2.1 | 2.1 | 2.1 | 2.1 | 2.1 | 2.1 | 2.1 | 2.1 | 2.1 | 2.1 | 2.1 | 2.1 | 2.1 | 2.1 | 2.1 | 2.1 | 2.1 | 2.1 | 2.1 | 2.1 | 2.1 | 2.1 | 2.1 | 2.1 | 2.1 | 2.1 | 2.1 | 2.1 | 2.1 | 2.1 | 2.1 | 2.1 | 2.1 | 2.1 | 2.1 | 2.1 | 2.1 | 2.1 | 2.1 | 2.1 | 2.1 | 2.1 | 2.1 | 2.1 | 2.1 | 2.1 | 2.1 | 2.1 | 2.1 | 2.1 | 2.1 | 2.1 | 2.1 | 2.1 | 2.1 | 2.1 | 2.1 | 2.1 | 2.1 | 2.1 | 2.1 | 2.1 | 2.1 | 2.1 | 2.1 | 2.1 | 2.1 | 2.1 | 2.1 | 2.1 | 2.1 | 2.1 | 2.1 | 2.1 | 2.1 | 2.1 | 2.1 | 2.1 | 2.1 | 2.1 | 2.1 | 2.1 | 2.1 | 2.1 | 2.1 | 2.1 | 2.1 | 2.1 | 2.1 | 2.1 | 2.1 | 2.1 | 2.1 | 2.1 | 2.1 | 2.1 | 2.1 | 2.1 | 2.1 | 2.1 | 2.1 | 2.1 | 2.1 | 2.1 | 2.1 | 2.1 | 2.1 | 2.1 | 2.1 | 2.1 | 2.1 | 2.1 | 2.1 | 2.1 | 2.1 | 2.1 | 2.1 | 2.1 | 2.1 | 2.1 | 2.1 | 2.1 | 2.1 | 2.1 | 2.1 | 2.1 | 2.1 | 2.1 | 2.1 | 2.1 | 2.1 | 2.1 | 2.1 | 2.1 | 2.1 | 2.1 | 2.1 | 2.1 | 2.1 | 2.1 | 2.1 | 2.1 | 2.1 | 2.1 | 2.1 | 2.1
| J | 370.18 | 335.2585 | 302.5341 | 323.2991 | 365.3932 | 384.4964 | 394.7734 | 400.1688 | 392.7807 | 378.371 | 372.9623 | 385.8925 | 394.9728 | 401.3782 | 412.3546 | 423.7675 | 429.2173 | 429.7577 | 429.152 | 427.9661 | 429.8469 | 430.8428 | 431.1015 | 431.0738 | 430.602 | 429.1643 | 424.9577 | 419.2066 | 414.3493 | 416.6516 | 422.1317 | 424.2883 | 423.7388 | 420.4298 | 416.3057 | 409.6976 | 399.2246 | 390.0697 | 384.0787 | 386.6761 | 387.116 | 386.6931 | 404.4442 | 425.0039 | 431.6594 | 431.8 | 431.8 | 431.7983 | 431.7903 | 431.7917 | 431.7865 | 431.7356 | 431.6498 | 431.6398 | 431.683 | 431.666 | 431.6777 | 431.6459 | 431.1952 | 430.5881 | 429.3336 | 428.6718 | 429.5088 | 430.2031 | 430.4304 | 430.5489 | 430.5602 | 430.577 | 430.602 | 430.5348 | 430.0496 | 429.3415 | 428.9297 | 428.7956 | 429.4006 | 429.9238 | 430.3128 | 429.9514 | 429.4781 | 428.3888 | 427.1124 | 425.8942 | 425.8757 | 425.3483 | 424.8716 | 424.5285 | 424.0511 | 422.7875 | 420.6838 | 419.1438 | 416.9936 | 414.9038 | 413.8393 | 413.3979 | 412.4102 | 412.6651 | 411.1106 | 406.1212 | 400.9871 | 396.639 | 396.9676 | 399.7557 | 399.2679 | 392.7649 | 384.2007 | 374.0227 | 359.5071 | 353.1698 | 356.3608 | 368.5641 | 388.3895 | 398.9792 | 398.4856 | 394.0788 | 391.3483 | 395.0035 | 399.5982 | 397.9882 | 394.1098 | 392.828 | 393.3934 | 396.2938 | 398.0616 | 394.6196 | 391.2358 | 390.0208 | 393.0483 | 396.1733 | 396.2035 | 394.6196 | 393.7991 | 395.2176 | 395.2481 | 392.0836 | 391.5408 | 386.3533 | 377.5744 | 370.18 | 364.4433 | 359.9787 | 360.8107 | 360.0001 | 352.7663 | 341.0726 | 334.5377 | 329.9784 | 317.9484 | 308.8844 | 309.0523 | 303.9083 | 289.2934 | 271.9784 | 259.0883 | 254.9493 | 254.2098 | 255.4861 | 258.4241 | 258.856 | 259.7513 | 257.0583 | 255.4526 | 257.6919 | 258.3243 | 254.3444 | 250.3193 | 252.8951 | 272.5206 | 290.9762 | 293.9862 | 282.184 | 270.9874 | 260.4461 | 244.1106 | 229.2295 | 222.3441 | 223.4754 | 218.674 | 205.5397 | 197.2232 | 203.4079 | 219.3738 | 234.7612 | 239.0965 | 230.091 | 210.9006 | 191.191 | 180.2601 | 167.2826 | 151.9128 | 143.358 | 138.7515 | 136.8032 | 134.2826 | 127.3618 | 117.9506 | 107.7602 | 99.7576 | 93.8424 | 85.2948 | 76.7832 | 73.0628 | 71.8663 | 67.3012 | 59.9373 | 52.1062 | 44.3427 | 37.504 | 33.9363 | 34.8423 | 36.7014 | 38.8064 | 40.4065 | 41.8537 | 42.5016 | 40.5563 | 39.7569 | 39.0566 | 37.955 | 36.1491 | 31.212 | 26.1426 | 23.8 | 23.8 | 23.8 | 28.9347 | 33.8859 | 36.7014 | 32.9788 | 30.5548 | 30.0489 | 27.7683 | 26.3969 | 26.4985 | 27.4637 | 31.3636 | 37.7546 | 38.506 | 37.2532 | 34.1377 | 29.8464 | 28.3771 | 30.0489 | 29.7452 | 24.5137 | 23.8 | 23.8 | 23.8 | 23.8 | 23.8 | 23.8 | 23.8 | 23.8 | 23.8 | 23.8
| K | 305.8324 | 300.7108 | 286.0337 | 272.6857 | 296.9576 | 340.8993 | 305.5233 | 233.0745 | 187.4916 | 189.2034 | 230.4751 | 296.7484 | 334.7332 | 345.8932 | 348.9891 | 350.506 | 366.5146 | 366.7433 | 345.941 | 344.6015 | 358.9043 | 330.5154 | 328.8879 | 350.5534 | 384.53 | 403.7278 | 411.0162 | 427.5967 | 474.1527 | 529.1782 | 557.1531 | 563.7925 | 547.6508 | 564.965 | 583.1888 | 589.1985 | 577.8875 | 551.5579 | 557.0072 | 590.1365 | 593.1 | 593.1 | 592.9757 | 592.5835 | 592.6449 | 592.8123 | 592.7043 | 591.6188 | 587.5106 | 582.6261 | 580.3182 | 583.6053 | 589.2523 | 591.3082 | 591.5553 | 590.442 | 589.4291 | 588.2863 | 589.1261 | 590.8783 | 592.28 | 592.8331 | 592.8866 | 592.9379 | 592.919 | 592.8991 | 592.5159 | 592.1276 | 593.2981 | 592.1234 | 589.556 | 588.9914 | 586.4145 | 583.4328 | 579.1883 | 577.7819 | 578.015 | 575.4586 | 571.6312 | 571.4124 | 569.1559 | 565.5518 | 568.5054 | 576.7088 | 585.5779 | 589.7803 | 592.9846 | 598.0678 | 601.2281 | 603.7764 | 605.8092 | 606.4767 | 607.3051 | 609.9918 | 612.5665 | 614.4441 | 618.9815 | 625.2763 | 632.547 | 636.7469 | 638.7157 | 638.5923 | 639.6738 | 642.7919 | 648.5347 | 654.8561 | 658.7383 | 662.5348 | 669.8179 | 676.5863 | 684.0303 | 691.9049 | 699.616 | 709.5979 | 715.6561 | 720.8199 | 724.4848 | 731.1366 | 735.5989 | 737.7689 | 742.3057 | 745.6396 | 746.1765 | 742.299 | 740.447 | 738.0604 | 741.2869 | 751.6587 | 759.6148 | 762.3201 | 756.7469 | 751.5808 | 744.9891 | 741.7059 | 737.918 | 737.2787 | 747.7645 | 752.4865 | 738.0232 | 723.5696 | 709.6402 | 693.6427 | 675.4979 | 651.0162 | 632.5437 | 621.8107 | 626.4374 | 642.9064 | 670.1029 | 688.7473 | 696.638 | 696.6221 | 687.1738 | 654.7584 | 610.9334 | 569.8648 | 539.1908 | 524.1262 | 524.0921 | 528.6948 | 525.1787 | 513.3114 | 494.3535 | 478.4578 | 463.0067 | 443.3766 | 423.5441 | 405.3244 | 386.073 | 377.5062 | 382.0362 | 387.7835 | 383.2358 | 372.6905 | 353.0942 | 331.0494 | 314.4008 | 312.3389 | 320.7367 | 333.8707 | 352.6062 | 351.1501 | 341.6516 | 331.8344 | 338.0939 | 361.6561 | 392.46 | 419.2561 | 421.3031 | 422.6274 | 433.2965 | 435.2252 | 445.1926 | 446.1586 | 440.5216 | 438.8757 | 434.4384 | 417.4248 | 421.8764 | 431.2524 | 434.18 | 442.0189 | 443.8085 | 462.2199 | 509.3396 | 535.9708 | 546.3192 | 548.247 | 543.8171 | 527.518 | 516.1943 | 510.5462 | 504.5813 | 497.6816 | 496.2382 | 498.3562 | 499.0655 | 494.6767 | 483.2297 | 476.5071 | 471.8879 | 462.7501 | 456.2255 | 449.1591 | 431.6979 | 387.91 | 352.8636 | 342.7779 | 366.057 | 399.9032 | 418.3625 | 413.509 | 406.8926 | 403.8114 | 409.3311 | 439.4186 | 465.4827 | 475.1779 | 475.7053 | 480.5922 | 480.9464 | 477.7052 | 489.1576 | 507.1409 | 521.6046 | 522.1432 | 518.8813 | 520.2623 | 531.8703 | 542.1032 | 548.2226 | 548.0392 | 546.2678 | 545.2223
| TOTAL | 1102.5117 | 1056.1318 | 1028.4572 | 1063.6812 | 1173.703 | 1279.0726 | 1311.5668 | 1310.4306 | 1326.615 | 1380.7316 | 1470.2316 | 1593.5811 | 1695.6441 | 1759.5395 | 1840.3242 | 1920.8492 | 2001.484 | 2060.3965 | 2064.4341 | 2091.5995 | 2148.5143 | 2166.6704 | 2183.4285 | 2215.7497 | 2242.1964 | 2284.7558 | 2298.006 | 2327.4085 | 2397.9522 | 2495.7608 | 2560.9079 | 2542.4585 | 2487.9976 | 2505.4501 | 2581.0112 | 2613.0558 | 2608.3609 | 2543.158 | 2519.5263 | 2558.7273 | 2593.7029 | 2613.8603 | 2645.9084 | 2681.2978 | 2722.7982 | 2754.4732 | 2829.972 | 2915.7811 | 2961.4229 | 3015.4947 | 3055.4607 | 3115.4259 | 3122.4004 | 3100.1462 | 3112.954 | 3111.245 | 3080.6976 | 3096.2546 | 3134.3545 | 3219.26 | 3286.4429 | 3304.2596 | 3307.5764 | 3317.7228 | 3343.8235 | 3357.6133 | 3374.1062 | 3355.6922 | 3368.8595 | 3428.0225 | 3496.2109 | 3522.4727 | 3525.3009 | 3485.3022 | 3452.304 | 3423.6323 | 3424.7099 | 3440.8961 | 3517.3199 | 3557.0673 | 3562.6154 | 3614.311 | 3480.5119 | 3549.6122 | 3593.0508 | 3630.1072 | 3596.2385 | 3589.212 | 3579.5239 | 3586.1945 | 3614.8184 | 3535.6602 | 3538.872 | 3481.9873 | 3503.4115 | 3532.9203 | 3502.8163 | 3460.3564 | 3386.3384 | 3299.3049 | 3283.5869 | 3408.3672 | 3491.2907 | 3673.5471 | 3783.4214 | 3686.4075 | 3575.8215 | 3436.6647 | 3375.8345 | 3420.6638 | 3504.8767 | 3550.263 | 3609.6449 | 3715.8644 | 3787.4211 | 3897.675 | 3908.4414 | 3922.0171 | 3896.8654 | 3872.5291 | 3821.9571 | 3833.9676 | 3865.9081 | 3844.9744 | 3945.1178 | 4021.927 | 4066.7331 | 4215.4192 | 4222.0978 | 4245.5529 | 4293.3655 | 4366.3072 | 4336.662 | 4260.6176 | 4168.1456 | 4055.3088 | 3980.515 | 3968.0259 | 3942.1658 | 3896.0526 | 3830.9213 | 3777.2379 | 3719.6413 | 3687.3854 | 3537.4954 | 3378.8971 | 3254.5063 | 3152.3009 | 3198.9827 | 3193.8575 | 3265.6842 | 3451.4011 | 3492.4829 | 3562.4638 | 3703.7849 | 3530.7953 | 3096.26 | 2876.0752 | 2752.5507 | 2677.3301 | 2331.8463 | 2601.6073 | 2526.9775 | 2280.6598 | 2207.6275 | 2313.0003 | 2787.4017 | 2766.2938 | 2860.2698 | 2885.5138 | 2889.1377 | 3151.5211 | 3249.6839 | 3329.8982 | 3491.797 | 3440.5903 | 3492.4787 | 3558.3958 | 3570.5658 | 3754.2201 | 3934.0346 | 4031.182 | 4124.2441 | 4236.5664 | 4232.5734 | 4200.0832 | 4202.7707 | 4186.4835 | 4212.2862 | 4190.5465 | 4230.0425 | 4229.1216 | 4177.0441 | 4037.2414 | 3899.0652 | 3836.1918 | 3782.7325 | 3712.2561 | 3765.3401 | 3742.839 | 3682.994 | 3641.1397 | 3516.0908 | 3478.7411 | 3528.7016 | 3575.463 | 3630.592 | 3563.161 | 3532.8058 | 3616.3019 | 3603.7536 | 3570.1014 | 3574.5265 | 3511.0689 | 3482.2907 | 3098.28 | 2974.7008 | 3305.7195 | 3292.1568 | 3254.4664 | 3249.7498 | 3261.4873 | 3264.4744 | 3268.8738 | 3232.8903 | 3158.5005 | 3047.9481 | 2960.1225 | 2863.062 | 2832.1391 | 2835.2097 | 2814.666 | 2828.509 | 2825.9758 | 2765.6557 | 2764.5301 | 2748.0588 | 2691.6717 | 2710.0966 | 2698.8623 | 2653.5028 | 2654.2281 | 2642.2043 | 2710.9196 | 2740.102 | 2720.336 | 2741.4501 | 2770.5388 | 2797.9487 | 2765.7102 | 2839.6895 | 2862.79 | 2878.6087 | 2905.1554
BTM Solar PV
| Zone | 0:00 | 0:05 | 0:10 | 0:15 | 0:20 | 0:25 | 0:30 | 0:35 | 0:40 | 0:45 | 0:50 | 0:55 | 1:00 | 1:05 | 1:10 | 1:15 | 1:20 | 1:25 | 1:30 | 1:35 | 1:40 | 1:45 | 1:50 | 1:55 | 2:00 | 2:05 | 2:10 | 2:15 | 2:20 | 2:25 | 2:30 | 2:35 | 2:40 | 2:45 | 2:50 | 2:55 | 3:00 | 3:05 | 3:10 | 3:15 | 3:20 | 3:25 | 3:30 | 3:35 | 3:40 | 3:45 | 3:50 | 3:55 | 4:00 | 4:05 | 4:10 | 4:15 | 4:20 | 4:25 | 4:30 | 4:35 | 4:40 | 4:45 | 4:50 | 4:55 | 5:00 | 5:05 | 5:10 | 5:15 | 5:20 | 5:25 | 5:30 | 5:35 | 5:40 | 5:45 | 5:50 | 5:55 | 6:00 | 6:05 | 6:10 | 6:15 | 6:20 | 6:25 | 6:30 | 6:35 | 6:40 | 6:45 | 6:50 | 6:55 | 7:00 | 7:05 | 7:10 | 7:15 | 7:20 | 7:25 | 7:30 | 7:35 | 7:40 | 7:45 | 7:50 | 7:55 | 8:00 | 8:05 | 8:10 | 8:15 | 8:20 | 8:25 | 8:30 | 8:35 | 8:40 | 8:45 | 8:50 | 8:55 | 9:00 | 9:05 | 9:10 | 9:15 | 9:20 | 9:25 | 9:30 | 9:35 | 9:40 | 9:45 | 9:50 | 9:55 | 10:00 | 10:05 | 10:10 | 10:15 | 10:20 | 10:25 | 10:30 | 10:35 | 10:40 | 10:45 | 10:50 | 10:55 | 11:00 | 11:05 | 11:10 | 11:15 | 11:20 | 11:25 | 11:30 | 11:35 | 11:40 | 11:45 | 11:50 | 11:55 | 12:00 | 12:05 | 12:10 | 12:15 | 12:20 | 12:25 | 12:30 | 12:35 | 12:40 | 12:45 | 12:50 | 12:55 | 13:00 | 13:05 | 13:10 | 13:15 | 13:20 | 13:25 | 13:30 | 13:35 | 13:40 | 13:45 | 13:50 | 13:55 | 14:00 | 14:05 | 14:10 | 14:15 | 14:20 | 14:25 | 14:30 | 14:35 | 14:40 | 14:45 | 14:50 | 14:55 | 15:00 | 15:05 | 15:10 | 15:15 | 15:20 | 15:25 | 15:30 | 15:35 | 15:40 | 15:45 | 15:50 | 15:55 | 16:00 | 16:05 | 16:10 | 16:15 | 16:20 | 16:25 | 16:30 | 16:35 | 16:40 | 16:45 | 16:50 | 16:55 | 17:00 | 17:05 | 17:10 | 17:15 | 17:20 | 17:25 | 17:30 | 17:35 | 17:40 | 17:45 | 17:50 | 17:55 | 18:00 | 18:05 | 18:10 | 18:15 | 18:20 | 18:25 | 18:30 | 18:35 | 18:40 | 18:45 | 18:50 | 18:55 | 19:00 | 19:05 | 19:10 | 19:15 | 19:20 | 19:25 | 19:30 | 19:35 | 19:40 | 19:45 | 19:50 | 19:55 | 20:00 | 20:05 | 20:10 | 20:15 | 20:20 | 20:25 | 20:30 | 20:35 | 20:40 | 20:45 | 20:50 | 20:55 | 21:00 | 21:05
| A | 0 | 0 | 0 | 0 | 0 | 0 | 0 | 0 | 0 | 0 | 0 | 0 | 0 | 0 | 0 | 0 | 0 | 0 | 0 | 0 | 0 | 0 | 0 | 0 | 0 | 0 | 0 | 0 | 0 | 0 | 0 | 0 | 0 | 0 | 0 | 0 | 0 | 0 | 0 | 0 | 0 | 0 | 0 | 0 | 0 | 0 | 0 | 0 | 0 | 0 | 0 | 0 | 0 | 0 | 0 | 0 | 0 | 0 | 0 | 0 | 0 | 0 | 0 | 0 | 0 | 0 | 0 | 0 | 0 | 0 | 0 | 0 | 0 | 0 | 0 | 0 | 0 | 0 | 2.618 | 5.236 | 7.854 | 7.8804 | 7.9069 | 7.9333 | 7.4838 | 7.0342 | 6.5847 | 7.3516 | 8.1184 | 8.8853 | 14.4916 | 20.0978 | 25.704 | 33.082 | 40.46 | 47.838 | 41.0947 | 34.3513 | 27.608 | 25.9023 | 24.1967 | 22.491 | 20.8845 | 19.278 | 17.6715 | 17.0567 | 16.4418 | 15.827 | 15.7313 | 15.6357 | 15.54 | 17.5635 | 19.5869 | 21.6104 | 23.9904 | 26.3704 | 28.7504 | 28.9136 | 29.0768 | 29.24 | 27.9329 | 26.6258 | 25.3187 | 29.7802 | 34.2418 | 38.7033 | 41.4852 | 44.267 | 47.0488 | 59.3668 | 71.6847 | 84.0027 | 76.9854 | 69.9682 | 62.951 | 57.9411 | 52.9312 | 47.9213 | 44.5162 | 41.1111 | 37.706 | 36.832 | 35.958 | 35.084 | 33.3377 | 31.5915 | 29.8452 | 30.2811 | 30.717 | 31.1529 | 33.1409 | 35.1288 | 37.1167 | 40.4298 | 43.7429 | 47.056 | 50.5931 | 54.1303 | 57.6674 | 57.6476 | 57.6277 | 57.6079 | 55.4183 | 53.2287 | 51.0391 | 56.5805 | 62.122 | 67.6634 | 77.5761 | 87.4888 | 97.4015 | 106.7472 | 116.0929 | 125.4385 | 130.6109 | 135.7832 | 140.9555 | 138.3653 | 135.775 | 133.1848 | 136.7746 | 140.3645 | 143.9543 | 143.0979 | 142.2416 | 141.3852 | 145.4268 | 149.4684 | 153.51 | 153.0382 | 152.5664 | 152.0945 | 150.1467 | 148.1988 | 146.251 | 144.2002 | 142.1495 | 140.0987 | 132.824 | 125.5493 | 118.2747 | 112.2982 | 106.3218 | 100.3453 | 94.6598 | 88.9742 | 83.2887 | 86.1749 | 89.0611 | 91.9473 | 82.7107 | 73.474 | 64.2373 | 62.3726 | 60.5079 | 58.6432 | 56.4128 | 54.1824 | 51.952 | 48.5784 | 45.2049 | 41.8313 | 39.8291 | 37.8269 | 35.8247 | 33.6713 | 31.518 | 29.3647 | 26.9167 | 24.4687 | 22.0207 | 20.5553 | 19.0899 | 17.6245 | 16.3034 | 14.9823 | 13.6612 | 12.1108 | 10.5604 | 9.01 | 6.2447 | 3.4793 | 0.714 | 0.476 | 0.238 | 0 | 0 | 0 | 0 | 0 | 0 | 0 | 0 | 0
| B | 0 | 0 | 0 | 0 | 0 | 0 | 0 | 0 | 0 | 0 | 0 | 0 | 0 | 0 | 0 | 0 | 0 | 0 | 0 | 0 | 0 | 0 | 0 | 0 | 0 | 0 | 0 | 0 | 0 | 0 | 0 | 0 | 0 | 0 | 0 | 0 | 0 | 0 | 0 | 0 | 0 | 0 | 0 | 0 | 0 | 0 | 0 | 0 | 0 | 0 | 0 | 0 | 0 | 0 | 0 | 0 | 0 | 0 | 0 | 0 | 0 | 0 | 0 | 0 | 0 | 0 | 0 | 0 | 0 | 0 | 0 | 0 | 0 | 0 | 0 | 1.3856 | 2.7711 | 4.1567 | 5.0911 | 6.0256 | 6.96 | 7.7333 | 8.5067 | 9.28 | 9.1994 | 9.1189 | 9.0383 | 10.6897 | 12.3411 | 13.9925 | 14.9592 | 15.9258 | 16.8925 | 14.6933 | 12.4942 | 10.295 | 9.0544 | 7.8139 | 6.5733 | 7.7656 | 8.9578 | 10.15 | 9.1592 | 8.1683 | 7.1775 | 6.6217 | 6.0658 | 5.51 | 5.075 | 4.64 | 4.205 | 4.0842 | 3.9633 | 3.8425 | 3.7217 | 3.6008 | 3.48 | 4.6055 | 5.731 | 6.8564 | 9.3415 | 11.8265 | 14.3115 | 19.7297 | 25.1478 | 30.566 | 32.4752 | 34.3843 | 36.2935 | 41.2912 | 46.2888 | 51.2865 | 48.2753 | 45.2642 | 42.253 | 41.6392 | 41.0253 | 40.4115 | 40.0248 | 39.6382 | 39.2515 | 46.487 | 53.7225 | 60.958 | 59.305 | 57.652 | 55.999 | 51.199 | 46.3989 | 41.5989 | 37.9599 | 34.321 | 30.682 | 26.5833 | 22.4847 | 18.386 | 16.4623 | 14.5387 | 12.615 | 12.4056 | 12.1961 | 11.9867 | 13.442 | 14.8974 | 16.3528 | 18.3828 | 20.4128 | 22.4428 | 24.8111 | 27.1794 | 29.5478 | 27.4748 | 25.4019 | 23.3289 | 23.7403 | 24.1516 | 24.563 | 27.4533 | 30.3437 | 33.234 | 38.6038 | 43.9737 | 49.3435 | 56.6112 | 63.8789 | 71.1467 | 78.4611 | 85.7756 | 93.09 | 95.3993 | 97.7085 | 100.0178 | 96.8654 | 93.713 | 90.5606 | 88.3055 | 86.0505 | 83.7955 | 82.7563 | 81.7172 | 80.678 | 78.6045 | 76.531 | 74.4575 | 68.8267 | 63.1958 | 57.565 | 55.6848 | 53.8047 | 51.9245 | 48.1013 | 44.2782 | 40.455 | 38.3138 | 36.1727 | 34.0315 | 31.7163 | 29.4012 | 27.086 | 27.9367 | 28.7873 | 29.638 | 28.5215 | 27.405 | 26.2885 | 23.5673 | 20.8462 | 18.125 | 16.7717 | 15.4183 | 14.065 | 12.1679 | 10.2708 | 8.3737 | 7.5227 | 6.6717 | 5.8207 | 5.4271 | 5.0336 | 4.64 | 3.0933 | 1.5467 | 0 | 0 | 0 | 0 | 0 | 0 | 0 | 0 | 0 | 0 | 0 | 0
| C | 0 | 0 | 0 | 0 | 0 | 0 | 0 | 0 | 0 | 0 | 0 | 0 | 0 | 0 | 0 | 0 | 0 | 0 | 0 | 0 | 0 | 0 | 0 | 0 | 0 | 0 | 0 | 0 | 0 | 0 | 0 | 0 | 0 | 0 | 0 | 0 | 0 | 0 | 0 | 0 | 0 | 0 | 0 | 0 | 0 | 0 | 0 | 0 | 0 | 0 | 0 | 0 | 0 | 0 | 0 | 0 | 0 | 0 | 0 | 0 | 0 | 0 | 0 | 0 | 0 | 0 | 0 | 0 | 0 | 1.888 | 3.776 | 5.664 | 6.4809 | 7.2978 | 8.1148 | 9.4218 | 10.7289 | 12.036 | 14.1895 | 16.343 | 18.4965 | 21.5969 | 24.6974 | 27.7979 | 31.6801 | 35.5622 | 39.4445 | 40.8162 | 42.188 | 43.5597 | 44.6718 | 45.784 | 46.8961 | 48.2738 | 49.6514 | 51.0291 | 51.5306 | 52.0321 | 52.5336 | 53.2918 | 54.0499 | 54.8081 | 55.516 | 56.224 | 56.932 | 56.9194 | 56.9068 | 56.8942 | 55.027 | 53.1599 | 51.2927 | 50.5013 | 49.7098 | 48.9184 | 46.1414 | 43.3644 | 40.5875 | 38.7962 | 37.0049 | 35.2137 | 30.5312 | 25.8487 | 21.1663 | 20.2647 | 19.3632 | 18.4616 | 19.9929 | 21.5241 | 23.0554 | 25.8008 | 28.5463 | 31.2917 | 36.7185 | 42.1453 | 47.5722 | 58.1377 | 68.7032 | 79.2688 | 96.3701 | 113.4715 | 130.5729 | 144.8807 | 159.1885 | 173.4963 | 173.3721 | 173.2479 | 173.1237 | 184.0857 | 195.0478 | 206.0098 | 215.8223 | 225.6348 | 235.4473 | 230.5139 | 225.5806 | 220.6472 | 219.9383 | 219.2294 | 218.5205 | 206.2809 | 194.0413 | 181.8017 | 165.1237 | 148.4457 | 131.7677 | 111.4952 | 91.2228 | 70.9505 | 63.339 | 55.7275 | 48.1161 | 43.6741 | 39.2322 | 34.7903 | 31.6761 | 28.5618 | 25.4475 | 24.0307 | 22.6139 | 21.1971 | 21.0226 | 20.8481 | 20.6736 | 20.7208 | 20.768 | 20.8152 | 23.22 | 25.6248 | 28.0295 | 32.5248 | 37.0201 | 41.5153 | 44.4181 | 47.321 | 50.2238 | 56.6912 | 63.1587 | 69.6262 | 82.7851 | 95.9439 | 109.1028 | 118.3982 | 127.6935 | 136.9889 | 136.6409 | 136.2929 | 135.9449 | 129.8295 | 123.7142 | 117.5988 | 113.5337 | 109.4686 | 105.4035 | 99.8899 | 94.3764 | 88.8628 | 84.6916 | 80.5203 | 76.349 | 70.443 | 64.5371 | 58.6313 | 52.6487 | 46.666 | 40.6835 | 37.4473 | 34.2112 | 30.975 | 29.2107 | 27.4464 | 25.6821 | 24.425 | 23.1679 | 21.9107 | 18.5812 | 15.2517 | 11.9222 | 10.2628 | 8.6033 | 6.9438 | 5.8092 | 4.6746 | 3.54 | 2.36 | 1.18 | 0 | 0 | 0 | 0 | 0 | 0 | 0 | 0 | 0
| D | 0 | 0 | 0 | 0 | 0 | 0 | 0 | 0 | 0 | 0 | 0 | 0 | 0 | 0 | 0 | 0 | 0 | 0 | 0 | 0 | 0 | 0 | 0 | 0 | 0 | 0 | 0 | 0 | 0 | 0 | 0 | 0 | 0 | 0 | 0 | 0 | 0 | 0 | 0 | 0 | 0 | 0 | 0 | 0 | 0 | 0 | 0 | 0 | 0 | 0 | 0 | 0 | 0 | 0 | 0 | 0 | 0 | 0 | 0 | 0 | 0 | 0 | 0 | 0 | 0 | 0 | 0 | 0 | 0 | 0 | 0 | 0 | 0.091 | 0.182 | 0.273 | 0.351 | 0.429 | 0.507 | 0.58067 | 0.65433 | 0.728 | 0.793 | 0.858 | 0.923 | 1.0617 | 1.2003 | 1.339 | 1.4603 | 1.5817 | 1.703 | 1.8937 | 2.0843 | 2.275 | 2.3183 | 2.3617 | 2.405 | 2.7517 | 3.0983 | 3.445 | 3.471 | 3.497 | 3.523 | 3.51 | 3.497 | 3.484 | 3.8047 | 4.1253 | 4.446 | 4.7493 | 5.0527 | 5.356 | 4.901 | 4.446 | 3.991 | 4.0127 | 4.0343 | 4.056 | 4.4113 | 4.7667 | 5.122 | 4.524 | 3.926 | 3.328 | 3.354 | 3.38 | 3.406 | 3.458 | 3.51 | 3.562 | 3.549 | 3.536 | 3.523 | 3.2543 | 2.9857 | 2.717 | 2.7083 | 2.6997 | 2.691 | 2.99 | 3.289 | 3.588 | 3.7353 | 3.8827 | 4.03 | 4.264 | 4.498 | 4.732 | 4.511 | 4.29 | 4.069 | 3.6487 | 3.2283 | 2.808 | 2.717 | 2.626 | 2.535 | 2.5003 | 2.4657 | 2.431 | 2.6347 | 2.8383 | 3.042 | 3.0333 | 3.0247 | 3.016 | 2.951 | 2.886 | 2.821 | 3.1157 | 3.4103 | 3.705 | 3.8827 | 4.0603 | 4.238 | 3.6053 | 2.9727 | 2.34 | 2.2707 | 2.2013 | 2.132 | 2.2403 | 2.3487 | 2.457 | 2.197 | 1.937 | 1.677 | 1.5253 | 1.3737 | 1.222 | 1.079 | 0.936 | 0.793 | 0.988 | 1.183 | 1.378 | 1.5297 | 1.6813 | 1.833 | 1.9153 | 1.9977 | 2.08 | 1.924 | 1.768 | 1.612 | 1.5383 | 1.4647 | 1.391 | 1.3217 | 1.2523 | 1.183 | 1.248 | 1.313 | 1.378 | 1.7507 | 2.1233 | 2.496 | 2.457 | 2.418 | 2.379 | 2.0713 | 1.7637 | 1.456 | 1.6597 | 1.8633 | 2.067 | 1.677 | 1.287 | 0.897 | 0.84933 | 0.80167 | 0.754 | 0.66733 | 0.58067 | 0.494 | 0.43333 | 0.37267 | 0.312 | 0.208 | 0.104 | 0 | 0 | 0 | 0 | 0 | 0 | 0 | 0 | 0 | 0 | 0 | 0 | 0 | 0 | 0
| E | 0 | 0 | 0 | 0 | 0 | 0 | 0 | 0 | 0 | 0 | 0 | 0 | 0 | 0 | 0 | 0 | 0 | 0 | 0 | 0 | 0 | 0 | 0 | 0 | 0 | 0 | 0 | 0 | 0 | 0 | 0 | 0 | 0 | 0 | 0 | 0 | 0 | 0 | 0 | 0 | 0 | 0 | 0 | 0 | 0 | 0 | 0 | 0 | 0 | 0 | 0 | 0 | 0 | 0 | 0 | 0 | 0 | 0 | 0 | 0 | 0 | 0 | 0 | 0 | 0 | 0 | 0 | 0 | 3.7625 | 4.2928 | 4.8232 | 5.3535 | 6.2262 | 7.0989 | 7.9715 | 8.8905 | 9.8095 | 10.7285 | 11.8859 | 13.0433 | 14.2007 | 15.7595 | 17.3182 | 18.877 | 20.5827 | 22.2883 | 23.994 | 25.7606 | 27.5272 | 29.2937 | 31.5763 | 33.8589 | 36.1415 | 39.302 | 42.4625 | 45.623 | 48.0668 | 50.5107 | 52.9545 | 54.1119 | 55.2693 | 56.4267 | 58.5803 | 60.7339 | 62.8875 | 65.0088 | 67.1302 | 69.2515 | 71.6738 | 74.0962 | 76.5185 | 78.2134 | 79.9083 | 81.6033 | 81.8003 | 81.9974 | 82.1945 | 80.8902 | 79.5858 | 78.2815 | 79.3908 | 80.5001 | 81.6095 | 82.4322 | 83.2549 | 84.0776 | 79.102 | 74.1264 | 69.1508 | 71.2766 | 73.4024 | 75.5282 | 76.0383 | 76.5484 | 77.0585 | 75.8824 | 74.7062 | 73.53 | 71.7957 | 70.0613 | 68.327 | 65.532 | 62.737 | 59.942 | 59.3189 | 58.6958 | 58.0726 | 59.4339 | 60.7952 | 62.1565 | 64.8488 | 67.5411 | 70.2333 | 67.4702 | 64.707 | 61.9439 | 69.1869 | 76.4299 | 83.6729 | 83.7615 | 83.85 | 83.9385 | 84.4071 | 84.8757 | 85.3443 | 85.7133 | 86.0824 | 86.4515 | 86.6235 | 86.7955 | 86.9675 | 86.8815 | 86.7955 | 86.7095 | 82.8431 | 78.9767 | 75.1102 | 73.0068 | 70.9034 | 68.8 | 68.37 | 67.94 | 67.51 | 65.0232 | 62.5363 | 60.0495 | 55.212 | 50.3745 | 45.537 | 39.8001 | 34.0632 | 28.3263 | 24.9149 | 21.5036 | 18.0922 | 17.6599 | 17.2276 | 16.7953 | 18.1485 | 19.5018 | 20.855 | 23.9312 | 27.0073 | 30.0835 | 32.3345 | 34.5856 | 36.8367 | 39.0565 | 41.2763 | 43.4962 | 44.354 | 45.2119 | 46.0697 | 44.0853 | 42.1009 | 40.1165 | 37.2962 | 34.4759 | 31.6556 | 29.1184 | 26.5813 | 24.0442 | 22.9094 | 21.7747 | 20.64 | 18.6333 | 16.6267 | 14.62 | 12.7862 | 10.9524 | 9.1185 | 8.3544 | 7.5903 | 6.8262 | 6.706 | 6.5857 | 6.4654 | 5.5286 | 4.5918 | 3.655 | 2.4367 | 1.2183 | 0 | 0 | 0 | 0 | 0 | 0 | 0 | 0 | 0 | 0 | 0 | 0
| F | 0 | 0 | 0 | 0 | 0 | 0 | 0 | 0 | 0 | 0 | 0 | 0 | 0 | 0 | 0 | 0 | 0 | 0 | 0 | 0 | 0 | 0 | 0 | 0 | 0 | 0 | 0 | 0 | 0 | 0 | 0 | 0 | 0 | 0 | 0 | 0 | 0 | 0 | 0 | 0 | 0 | 0 | 0 | 0 | 0 | 0 | 0 | 0 | 0 | 0 | 0 | 0 | 0 | 0 | 0 | 0 | 0 | 0 | 0 | 0 | 0 | 0 | 0 | 0 | 0 | 0 | 0 | 0 | 8.806 | 11.3976 | 13.9891 | 16.5807 | 18.9245 | 21.2683 | 23.6121 | 28.3752 | 33.1384 | 37.9015 | 43.8666 | 49.8316 | 55.7967 | 63.5107 | 71.2247 | 78.9387 | 86.5764 | 94.214 | 101.8516 | 110.81 | 119.7683 | 128.7267 | 138.6099 | 148.4932 | 158.3765 | 166.1569 | 173.9372 | 181.7176 | 188.7896 | 195.8616 | 202.9336 | 211.0071 | 219.0805 | 227.154 | 234.9771 | 242.8002 | 250.6233 | 260.7151 | 270.8069 | 280.8987 | 293.8929 | 306.8871 | 319.8813 | 334.0624 | 348.2435 | 362.4245 | 369.0391 | 375.6536 | 382.2682 | 383.3902 | 384.5122 | 385.6342 | 393.4202 | 401.2062 | 408.9922 | 415.8045 | 422.6169 | 429.4293 | 423.3075 | 417.1858 | 411.0641 | 409.4894 | 407.9148 | 406.3402 | 410.4604 | 414.5805 | 418.7007 | 409.6893 | 400.678 | 391.6666 | 394.6723 | 397.6781 | 400.6838 | 399.604 | 398.5242 | 397.4443 | 385.9327 | 374.421 | 362.9093 | 322.8024 | 282.6955 | 242.5886 | 212.9081 | 183.2276 | 153.5471 | 141.6128 | 129.6785 | 117.7442 | 112.3517 | 106.9591 | 101.5665 | 100.4312 | 99.296 | 98.1607 | 101.6165 | 105.0722 | 108.528 | 120.0522 | 131.5764 | 143.1006 | 160.2031 | 177.3055 | 194.4079 | 219.6382 | 244.8684 | 270.0987 | 298.9895 | 327.8803 | 356.7712 | 370.6819 | 384.5927 | 398.5035 | 402.0979 | 405.6924 | 409.2868 | 403.0191 | 396.7515 | 390.4838 | 382.8651 | 375.2463 | 367.6276 | 343.376 | 319.1244 | 294.8728 | 265.5958 | 236.3187 | 207.0417 | 185.1642 | 163.2866 | 141.4091 | 125.0798 | 108.7505 | 92.4213 | 81.8442 | 71.2671 | 60.69 | 55.9007 | 51.1113 | 46.322 | 43.8986 | 41.4752 | 39.0518 | 37.4418 | 35.8318 | 34.2217 | 33.8418 | 33.4619 | 33.082 | 34.6612 | 36.2405 | 37.8197 | 39.2891 | 40.7586 | 42.228 | 44.6765 | 47.1249 | 49.5734 | 48.5287 | 47.484 | 46.4393 | 46.0924 | 45.7454 | 45.3985 | 43.2611 | 41.1237 | 38.9864 | 34.3854 | 29.7845 | 25.1836 | 21.922 | 18.6603 | 15.3986 | 14.1689 | 12.9393 | 11.7096 | 7.8064 | 3.9032 | 0 | 0 | 0 | 0 | 0 | 0 | 0 | 0 | 0
| G | 0 | 0 | 0 | 0 | 0 | 0 | 0 | 0 | 0 | 0 | 0 | 0 | 0 | 0 | 0 | 0 | 0 | 0 | 0 | 0 | 0 | 0 | 0 | 0 | 0 | 0 | 0 | 0 | 0 | 0 | 0 | 0 | 0 | 0 | 0 | 0 | 0 | 0 | 0 | 0 | 0 | 0 | 0 | 0 | 0 | 0 | 0 | 0 | 0 | 0 | 0 | 0 | 0 | 0 | 0 | 0 | 0 | 0 | 0 | 0 | 0 | 0 | 0 | 0 | 0 | 0 | 0 | 0 | 0 | 4.3454 | 8.6907 | 13.0361 | 14.115 | 15.1939 | 16.2728 | 18.7116 | 21.1504 | 23.5893 | 26.739 | 29.8887 | 33.0384 | 38.6118 | 44.1851 | 49.7585 | 57.0841 | 64.4097 | 71.7353 | 81.2248 | 90.7143 | 100.2039 | 107.6916 | 115.1793 | 122.667 | 131.7859 | 140.9047 | 150.0236 | 159.3721 | 168.7207 | 178.0693 | 187.5676 | 197.0659 | 206.5642 | 217.2177 | 227.8712 | 238.5247 | 252.3818 | 266.2388 | 280.0959 | 294.8568 | 309.6177 | 324.3786 | 337.0403 | 349.702 | 362.3638 | 373.0231 | 383.6825 | 394.3418 | 404.3552 | 414.3685 | 424.3819 | 431.5613 | 438.7407 | 445.9202 | 452.5529 | 459.1856 | 465.8184 | 472.2952 | 478.7721 | 485.2489 | 488.8724 | 492.4959 | 496.1195 | 499.1966 | 502.2737 | 505.3508 | 510.2926 | 515.2345 | 520.1764 | 521.2316 | 522.2869 | 523.3421 | 525.0738 | 526.8055 | 528.5372 | 531.8263 | 535.1154 | 538.4045 | 529.4542 | 520.5038 | 511.5534 | 495.9237 | 480.2941 | 464.6644 | 448.5274 | 432.3903 | 416.2533 | 401.2158 | 386.1783 | 371.1408 | 353.1943 | 335.2479 | 317.3014 | 292.9999 | 268.6985 | 244.397 | 224.4679 | 204.5389 | 184.6098 | 155.5942 | 126.5785 | 97.5628 | 88.5115 | 79.4601 | 70.4087 | 84.4715 | 98.5344 | 112.5972 | 140.8166 | 169.036 | 197.2554 | 231.2475 | 265.2396 | 299.2317 | 310.7961 | 322.3606 | 333.925 | 338.9506 | 343.9762 | 349.0018 | 344.8537 | 340.7056 | 336.5575 | 317.3825 | 298.2076 | 279.0327 | 244.7364 | 210.44 | 176.1437 | 152.8263 | 129.5088 | 106.1914 | 90.3206 | 74.4497 | 58.5789 | 52.3263 | 46.0737 | 39.8211 | 36.4035 | 32.986 | 29.5684 | 27.7826 | 25.9969 | 24.2111 | 21.7663 | 19.3215 | 16.8768 | 16.2177 | 15.5586 | 14.8995 | 14.2465 | 13.5935 | 12.9405 | 12.8479 | 12.7553 | 12.6628 | 12.9568 | 13.2507 | 13.5447 | 14.2875 | 15.0302 | 15.7729 | 15.4542 | 15.1354 | 14.8167 | 14.4734 | 14.1301 | 13.7868 | 13.3126 | 12.8384 | 12.3643 | 12.0534 | 11.7425 | 11.4317 | 7.6211 | 3.8106 | 0 | 0 | 0 | 0 | 0 | 0 | 0 | 0 | 0
| H | 0 | 0 | 0 | 0 | 0 | 0 | 0 | 0 | 0 | 0 | 0 | 0 | 0 | 0 | 0 | 0 | 0 | 0 | 0 | 0 | 0 | 0 | 0 | 0 | 0 | 0 | 0 | 0 | 0 | 0 | 0 | 0 | 0 | 0 | 0 | 0 | 0 | 0 | 0 | 0 | 0 | 0 | 0 | 0 | 0 | 0 | 0 | 0 | 0 | 0 | 0 | 0 | 0 | 0 | 0 | 0 | 0 | 0 | 0 | 0 | 0 | 0 | 0 | 0 | 0 | 0 | 0 | 0 | 0 | 0 | 0 | 0 | 0 | 0 | 0 | 0.672 | 1.344 | 2.016 | 2.1854 | 2.3549 | 2.5243 | 3.0535 | 3.5828 | 4.112 | 4.127 | 4.1419 | 4.1569 | 4.5648 | 4.9728 | 5.3807 | 6.1077 | 6.8347 | 7.5617 | 9.2872 | 11.0128 | 12.7384 | 16.3169 | 19.8954 | 23.4739 | 25.1426 | 26.8113 | 28.48 | 28.8309 | 29.1819 | 29.5328 | 29.9125 | 30.2923 | 30.672 | 34.0437 | 37.4155 | 40.7872 | 45.296 | 49.8048 | 54.3136 | 55.2395 | 56.1653 | 57.0912 | 58.944 | 60.7968 | 62.6496 | 62.8277 | 63.0059 | 63.184 | 64.6613 | 66.1387 | 67.616 | 68.6101 | 69.6043 | 70.5984 | 71.3493 | 72.1003 | 72.8512 | 72.6795 | 72.5077 | 72.336 | 73.8251 | 75.3141 | 76.8032 | 77.2553 | 77.7074 | 78.1595 | 78.5928 | 79.026 | 79.4592 | 79.8379 | 80.2165 | 80.5952 | 81.4912 | 82.3872 | 83.2832 | 83.2779 | 83.2725 | 83.2672 | 83.8891 | 84.5109 | 85.1328 | 85.1787 | 85.2245 | 85.2704 | 83.5179 | 81.7653 | 80.0128 | 76.9195 | 73.8261 | 70.7328 | 67.9403 | 65.1477 | 62.3552 | 61.6853 | 61.0155 | 60.3456 | 57.1072 | 53.8688 | 50.6304 | 47.5563 | 44.4821 | 41.408 | 40.208 | 39.008 | 37.808 | 38.3307 | 38.8533 | 39.376 | 35.9211 | 32.4661 | 29.0112 | 25.6491 | 22.2869 | 18.9248 | 21.9573 | 24.9899 | 28.0224 | 34.5835 | 41.1445 | 47.7056 | 45.1755 | 42.6453 | 40.1152 | 32.1387 | 24.1621 | 16.1856 | 14.1768 | 12.1679 | 10.1591 | 8.8862 | 7.6133 | 6.3404 | 6.0283 | 5.7161 | 5.404 | 4.4539 | 3.5037 | 2.5536 | 1.7024 | 0.8512 | 0 | 0 | 0 | 0 | 0 | 0 | 0 | 0 | 0 | 0 | 0 | 0 | 0 | 0 | 0 | 0 | 0 | 0 | 0 | 0 | 0 | 0 | 0 | 0 | 0 | 0 | 0 | 0 | 0 | 0 | 0 | 0 | 0 | 0 | 0 | 0 | 0 | 0 | 0
| I | 0 | 0 | 0 | 0 | 0 | 0 | 0 | 0 | 0 | 0 | 0 | 0 | 0 | 0 | 0 | 0 | 0 | 0 | 0 | 0 | 0 | 0 | 0 | 0 | 0 | 0 | 0 | 0 | 0 | 0 | 0 | 0 | 0 | 0 | 0 | 0 | 0 | 0 | 0 | 0 | 0 | 0 | 0 | 0 | 0 | 0 | 0 | 0 | 0 | 0 | 0 | 0 | 0 | 0 | 0 | 0 | 0 | 0 | 0 | 0 | 0 | 0 | 0 | 0 | 0 | 0 | 0 | 0 | 0 | 0 | 0 | 0 | 0 | 0 | 0 | 0.876 | 1.752 | 2.628 | 2.8489 | 3.0697 | 3.2906 | 3.9805 | 4.6704 | 5.3603 | 5.3798 | 5.3993 | 5.4188 | 5.9506 | 6.4823 | 7.0141 | 7.9618 | 8.9095 | 9.8572 | 12.1066 | 14.356 | 16.6054 | 21.2702 | 25.935 | 30.5999 | 32.7752 | 34.9504 | 37.1257 | 37.5832 | 38.0406 | 38.4981 | 38.9931 | 39.4881 | 39.9831 | 44.3784 | 48.7737 | 53.169 | 59.0466 | 64.9241 | 70.8017 | 72.0086 | 73.2155 | 74.4225 | 76.8377 | 79.253 | 81.6682 | 81.9004 | 82.1326 | 82.3649 | 84.2907 | 86.2165 | 88.1423 | 89.4382 | 90.7341 | 92.0301 | 93.009 | 93.9878 | 94.9667 | 94.7429 | 94.519 | 94.2951 | 96.2362 | 98.1774 | 100.1185 | 100.7078 | 101.2972 | 101.8865 | 102.4513 | 103.016 | 103.5807 | 104.0744 | 104.568 | 105.0616 | 106.2296 | 107.3976 | 108.5656 | 108.5586 | 108.5517 | 108.5447 | 109.3554 | 110.166 | 110.9767 | 111.0365 | 111.0963 | 111.1561 | 108.8715 | 106.587 | 104.3024 | 100.27 | 96.2376 | 92.2053 | 88.565 | 84.9247 | 81.2845 | 80.4112 | 79.538 | 78.6648 | 74.4433 | 70.2218 | 66.0003 | 61.993 | 57.9856 | 53.9783 | 52.414 | 50.8497 | 49.2854 | 49.9668 | 50.6481 | 51.3294 | 46.8257 | 42.3219 | 37.8182 | 33.4354 | 29.0526 | 24.6698 | 28.623 | 32.5761 | 36.5292 | 45.082 | 53.6348 | 62.1877 | 58.8894 | 55.5912 | 52.293 | 41.895 | 31.4971 | 21.0991 | 18.4804 | 15.8617 | 13.2431 | 11.5838 | 9.9245 | 8.2652 | 7.8583 | 7.4514 | 7.0445 | 5.8059 | 4.5674 | 3.3288 | 2.2192 | 1.1096 | 0 | 0 | 0 | 0 | 0 | 0 | 0 | 0 | 0 | 0 | 0 | 0 | 0 | 0 | 0 | 0 | 0 | 0 | 0 | 0 | 0 | 0 | 0 | 0 | 0 | 0 | 0 | 0 | 0 | 0 | 0 | 0 | 0 | 0 | 0 | 0 | 0 | 0 | 0
| J | 0 | 0 | 0 | 0 | 0 | 0 | 0 | 0 | 0 | 0 | 0 | 0 | 0 | 0 | 0 | 0 | 0 | 0 | 0 | 0 | 0 | 0 | 0 | 0 | 0 | 0 | 0 | 0 | 0 | 0 | 0 | 0 | 0 | 0 | 0 | 0 | 0 | 0 | 0 | 0 | 0 | 0 | 0 | 0 | 0 | 0 | 0 | 0 | 0 | 0 | 0 | 0 | 0 | 0 | 0 | 0 | 0 | 0 | 0 | 0 | 0 | 0 | 0 | 0 | 0 | 0 | 0 | 0 | 0 | 0 | 0 | 0 | 4.8347 | 9.6693 | 14.504 | 15.5134 | 16.5229 | 17.5323 | 18.9099 | 20.2875 | 21.6651 | 21.0178 | 20.3704 | 19.7231 | 22.585 | 25.4468 | 28.3087 | 30.7919 | 33.2752 | 35.7584 | 39.864 | 43.9695 | 48.075 | 55.7504 | 63.4257 | 71.1011 | 77.7977 | 84.4943 | 91.1909 | 99.1559 | 107.121 | 115.0861 | 120.9543 | 126.8224 | 132.6906 | 135.3657 | 138.0407 | 140.7158 | 142.3124 | 143.9089 | 145.5054 | 140.5382 | 135.5709 | 130.6036 | 135.2255 | 139.8475 | 144.4694 | 159.1186 | 173.7677 | 188.4169 | 196.875 | 205.3332 | 213.7914 | 223.801 | 233.8107 | 243.8203 | 258.2818 | 272.7433 | 287.2047 | 300.6673 | 314.1299 | 327.5925 | 334.8007 | 342.0089 | 349.217 | 356.234 | 363.251 | 370.268 | 374.4563 | 378.6446 | 382.8329 | 383.9839 | 385.135 | 386.286 | 386.6183 | 386.9507 | 387.2831 | 388.0533 | 388.8234 | 389.5936 | 385.0985 | 380.6035 | 376.1085 | 377.871 | 379.6335 | 381.396 | 385.1899 | 388.9838 | 392.7777 | 391.3847 | 389.9917 | 388.5987 | 382.401 | 376.2034 | 370.0058 | 362.5191 | 355.0323 | 347.5456 | 354.5404 | 361.5352 | 368.5299 | 361.8294 | 355.1289 | 348.4284 | 340.0622 | 331.6959 | 323.3296 | 326.3123 | 329.295 | 332.2777 | 324.3998 | 316.522 | 308.6442 | 299.6136 | 290.583 | 281.5523 | 279.4587 | 277.365 | 275.2713 | 258.4465 | 241.6218 | 224.797 | 198.0463 | 171.2956 | 144.5449 | 119.5803 | 94.6157 | 69.6511 | 59.3189 | 48.9868 | 38.6547 | 35.781 | 32.9073 | 30.0336 | 26.248 | 22.4624 | 18.6768 | 29.0272 | 39.3776 | 49.728 | 48.8647 | 48.0013 | 47.138 | 42.994 | 38.85 | 34.706 | 30.562 | 26.418 | 22.274 | 18.13 | 13.986 | 9.842 | 11.7126 | 13.5831 | 15.4537 | 14.2895 | 13.1253 | 11.9611 | 9.0101 | 6.059 | 3.108 | 2.072 | 1.036 | 0 | 0 | 0 | 0 | 0 | 0 | 0 | 0 | 0 | 0 | 0 | 0 | 0 | 0 | 0 | 0 | 0 | 0 | 0 | 0 | 0
| K | 0 | 0 | 0 | 0 | 0 | 0 | 0 | 0 | 0 | 0 | 0 | 0 | 0 | 0 | 0 | 0 | 0 | 0 | 0 | 0 | 0 | 0 | 0 | 0 | 0 | 0 | 0 | 0 | 0 | 0 | 0 | 0 | 0 | 0 | 0 | 0 | 0 | 0 | 0 | 0 | 0 | 0 | 0 | 0 | 0 | 0 | 0 | 0 | 0 | 0 | 0 | 0 | 0 | 0 | 0 | 0 | 0 | 0 | 0 | 0 | 0 | 0 | 0 | 0 | 0 | 0 | 0 | 0 | 7.932 | 15.3682 | 22.8045 | 30.2407 | 30.6847 | 31.1286 | 31.5725 | 31.9211 | 32.2697 | 32.6183 | 35.5607 | 38.5031 | 41.4456 | 43.4166 | 45.3877 | 47.3587 | 47.4221 | 47.4855 | 47.5489 | 55.6406 | 63.7324 | 71.8241 | 80.7168 | 89.6095 | 98.5022 | 107.9851 | 117.468 | 126.9509 | 139.3716 | 151.7924 | 164.2131 | 171.4971 | 178.7811 | 186.065 | 201.2551 | 216.4451 | 231.6351 | 250.4715 | 269.3078 | 288.1442 | 316.9387 | 345.7332 | 374.5278 | 401.4085 | 428.2891 | 455.1698 | 464.6564 | 474.1429 | 483.6295 | 509.5311 | 535.4328 | 561.3344 | 598.2508 | 635.1671 | 672.0834 | 695.6662 | 719.249 | 742.8318 | 772.3609 | 801.8899 | 831.419 | 868.9643 | 906.5096 | 944.0549 | 958.6168 | 973.1787 | 987.7406 | 1000.293 | 1012.8454 | 1025.3978 | 1031.819 | 1038.2401 | 1044.6613 | 1051.2994 | 1057.9375 | 1064.5757 | 1069.5871 | 1074.5985 | 1079.6099 | 1081.5366 | 1083.4634 | 1085.3901 | 1086.5621 | 1087.7341 | 1088.9061 | 1077.6712 | 1066.4362 | 1055.2013 | 1055.2865 | 1055.3718 | 1055.457 | 1055.1155 | 1054.7741 | 1054.4327 | 1054.1665 | 1053.9002 | 1053.634 | 1050.228 | 1046.822 | 1043.416 | 1038.4312 | 1033.4463 | 1028.4615 | 1021.6879 | 1014.9144 | 1008.1408 | 981.0421 | 953.9434 | 926.8447 | 906.7913 | 886.7379 | 866.6845 | 869.1276 | 871.5707 | 874.0139 | 856.5679 | 839.1219 | 821.6759 | 752.166 | 682.6561 | 613.1462 | 520.6582 | 428.1702 | 335.6822 | 292.6928 | 249.7034 | 206.714 | 167.7836 | 128.8531 | 89.9227 | 86.5884 | 83.254 | 79.9197 | 88.4079 | 96.8961 | 105.3843 | 111.7729 | 118.1616 | 124.5502 | 121.1416 | 117.7329 | 114.3243 | 106.7751 | 99.2259 | 91.6767 | 83.8619 | 76.0471 | 68.2323 | 61.8267 | 55.4212 | 49.0157 | 43.3413 | 37.6668 | 31.9924 | 42.4803 | 52.9681 | 63.456 | 42.304 | 21.152 | 0 | 0 | 0 | 0 | 0 | 0 | 0 | 0 | 0 | 0 | 0 | 0 | 0 | 0 | 0 | 0 | 0 | 0 | 0 | 0 | 0 | 0 | 0 | 0 | 0 | 0 | 0
| TOTAL | 0 | 0 | 0 | 0 | 0 | 0 | 0 | 0 | 0 | 0 | 0 | 0 | 0 | 0 | 0 | 0 | 0 | 0 | 0 | 0 | 0 | 0 | 0 | 0 | 0 | 0 | 0 | 0 | 0 | 0 | 0 | 0 | 0 | 0 | 0 | 0 | 0 | 0 | 0 | 0 | 0 | 0 | 0 | 0 | 0 | 0 | 0 | 0 | 0 | 0 | 0 | 0 | 0 | 0 | 0 | 0 | 0 | 0 | 0 | 0 | 0 | 0 | 0 | 0 | 0 | 0 | 0 | 0 | 20.5005 | 37.292 | 54.0835 | 70.875 | 81.3569 | 91.8388 | 102.3207 | 116.1183 | 129.9159 | 143.7136 | 164.4757 | 185.2378 | 205.9999 | 227.3541 | 248.7083 | 270.0625 | 293.1819 | 316.3013 | 339.4207 | 375.0612 | 410.7017 | 446.3422 | 488.5443 | 530.7465 | 572.9487 | 620.7415 | 668.5343 | 716.327 | 755.4164 | 794.5057 | 833.5951 | 871.688 | 909.7809 | 947.8738 | 988.4683 | 1029.0627 | 1069.6572 | 1117.2509 | 1164.8447 | 1212.4384 | 1278.6794 | 1344.9205 | 1411.1615 | 1472.6552 | 1534.1488 | 1595.6425 | 1628.8586 | 1662.0748 | 1695.2909 | 1749.7935 | 1804.2962 | 1858.7988 | 1916.5558 | 1974.3129 | 2032.0699 | 2092.3375 | 2152.6051 | 2212.8727 | 2260.807 | 2308.7414 | 2356.6757 | 2433.6362 | 2510.5966 | 2587.5571 | 2611.7687 | 2635.9803 | 2660.1919 | 2682.8789 | 2705.566 | 2728.253 | 2755.8392 | 2783.4254 | 2811.0116 | 2838.4722 | 2865.9328 | 2893.3934 | 2887.4743 | 2881.5552 | 2875.6362 | 2839.078 | 2802.5199 | 2765.9617 | 2727.7496 | 2689.5374 | 2651.3253 | 2606.641 | 2561.9567 | 2517.2725 | 2508.94 | 2500.6076 | 2492.2752 | 2455.2453 | 2418.2154 | 2381.1855 | 2329.7979 | 2278.4102 | 2227.0226 | 2188.8954 | 2150.7682 | 2112.6409 | 2106.3308 | 2100.0206 | 2093.7104 | 2091.8778 | 2090.0453 | 2088.2127 | 2086.5902 | 2084.9677 | 2083.3452 | 2102.3509 | 2121.3567 | 2140.3624 | 2182.1817 | 2224.001 | 2265.8203 | 2240.3935 | 2214.9668 | 2189.54 | 2116.37 | 2043.2001 | 1970.0301 | 1839.7561 | 1709.4821 | 1579.208 | 1470.716 | 1362.224 | 1253.7321 | 1129.7159 | 1005.6997 | 881.6835 | 816.2764 | 750.8693 | 685.4622 | 664.1668 | 642.8715 | 621.5761 | 600.718 | 579.86 | 559.0019 | 556.4249 | 553.8478 | 551.2708 | 521.0717 | 490.8725 | 460.6734 | 432.7979 | 404.9225 | 377.047 | 355.8415 | 334.6359 | 313.4304 | 293.1548 | 272.8792 | 252.6036 | 257.2856 | 261.9675 | 266.6495 | 233.0753 | 199.501 | 165.9268 | 155.9245 | 145.9221 | 135.9197 | 126.9573 | 117.9948 | 109.0323 | 98.4055 | 87.7787 | 77.1519 | 68.7718 | 60.3918 | 52.0117 | 43.8062 | 35.6007 | 27.3953 | 18.2635 | 9.1318 | 0 | 0 | 0 | 0 | 0 | 0 | 0 | 0 | 0
All Incremental Generation Resources, as modeled
Wind
| Zone | 0:00 | 0:05 | 0:10 | 0:15 | 0:20 | 0:25 | 0:30 | 0:35 | 0:40 | 0:45 | 0:50 | 0:55 | 1:00 | 1:05 | 1:10 | 1:15 | 1:20 | 1:25 | 1:30 | 1:35 | 1:40 | 1:45 | 1:50 | 1:55 | 2:00 | 2:05 | 2:10 | 2:15 | 2:20 | 2:25 | 2:30 | 2:35 | 2:40 | 2:45 | 2:50 | 2:55 | 3:00 | 3:05 | 3:10 | 3:15 | 3:20 | 3:25 | 3:30 | 3:35 | 3:40 | 3:45 | 3:50 | 3:55 | 4:00 | 4:05 | 4:10 | 4:15 | 4:20 | 4:25 | 4:30 | 4:35 | 4:40 | 4:45 | 4:50 | 4:55 | 5:00 | 5:05 | 5:10 | 5:15 | 5:20 | 5:25 | 5:30 | 5:35 | 5:40 | 5:45 | 5:50 | 5:55 | 6:00 | 6:05 | 6:10 | 6:15 | 6:20 | 6:25 | 6:30 | 6:35 | 6:40 | 6:45 | 6:50 | 6:55 | 7:00 | 7:05 | 7:10 | 7:15 | 7:20 | 7:25 | 7:30 | 7:35 | 7:40 | 7:45 | 7:50 | 7:55 | 8:00 | 8:05 | 8:10 | 8:15 | 8:20 | 8:25 | 8:30 | 8:35 | 8:40 | 8:45 | 8:50 | 8:55 | 9:00 | 9:05 | 9:10 | 9:15 | 9:20 | 9:25 | 9:30 | 9:35 | 9:40 | 9:45 | 9:50 | 9:55 | 10:00 | 10:05 | 10:10 | 10:15 | 10:20 | 10:25 | 10:30 | 10:35 | 10:40 | 10:45 | 10:50 | 10:55 | 11:00 | 11:05 | 11:10 | 11:15 | 11:20 | 11:25 | 11:30 | 11:35 | 11:40 | 11:45 | 11:50 | 11:55 | 12:00 | 12:05 | 12:10 | 12:15 | 12:20 | 12:25 | 12:30 | 12:35 | 12:40 | 12:45 | 12:50 | 12:55 | 13:00 | 13:05 | 13:10 | 13:15 | 13:20 | 13:25 | 13:30 | 13:35 | 13:40 | 13:45 | 13:50 | 13:55 | 14:00 | 14:05 | 14:10 | 14:15 | 14:20 | 14:25 | 14:30 | 14:35 | 14:40 | 14:45 | 14:50 | 14:55 | 15:00 | 15:05 | 15:10 | 15:15 | 15:20 | 15:25 | 15:30 | 15:35 | 15:40 | 15:45 | 15:50 | 15:55 | 16:00 | 16:05 | 16:10 | 16:15 | 16:20 | 16:25 | 16:30 | 16:35 | 16:40 | 16:45 | 16:50 | 16:55 | 17:00 | 17:05 | 17:10 | 17:15 | 17:20 | 17:25 | 17:30 | 17:35 | 17:40 | 17:45 | 17:50 | 17:55 | 18:00 | 18:05 | 18:10 | 18:15 | 18:20 | 18:25 | 18:30 | 18:35 | 18:40 | 18:45 | 18:50 | 18:55 | 19:00 | 19:05 | 19:10 | 19:15 | 19:20 | 19:25 | 19:30 | 19:35 | 19:40 | 19:45 | 19:50 | 19:55 | 20:00 | 20:05 | 20:10 | 20:15 | 20:20 | 20:25 | 20:30 | 20:35 | 20:40 | 20:45 | 20:50 | 20:55 | 21:00 | 21:05
| A | 30.9927 | 31.0098 | 46.7264 | 63.7239 | 79.1831 | 109.1014 | 141.4752 | 171.9904 | 202.9624 | 231.1288 | 255.7761 | 251.9166 | 249.2628 | 263.0038 | 296.264 | 321.6178 | 321.689 | 322.9562 | 319.4222 | 324.1368 | 328.8913 | 334.8277 | 344.1995 | 361.5785 | 353.9058 | 357.2909 | 339.754 | 338.5171 | 343.1631 | 359.3121 | 360.2938 | 355.5579 | 363.5789 | 376.2912 | 410.0347 | 405.8115 | 391.0426 | 367.5425 | 343.2752 | 306.7193 | 301.8849 | 297.1782 | 300.7712 | 300.4239 | 325.1175 | 355.1138 | 411.0682 | 479.9696 | 492.911 | 509.1359 | 519.1804 | 530.99 | 522.061 | 529.8949 | 552.0043 | 544.2016 | 528.5624 | 533.3875 | 547.9271 | 564.3354 | 588.1175 | 583.5519 | 555.4216 | 548.6079 | 559.0189 | 568.4359 | 570.2706 | 554.242 | 549.5188 | 576.8772 | 632.2914 | 656.8908 | 664.7328 | 672.8977 | 686.5509 | 704.4801 | 709.0734 | 717.3795 | 732.1809 | 710.5716 | 673.6859 | 676.9255 | 621.4028 | 578.0807 | 524.6977 | 471.3147 | 445.1365 | 437.7398 | 457.9143 | 487.9223 | 506.1668 | 410.1673 | 376.6731 | 263.0335 | 258.1049 | 254.401 | 249.7429 | 238.3728 | 239.6421 | 217.9613 | 210.2337 | 193.3545 | 186.8174 | 167.0282 | 160.1169 | 142.6682 | 107.6474 | 85.1461 | 88.1134 | 110 | 91.9819 | 28.4775 | 3.2639 | 16.11 | 10.7606 | 13.9548 | 4.2871 | 0 | 0 | 3.2292 | 12.8158 | 25.5817 | 64.6142 | 104.098 | 130.9622 | 140.3979 | 158.7294 | 174.2453 | 161.2568 | 152.0185 | 137.4841 | 113.4696 | 74.1449 | 70.1812 | 101.9611 | 101.5005 | 108.8065 | 130.7358 | 133.3705 | 125.0159 | 113.731 | 126.849 | 131.8516 | 158.268 | 96.8713 | 64.95 | 85.32 | 171.88 | 226.7016 | 198.8409 | 226.9606 | 381.138 | 479.9199 | 491.7705 | 516.0875 | 420.0517 | 316.0218 | 242.3585 | 162.1143 | 138.1284 | 87.0293 | 215.5381 | 176.6071 | 102.6189 | 83.7421 | 88.0906 | 201.5846 | 227.4175 | 267.9157 | 262.7957 | 242.7203 | 355.3081 | 384.7738 | 409.1993 | 428.8725 | 359.7131 | 326.0691 | 372.438 | 304.6578 | 351.4584 | 370.027 | 378.9621 | 373.1905 | 406.7159 | 423.1351 | 425.3735 | 460.664 | 459.5751 | 450.0054 | 462.6994 | 476.4118 | 492.0159 | 513.6681 | 529.506 | 542.1935 | 542.1703 | 545.0129 | 582.6777 | 611.6166 | 616.0388 | 596.3648 | 571.5064 | 547.8231 | 520.4909 | 520.3837 | 517.3665 | 538.0233 | 547.6499 | 538.9453 | 555.2957 | 586.1798 | 577.8691 | 586.1798 | 560.0553 | 560.0553 | 501.5984 | 484.7266 | 596.8977 | 614.8296 | 613.9373 | 602.3147 | 617.4787 | 628.8644 | 612.1602 | 616.6003 | 613.0546 | 602.3147 | 606.8138 | 582.7331 | 571.5849 | 579.0378 | 591.0041 | 595.5592 | 583.6625 | 586.4222 | 605.5035 | 609.0854 | 591.037 | 581.8801 | 569.8207 | 534.3612 | 526.5187 | 519.6214 | 532.4363 | 536.3053 | 531.4371 | 532.4246 | 547.9617 | 541.1703 | 514.5432 | 529.4588 | 539.6973 | 549.8183 | 555.5589
| B | 13.5618 | 6.8733 | 6.8733 | 6.8733 | 20.2349 | 20.2349 | 20.2349 | 20.2349 | 20.2349 | 26.8074 | 20.2349 | 33.1988 | 53.0067 | 59.1355 | 59.1355 | 71.1559 | 82.6883 | 88.3683 | 93.8751 | 104.6438 | 104.6438 | 109.8396 | 119.9825 | 124.8673 | 132.3184 | 150.6503 | 146.2443 | 137.0508 | 141.73 | 146.2443 | 150.6503 | 146.2443 | 132.3184 | 122.4679 | 106.9015 | 117.4089 | 136.6559 | 131.9143 | 127.0643 | 141.2891 | 154.5896 | 158.7879 | 158.7879 | 154.5896 | 162.8778 | 162.8778 | 158.7879 | 154.5896 | 154.0764 | 154.0764 | 149.8094 | 149.8094 | 140.8473 | 126.6503 | 136.2036 | 140.8473 | 126.6503 | 131.5094 | 145.3825 | 174.0043 | 171.3749 | 171.3749 | 171.3749 | 163.5085 | 175.1658 | 182.3727 | 189.1407 | 201.394 | 189.1407 | 198.4874 | 185.8318 | 178.8457 | 178.975 | 178.975 | 171.558 | 155.3563 | 142.0599 | 132.6641 | 142.0599 | 163.6537 | 178.975 | 175.2992 | 72.9625 | 159.5847 | 172.8499 | 186.115 | 171.6951 | 171.6951 | 137.5575 | 122.8896 | 122.8896 | 122.8896 | 146.7273 | 155.5092 | 159.684 | 159.684 | 161.412 | 165.5282 | 143.8102 | 108.6301 | 74.0418 | 55.2129 | 28.5159 | 152.8385 | 157.1821 | 91.8475 | 80.0907 | 55.2129 | 47.7818 | 32.4756 | 8.3209 | 0 | 0 | 0 | 0 | 0 | 0 | 0 | 0 | 0 | 0 | 0 | 0 | 0 | 0 | 0 | 0 | 0 | 33.6802 | 33.6802 | 52.625 | 58.7602 | 55.6676 | 24.7643 | 0 | 0 | 0 | 0 | 0 | 0 | 0 | 0 | 0 | 0 | 27.1333 | 0 | 0 | 0 | 6.9586 | 20.4832 | 27.1333 | 58.7602 | 46.3866 | 33.6802 | 103.9952 | 151.3305 | 44.5964 | 9.34 | 0 | 0 | 0 | 0 | 0 | 0 | 0 | 0 | 53.0067 | 36.0788 | 34.4813 | 53.9212 | 34.4813 | 53.9212 | 78.2525 | 84.0834 | 106.3228 | 66.3391 | 60.1844 | 47.5496 | 34.4813 | 41.0697 | 34.081 | 34.081 | 59.5105 | 94.4133 | 99.8727 | 88.8482 | 71.518 | 53.3118 | 77.4006 | 53.3118 | 77.4006 | 94.4133 | 98.2858 | 98.2858 | 86.7168 | 92.525 | 120.1043 | 98.2858 | 103.9302 | 55.6676 | 49.0949 | 55.6676 | 35.68 | 42.4842 | 72.602 | 60.4087 | 47.7045 | 27.9472 | 60.4087 | 117.1624 | 111.9268 | 78.536 | 117.1624 | 95.7546 | 106.6445 | 51.0943 | 53.1593 | 94.4806 | 71.5904 | 65.6033 | 53.3118 | 71.5904 | 83.2471 | 105.2262 | 110.4739 | 120.6519 | 130.4067 | 115.6158 | 102.0399 | 90.8285 | 90.8285 | 90.8285 | 118.0242 | 155.7638 | 133.0093 | 123.1303 | 123.1303 | 107.479 | 107.479 | 112.8071 | 107.479 | 90.8285 | 79.173 | 79.173 | 90.8285 | 96.4897 | 96.4897 | 79.173 | 79.173 | 100.0045 | 107.479 | 87.1305 | 65.3086 | 59.2856
| C | 29.8072 | 29.7325 | 30.6212 | 36.4382 | 44.8637 | 53.6228 | 72.73 | 93.8625 | 116.2906 | 132.0557 | 142.7864 | 154.9196 | 177.1411 | 191.7905 | 204.0106 | 216.3698 | 228.8654 | 239.2543 | 241.8914 | 249.9721 | 266.37 | 280.0227 | 286.6737 | 296.6474 | 316.8724 | 334.6491 | 352.9662 | 366.0388 | 377.16 | 380.497 | 382.2853 | 367.5904 | 347.2328 | 335.0893 | 345.4727 | 356.5344 | 368.7214 | 378.0587 | 390.4187 | 414.6956 | 419.6548 | 416.9016 | 415.4145 | 426.1095 | 425.9109 | 431.6315 | 448.7141 | 467.1346 | 484.4124 | 509.1606 | 530.3732 | 553.4691 | 560.961 | 548.5537 | 534.6723 | 526.7683 | 529.6201 | 526.7151 | 516.9196 | 524.3102 | 540.587 | 545.874 | 554.9928 | 567.1467 | 582.1914 | 592.6671 | 607.2165 | 608.202 | 617.3025 | 629.4182 | 648.4222 | 656.9396 | 669.0311 | 661.6294 | 648.3526 | 630.5397 | 629.6241 | 627.5454 | 641.5046 | 642.8152 | 630.87 | 641.1822 | 640.0592 | 637.4417 | 660.4405 | 683.4394 | 646.595 | 615.0136 | 599.6024 | 564.2735 | 554.2828 | 546.7942 | 518.3485 | 507.6076 | 491.2637 | 469.4958 | 437.9683 | 424.095 | 403.5698 | 402.4309 | 441.3206 | 561.0503 | 604.5733 | 607.7309 | 634.6891 | 551.3124 | 465.9675 | 376.3847 | 297.3394 | 270.71 | 285.4951 | 336.1426 | 361.312 | 374.8822 | 380.1168 | 414.3899 | 418.9209 | 419.2253 | 384.884 | 324.2184 | 272.5122 | 257.0071 | 237.5119 | 219.0387 | 201.1476 | 218.9511 | 253.7933 | 304.5519 | 326.4753 | 309.5882 | 279.7711 | 281.0922 | 263.2052 | 224.8855 | 184.5354 | 149.6367 | 125.0002 | 117.7385 | 111.6164 | 102.659 | 97.3714 | 92.986 | 105.566 | 117.4393 | 120.9181 | 122.6752 | 105.4266 | 76.5504 | 120.0817 | 150.4396 | 174.512 | 211.5421 | 224.9832 | 274.2111 | 354.6711 | 368.0404 | 253.7283 | 180.0787 | 151.286 | 125.4916 | 68.6972 | 130.2121 | 167.6569 | 134.6192 | 158.5376 | 233.785 | 457.1719 | 378.483 | 272.8596 | 224.1979 | 217.2541 | 269.6254 | 283.5966 | 271.6047 | 273.8203 | 247.3845 | 232.9419 | 229.5265 | 239.2336 | 235.1577 | 257.7165 | 273.4529 | 282.4454 | 311.7143 | 301.7773 | 268.2118 | 253.8241 | 235.421 | 241.3396 | 281.9599 | 301.9158 | 323.4955 | 345.7848 | 358.9272 | 361.8147 | 362.829 | 361.4691 | 328.9574 | 315.0454 | 302.2852 | 294.6255 | 304.193 | 310.4567 | 300.1103 | 307.5767 | 327.0704 | 340.6695 | 360.3624 | 376.4157 | 417.1527 | 427.3655 | 448.9286 | 465.9846 | 454.9908 | 426.3673 | 339.6938 | 313.7748 | 376.4002 | 389.6801 | 394.0129 | 410.4985 | 419.5236 | 425.0123 | 425.5343 | 414.9173 | 395.8194 | 368.1342 | 378.6811 | 353.9534 | 364.3034 | 369.246 | 369.0212 | 370.5438 | 363.5884 | 334.9479 | 320.7458 | 313.4382 | 309.0569 | 327.8785 | 336.1169 | 343.1581 | 339.2232 | 338.6981 | 373.8069 | 396.8129 | 395.8163 | 405.1913 | 417.1916 | 415.2198 | 398.3106 | 395.9657 | 391.088 | 386.1887 | 398.1554
| D | 55.9046 | 61.1156 | 67.9663 | 77.1903 | 82.5312 | 88.037 | 92.0732 | 102.614 | 96.3483 | 78.2431 | 71.3919 | 67.849 | 63.932 | 55.4643 | 48.0741 | 40.3479 | 37.586 | 40.0062 | 46.5649 | 49.5819 | 49.384 | 50.0996 | 50.6929 | 54.2383 | 60.0446 | 63.628 | 64.9481 | 53.6364 | 40.5933 | 30.1066 | 29.3288 | 28.614 | 35.4615 | 43.2375 | 43.9426 | 39.6844 | 35.4449 | 28.066 | 25.2532 | 25.4473 | 27.792 | 27.8655 | 28.4202 | 34.593 | 40.5237 | 44.3165 | 41.7635 | 36.9978 | 34.5364 | 33.381 | 31.7079 | 32.0313 | 32.0547 | 30.9342 | 24.3055 | 22.2578 | 28.2064 | 37.6424 | 51.2794 | 73.9789 | 85.3833 | 90.5673 | 100.2698 | 110.8896 | 116.6621 | 118.2459 | 112.9956 | 109.7863 | 125.873 | 140.3399 | 140.3958 | 139.9051 | 140.2374 | 122.6918 | 122.1447 | 127.4281 | 131.8866 | 143.3584 | 152.1442 | 156.0038 | 169.314 | 188.2991 | 183.5223 | 184.0278 | 187.724 | 191.4203 | 195.1846 | 187.9362 | 172.0244 | 174.4173 | 157.1979 | 129.6231 | 122.849 | 124.3162 | 124.963 | 148.7742 | 167.7467 | 164.4297 | 138.2484 | 107.5487 | 90.23 | 84.0225 | 80.5342 | 74.5665 | 72.9134 | 73.1798 | 76.9991 | 74.5762 | 68.2923 | 90.0115 | 110.9149 | 106.659 | 104.5185 | 116.9714 | 127.8949 | 123.9896 | 122.1447 | 124.9316 | 131.1367 | 134.9167 | 123.1476 | 113.6505 | 120.3761 | 118.7346 | 115.244 | 123.6346 | 149.5272 | 183.7931 | 185.5313 | 145.2196 | 100.0272 | 81.5266 | 79.2661 | 82.4279 | 78.3791 | 76.6426 | 86.4144 | 108.7615 | 126.6257 | 144.9689 | 139.2526 | 115.939 | 90.3746 | 62.948 | 54.9123 | 56.1739 | 54.1002 | 55.5005 | 85.8796 | 114.5265 | 137.8969 | 165.702 | 182.5649 | 191.6895 | 196.3356 | 198.6287 | 197.301 | 197.0389 | 204.2549 | 221.2828 | 119.8533 | 211.4781 | 200.074 | 131.821 | 129.6325 | 143.8014 | 148.9964 | 205.0309 | 329.5411 | 351.4728 | 373.1931 | 360.3711 | 315.9344 | 264.4198 | 241.6228 | 233.4516 | 236.3547 | 214.7117 | 217.3712 | 259.4606 | 274.7986 | 267.342 | 255.0864 | 269.0462 | 269.7289 | 281.1343 | 283.1792 | 296.0606 | 297.1961 | 302.2562 | 318.209 | 320.484 | 324.3301 | 298.5057 | 283.3208 | 305.8714 | 322.1785 | 339.7457 | 422.1372 | 527.222 | 557.3165 | 558.9611 | 539.6337 | 550.6127 | 569.5499 | 605.4085 | 643.195 | 610.1936 | 560.6528 | 544.4823 | 569.1295 | 598.9754 | 597.5735 | 601.1308 | 619.6279 | 537.8056 | 476.7649 | 511.035 | 521.8061 | 534.7139 | 541.0545 | 554.3765 | 562.7076 | 563.0557 | 553.4227 | 533.3409 | 509.9323 | 468.4531 | 427.3323 | 398.2758 | 368.2685 | 342.7808 | 334.8637 | 343.6549 | 342.3421 | 324.4558 | 312.8418 | 310.8266 | 322.7971 | 329.5118 | 340.9803 | 366.8264 | 368.7726 | 369.2022 | 372.1944 | 373.9338 | 383.0826 | 380.3571 | 393.7833 | 391.2515 | 433.3151 | 455.8432 | 477.7468 | 499.523
| E | 126.3589 | 121.5265 | 117.1451 | 112.7004 | 112.5947 | 109.0765 | 108.4568 | 109.0183 | 127.2872 | 159.1514 | 189.0931 | 214.0213 | 230.0289 | 247.9684 | 275.0362 | 298.0531 | 334.1945 | 370.8837 | 384.9988 | 387.5894 | 405.1504 | 422.7696 | 413.3826 | 386.992 | 350.8245 | 329.8694 | 340.5425 | 365.8015 | 385.4907 | 412.8754 | 437.8584 | 437.1404 | 421.7928 | 428.8493 | 459.1149 | 476.7199 | 479.4512 | 475.0105 | 469.511 | 466.751 | 482.1758 | 506.7406 | 518.6286 | 519.9227 | 516.6369 | 508.3407 | 513.3169 | 518.6286 | 538.2589 | 553.2801 | 565.8596 | 583.5181 | 592.3581 | 588.7344 | 592.179 | 606.064 | 597.3444 | 597.9834 | 605.2115 | 612.6642 | 629.0803 | 639.7912 | 650.6228 | 648.3541 | 628.7481 | 612.2539 | 608.9532 | 596.2905 | 575.7369 | 560.0716 | 555.3325 | 544.7992 | 518.1666 | 492.2052 | 465.2628 | 435.554 | 425.9913 | 422.4297 | 425.9956 | 432.3706 | 435.1709 | 435.1581 | 435.8859 | 429.5253 | 445.8924 | 462.2596 | 478.1192 | 485.9609 | 490.3819 | 486.6854 | 474.4222 | 477.4957 | 480.5893 | 483.3151 | 469.6473 | 441.0907 | 419.8671 | 400.6921 | 393.3893 | 372.6749 | 348.2247 | 353.5146 | 401.4275 | 462.9165 | 527.1165 | 581.028 | 591.4444 | 577.6068 | 567.0212 | 555.6824 | 563.253 | 557.8966 | 558.5337 | 568.2676 | 595.37 | 627.5158 | 607.1275 | 607.7162 | 603.9654 | 625.0106 | 602.0386 | 606.0604 | 590.1856 | 525.3728 | 593.1613 | 599.1657 | 553.6193 | 579.647 | 530.2046 | 576.611 | 661.0576 | 727.3475 | 762.631 | 775.1891 | 737.6375 | 699.0963 | 659.6204 | 639.315 | 604.8119 | 562.4945 | 517.5542 | 483.9884 | 444.2212 | 417.7569 | 360.6817 | 302.852 | 216.4224 | 143.2752 | 113.7413 | 139.3996 | 198.6304 | 212.056 | 223.1384 | 298.7046 | 326.3691 | 257.1749 | 198.1624 | 194.6657 | 195.2708 | 182.3339 | 87.0439 | 104.8352 | 88.3617 | 71.8617 | 43.9798 | 47.0732 | 82.0164 | 73.0335 | 85.6717 | 99.4347 | 83.8905 | 86.122 | 92.8222 | 147.7748 | 214.8536 | 231.4647 | 263.1695 | 295.1038 | 330.7512 | 364.6089 | 412.4287 | 433.8121 | 472.1363 | 499.5681 | 508.6557 | 520.2341 | 498.0795 | 494.8577 | 511.8635 | 517.1431 | 533.5361 | 534.1661 | 507.3674 | 458.3932 | 434.6684 | 430.6411 | 419.4401 | 449.978 | 472.6145 | 469.6101 | 482.8906 | 487.8323 | 468.68 | 489.0388 | 478.6932 | 500.1108 | 527.0421 | 486.4942 | 471.6538 | 470.7171 | 448.2026 | 448.2321 | 433.8504 | 448.27 | 441.4888 | 366.7233 | 357.078 | 458.0467 | 452.2795 | 429.799 | 448.2952 | 427.4961 | 403.3865 | 414.5394 | 410.8184 | 423.7499 | 424.3686 | 416.7847 | 418.5772 | 406.2887 | 429.6921 | 447.7183 | 454.7063 | 443.5154 | 452.2879 | 464.4245 | 458.9105 | 456.5052 | 473.0965 | 469.9779 | 470.7336 | 496.2298 | 506.2333 | 522.3918 | 507.4432 | 499.7209 | 501.8052 | 518.6839 | 528.7868 | 527.2144 | 533.4116 | 549.8814 | 566.074 | 557.9156
| F | 4.438 | 4.4269 | 4.5592 | 5.4253 | 6.6798 | 7.984 | 10.8289 | 13.9753 | 17.3147 | 19.6619 | 21.2596 | 23.0662 | 26.3748 | 28.5559 | 30.3754 | 32.2156 | 34.0761 | 35.6229 | 36.0155 | 37.2187 | 39.6602 | 41.6929 | 42.6832 | 44.1682 | 47.1795 | 49.8263 | 52.5536 | 54.5 | 56.1558 | 56.6527 | 56.9189 | 54.731 | 51.6999 | 49.8919 | 51.4379 | 53.0849 | 54.8994 | 56.2896 | 58.1299 | 61.7445 | 62.4829 | 62.073 | 61.8516 | 63.444 | 63.4144 | 64.2662 | 66.8096 | 69.5522 | 72.1248 | 75.8096 | 78.9679 | 82.4067 | 83.5222 | 81.6748 | 79.608 | 78.4312 | 78.8558 | 78.4233 | 76.9648 | 78.0652 | 80.4887 | 81.2759 | 82.6336 | 84.4432 | 86.6832 | 88.2429 | 90.4092 | 90.5559 | 91.9109 | 93.7149 | 96.5444 | 97.8125 | 99.6129 | 98.5108 | 96.534 | 93.8818 | 93.7455 | 93.436 | 95.5144 | 95.7095 | 93.931 | 95.4664 | 95.2992 | 94.9095 | 98.3338 | 101.7581 | 96.2723 | 91.5701 | 89.2755 | 84.0154 | 82.5278 | 81.4129 | 77.1776 | 75.5783 | 73.1449 | 69.9038 | 65.2096 | 63.144 | 60.088 | 59.9184 | 65.7088 | 83.5355 | 90.0157 | 90.4858 | 94.4996 | 82.0856 | 69.3785 | 56.0404 | 44.2712 | 40.3063 | 42.5077 | 50.0487 | 53.7962 | 55.8167 | 56.5961 | 61.699 | 62.3737 | 62.419 | 57.3058 | 48.2733 | 40.5747 | 38.2661 | 35.3634 | 32.6129 | 29.9491 | 32.5999 | 37.7876 | 45.3451 | 48.6093 | 46.095 | 41.6555 | 41.8522 | 39.1889 | 33.4835 | 27.4757 | 22.2796 | 18.6114 | 17.5302 | 16.6187 | 15.285 | 14.4978 | 13.8448 | 15.7179 | 17.4857 | 18.0036 | 18.2653 | 15.6971 | 11.3977 | 17.8791 | 22.3991 | 25.9833 | 31.4968 | 33.498 | 40.8276 | 52.8074 | 54.798 | 37.7779 | 26.8121 | 22.5252 | 18.6846 | 10.2284 | 19.3874 | 24.9626 | 20.0436 | 23.6049 | 34.8085 | 68.0689 | 56.3528 | 40.6264 | 33.3811 | 32.3472 | 40.1449 | 42.225 | 40.4396 | 40.7694 | 36.8334 | 34.683 | 34.1745 | 35.6198 | 35.0129 | 38.3717 | 40.7147 | 42.0536 | 46.4115 | 44.932 | 39.9344 | 37.7922 | 35.0521 | 35.9333 | 41.9814 | 44.9526 | 48.1656 | 51.4843 | 53.4411 | 53.871 | 54.0221 | 53.8196 | 48.9789 | 46.9075 | 45.0076 | 43.8672 | 45.2917 | 46.2243 | 44.6838 | 45.7955 | 48.6979 | 50.7227 | 53.6548 | 56.045 | 62.1104 | 63.631 | 66.8415 | 69.381 | 67.7441 | 63.4824 | 50.5774 | 46.7183 | 56.0427 | 58.0199 | 58.6651 | 61.1196 | 62.4634 | 63.2806 | 63.3583 | 61.7775 | 58.934 | 54.812 | 56.3823 | 52.7006 | 54.2416 | 54.9775 | 54.944 | 55.1707 | 54.1351 | 49.8708 | 47.7562 | 46.6682 | 46.0159 | 48.8182 | 50.0449 | 51.0932 | 50.5074 | 50.4292 | 55.6566 | 59.082 | 58.9336 | 60.3294 | 62.1162 | 61.8226 | 59.305 | 58.9558 | 58.2296 | 57.5001 | 59.2819
G
H
I
| J | 346.38 | 311.4585 | 278.7341 | 299.4991 | 341.5932 | 360.6964 | 370.9734 | 376.3688 | 368.9807 | 354.571 | 349.1623 | 362.0925 | 371.1728 | 377.5782 | 388.5546 | 399.9675 | 405.4173 | 405.9577 | 405.352 | 404.1661 | 406.0469 | 407.0428 | 407.3015 | 407.2738 | 406.802 | 405.3643 | 401.1577 | 395.4066 | 390.5493 | 392.8516 | 398.3317 | 400.4883 | 399.9388 | 396.6298 | 392.5057 | 385.8976 | 375.4246 | 366.2697 | 360.2787 | 362.8761 | 363.316 | 362.8931 | 380.6442 | 401.2039 | 407.8594 | 408 | 408 | 407.9983 | 407.9903 | 407.9917 | 407.9865 | 407.9356 | 407.8498 | 407.8398 | 407.883 | 407.866 | 407.8777 | 407.8459 | 407.3952 | 406.7881 | 405.5336 | 404.8718 | 405.7088 | 406.4031 | 406.6304 | 406.7489 | 406.7602 | 406.777 | 406.802 | 406.7348 | 406.2496 | 405.5415 | 405.1297 | 404.9956 | 405.6006 | 406.1238 | 406.5128 | 406.1514 | 405.6781 | 404.5888 | 403.3124 | 402.0942 | 402.0757 | 401.5483 | 401.0716 | 400.7285 | 400.2511 | 398.9875 | 396.8838 | 395.3438 | 393.1936 | 391.1038 | 390.0393 | 389.5979 | 388.6102 | 388.8651 | 387.3106 | 382.3212 | 377.1871 | 372.839 | 373.1676 | 375.9557 | 375.4679 | 368.9649 | 360.4007 | 350.2227 | 335.7071 | 329.3698 | 332.5608 | 344.7641 | 364.5895 | 375.1792 | 374.6856 | 370.2788 | 367.5483 | 371.2035 | 375.7982 | 374.1882 | 370.3098 | 369.028 | 369.5934 | 372.4938 | 374.2616 | 370.8196 | 367.4358 | 366.2208 | 369.2483 | 372.3733 | 372.4035 | 370.8196 | 369.9991 | 371.4176 | 371.4481 | 368.2836 | 367.7408 | 362.5533 | 353.7744 | 346.38 | 340.6433 | 336.1787 | 337.0107 | 336.2001 | 328.9663 | 317.2726 | 310.7377 | 306.1784 | 294.1484 | 285.0844 | 285.2523 | 280.1083 | 265.4934 | 248.1784 | 235.2883 | 231.1493 | 230.4098 | 231.6861 | 234.6241 | 235.056 | 235.9513 | 233.2583 | 231.6526 | 233.8919 | 234.5243 | 230.5444 | 226.5193 | 229.0951 | 248.7206 | 267.1762 | 270.1862 | 258.384 | 247.1874 | 236.6461 | 220.3106 | 205.4295 | 198.5441 | 199.6754 | 194.874 | 181.7397 | 173.4232 | 179.6079 | 195.5738 | 210.9612 | 215.2965 | 206.291 | 187.1006 | 167.391 | 156.4601 | 143.4826 | 128.1128 | 119.558 | 114.9514 | 113.0032 | 110.4826 | 103.5618 | 94.1506 | 83.9602 | 75.9576 | 70.0424 | 61.4948 | 52.9832 | 49.2628 | 48.0663 | 43.5012 | 36.1373 | 28.3062 | 20.5427 | 13.704 | 10.1363 | 11.0423 | 12.9014 | 15.0064 | 16.6065 | 18.0537 | 18.7016 | 16.7563 | 15.9569 | 15.2566 | 14.155 | 12.3491 | 7.412 | 2.3426 | 0 | 0 | 0 | 5.1347 | 10.0859 | 12.9014 | 9.1788 | 6.7548 | 6.2489 | 3.9683 | 2.5969 | 2.6985 | 3.6637 | 7.5636 | 13.9546 | 14.706 | 13.4532 | 10.3377 | 6.0464 | 4.5771 | 6.2489 | 5.9452 | 0.71369 | 0 | 0 | 0 | 0 | 0 | 0 | 0 | 0 | 0 | 0
| K | 303.7324 | 298.6108 | 283.9337 | 270.5857 | 294.8576 | 338.7993 | 303.4233 | 230.9745 | 185.3916 | 187.1034 | 228.3751 | 294.6484 | 332.6332 | 343.7932 | 346.8891 | 348.406 | 364.4146 | 364.6433 | 343.841 | 342.5015 | 356.8043 | 328.4154 | 326.7879 | 348.4534 | 382.43 | 401.6278 | 408.9162 | 425.4967 | 472.0527 | 527.0782 | 555.0531 | 561.6925 | 545.5508 | 562.865 | 581.0888 | 587.0985 | 575.7875 | 549.4579 | 554.9072 | 588.0365 | 591 | 591 | 590.8757 | 590.4835 | 590.5449 | 590.7123 | 590.6043 | 589.5188 | 585.4106 | 580.5261 | 578.2182 | 581.5053 | 587.1523 | 589.2082 | 589.4553 | 588.342 | 587.3291 | 586.1863 | 587.0261 | 588.7783 | 590.18 | 590.7331 | 590.7866 | 590.8379 | 590.819 | 590.7991 | 590.4159 | 590.0276 | 588.9601 | 585.6873 | 581.0217 | 578.3591 | 575.6569 | 572.5499 | 568.1802 | 566.6755 | 566.8102 | 564.1554 | 559.4978 | 558.4488 | 555.3621 | 551.2019 | 553.5993 | 561.2466 | 570.0978 | 574.2824 | 577.4688 | 580.2689 | 581.1461 | 581.4114 | 580.9351 | 579.0936 | 577.4128 | 577.424 | 577.3231 | 576.5251 | 577.5581 | 580.3484 | 584.1146 | 586.2593 | 586.1729 | 583.9944 | 580.79 | 579.6223 | 581.0792 | 582.086 | 580.6536 | 579.1355 | 578.2942 | 576.9383 | 576.2579 | 576.5482 | 576.675 | 579.0726 | 582.4541 | 584.9413 | 585.9296 | 585.2732 | 582.4274 | 577.2893 | 571.4103 | 564.3284 | 554.4493 | 543.9179 | 535.4122 | 526.3717 | 521.2666 | 523.3069 | 522.9313 | 515.0434 | 498.8767 | 483.1173 | 472.417 | 465.0252 | 457.1287 | 452.9477 | 459.892 | 461.0723 | 444.7973 | 428.532 | 412.7909 | 394.9204 | 374.9026 | 348.548 | 328.6616 | 316.5146 | 319.7273 | 335.6527 | 362.3056 | 380.4064 | 387.9664 | 387.6198 | 377.8409 | 348.5953 | 307.9403 | 270.0416 | 239.3435 | 224.2549 | 224.1967 | 228.8957 | 225.476 | 213.705 | 194.8222 | 179.0017 | 163.6257 | 144.9566 | 126.085 | 108.8264 | 90.9815 | 83.8212 | 89.7576 | 97.416 | 94.7795 | 86.1453 | 74.1949 | 59.7959 | 50.7932 | 54.3893 | 68.4451 | 87.2372 | 105.2834 | 103.1379 | 92.9501 | 88.0553 | 99.2372 | 127.7217 | 178.1377 | 224.5458 | 246.205 | 273.6246 | 310.389 | 338.4131 | 360.5099 | 373.6052 | 380.0976 | 389.4359 | 395.9827 | 389.9533 | 395.3457 | 405.6624 | 409.5308 | 414.9748 | 414.3695 | 430.3859 | 475.7031 | 500.5318 | 509.0776 | 511.9671 | 508.499 | 493.1616 | 483.9679 | 480.4498 | 476.6149 | 471.9201 | 472.6816 | 477.0046 | 479.5212 | 476.9397 | 467.3 | 462.1784 | 459.1603 | 451.6235 | 442.1398 | 432.1142 | 411.6939 | 373.874 | 344.7956 | 340.6779 | 363.957 | 397.8032 | 416.2625 | 411.409 | 404.7926 | 401.7114 | 407.2311 | 437.3186 | 463.3827 | 473.0779 | 473.6053 | 478.4922 | 478.8464 | 475.6052 | 487.0576 | 505.0409 | 519.5046 | 520.0432 | 516.7813 | 518.1623 | 529.7703 | 540.0032 | 546.1226 | 545.9392 | 544.1678 | 543.1223
Total
Hydroelectric
| Zone | 0:00 | 0:05 | 0:10 | 0:15 | 0:20 | 0:25 | 0:30 | 0:35 | 0:40 | 0:45 | 0:50 | 0:55 | 1:00 | 1:05 | 1:10 | 1:15 | 1:20 | 1:25 | 1:30 | 1:35 | 1:40 | 1:45 | 1:50 | 1:55 | 2:00 | 2:05 | 2:10 | 2:15 | 2:20 | 2:25 | 2:30 | 2:35 | 2:40 | 2:45 | 2:50 | 2:55 | 3:00 | 3:05 | 3:10 | 3:15 | 3:20 | 3:25 | 3:30 | 3:35 | 3:40 | 3:45 | 3:50 | 3:55 | 4:00 | 4:05 | 4:10 | 4:15 | 4:20 | 4:25 | 4:30 | 4:35 | 4:40 | 4:45 | 4:50 | 4:55 | 5:00 | 5:05 | 5:10 | 5:15 | 5:20 | 5:25 | 5:30 | 5:35 | 5:40 | 5:45 | 5:50 | 5:55 | 6:00 | 6:05 | 6:10 | 6:15 | 6:20 | 6:25 | 6:30 | 6:35 | 6:40 | 6:45 | 6:50 | 6:55 | 7:00 | 7:05 | 7:10 | 7:15 | 7:20 | 7:25 | 7:30 | 7:35 | 7:40 | 7:45 | 7:50 | 7:55 | 8:00 | 8:05 | 8:10 | 8:15 | 8:20 | 8:25 | 8:30 | 8:35 | 8:40 | 8:45 | 8:50 | 8:55 | 9:00 | 9:05 | 9:10 | 9:15 | 9:20 | 9:25 | 9:30 | 9:35 | 9:40 | 9:45 | 9:50 | 9:55 | 10:00 | 10:05 | 10:10 | 10:15 | 10:20 | 10:25 | 10:30 | 10:35 | 10:40 | 10:45 | 10:50 | 10:55 | 11:00 | 11:05 | 11:10 | 11:15 | 11:20 | 11:25 | 11:30 | 11:35 | 11:40 | 11:45 | 11:50 | 11:55 | 12:00 | 12:05 | 12:10 | 12:15 | 12:20 | 12:25 | 12:30 | 12:35 | 12:40 | 12:45 | 12:50 | 12:55 | 13:00 | 13:05 | 13:10 | 13:15 | 13:20 | 13:25 | 13:30 | 13:35 | 13:40 | 13:45 | 13:50 | 13:55 | 14:00 | 14:05 | 14:10 | 14:15 | 14:20 | 14:25 | 14:30 | 14:35 | 14:40 | 14:45 | 14:50 | 14:55 | 15:00 | 15:05 | 15:10 | 15:15 | 15:20 | 15:25 | 15:30 | 15:35 | 15:40 | 15:45 | 15:50 | 15:55 | 16:00 | 16:05 | 16:10 | 16:15 | 16:20 | 16:25 | 16:30 | 16:35 | 16:40 | 16:45 | 16:50 | 16:55 | 17:00 | 17:05 | 17:10 | 17:15 | 17:20 | 17:25 | 17:30 | 17:35 | 17:40 | 17:45 | 17:50 | 17:55 | 18:00 | 18:05 | 18:10 | 18:15 | 18:20 | 18:25 | 18:30 | 18:35 | 18:40 | 18:45 | 18:50 | 18:55 | 19:00 | 19:05 | 19:10 | 19:15 | 19:20 | 19:25 | 19:30 | 19:35 | 19:40 | 19:45 | 19:50 | 19:55 | 20:00 | 20:05 | 20:10 | 20:15 | 20:20 | 20:25 | 20:30 | 20:35 | 20:40 | 20:45 | 20:50 | 20:55 | 21:00 | 21:05
| A | 4.2379 | 4.2379 | 4.2379 | 4.2379 | 4.2379 | 4.2379 | 4.2379 | 4.2379 | 4.2379 | 4.2379 | 4.2379 | 4.2379 | 4.2667 | 4.2667 | 4.2667 | 4.2667 | 4.2667 | 4.2667 | 4.2667 | 4.2667 | 4.2667 | 4.2667 | 4.2667 | 4.2667 | 4.2605 | 4.2605 | 4.2605 | 4.2605 | 4.2605 | 4.2605 | 4.2605 | 4.2605 | 4.2605 | 4.2605 | 4.2605 | 4.2605 | 4.2544 | 4.2544 | 4.2544 | 4.2544 | 4.2544 | 4.2544 | 4.2544 | 4.2544 | 4.2544 | 4.2544 | 4.2544 | 4.2544 | 4.2667 | 4.2667 | 4.2667 | 4.2667 | 4.2667 | 4.2667 | 4.2667 | 4.2667 | 4.2667 | 4.2667 | 4.2667 | 4.2667 | 4.2831 | 4.2831 | 4.2831 | 4.2831 | 4.2831 | 4.2831 | 4.2831 | 4.2831 | 4.2831 | 4.2831 | 4.2831 | 4.2831 | 4.2851 | 4.2851 | 4.2851 | 4.2851 | 4.2851 | 4.2851 | 4.2851 | 4.2851 | 4.2851 | 4.2851 | 4.2851 | 4.2851 | 4.3149 | 4.3446 | 4.3446 | 3.8236 | 3.8236 | 3.8236 | 3.8236 | 3.8236 | 3.8236 | 3.8236 | 3.8236 | 3.8236 | 3.7805 | 3.7805 | 3.7805 | 3.7805 | 3.7805 | 3.7805 | 3.7805 | 3.9508 | 3.9508 | 3.9508 | 3.9508 | 3.9508 | 3.8626 | 3.8626 | 3.8626 | 3.8626 | 3.8626 | 3.8626 | 3.8626 | 3.8626 | 3.8626 | 3.8626 | 3.8626 | 3.8626 | 3.879 | 3.879 | 3.879 | 3.879 | 3.879 | 3.879 | 3.7108 | 3.7108 | 3.879 | 3.879 | 3.879 | 3.879 | 3.9056 | 3.9056 | 3.7354 | 3.7354 | 3.7354 | 3.9056 | 3.9056 | 3.9056 | 3.9056 | 3.9056 | 3.9056 | 3.9056 | 3.8523 | 3.6841 | 3.6841 | 3.6841 | 3.8523 | 3.8523 | 3.8523 | 3.8523 | 3.8523 | 3.6841 | 3.6841 | 3.6841 | 3.7354 | 3.7354 | 3.9056 | 3.7354 | 3.7354 | 3.7354 | 3.7354 | 3.7354 | 3.7354 | 3.7354 | 3.7354 | 3.7354 | 3.7579 | 3.7579 | 3.7579 | 3.7579 | 3.7579 | 3.7579 | 3.7579 | 3.7579 | 3.7579 | 3.7579 | 3.9303 | 3.7579 | 3.801 | 3.801 | 3.801 | 3.801 | 3.801 | 3.801 | 3.801 | 3.801 | 3.801 | 3.801 | 3.9733 | 3.9733 | 3.8933 | 3.7251 | 3.7251 | 3.7251 | 3.8933 | 3.7251 | 3.8933 | 3.8933 | 3.8933 | 3.8933 | 3.8933 | 3.8933 | 3.8421 | 3.8421 | 3.8421 | 3.8421 | 3.8421 | 3.8421 | 3.8421 | 3.8421 | 3.8421 | 3.8421 | 3.8421 | 3.8421 | 3.8421 | 3.8441 | 3.8441 | 3.8441 | 3.8441 | 3.8441 | 3.8441 | 3.8441 | 3.8441 | 3.8441 | 3.8441 | 3.8441 | 3.8051 | 3.8051 | 3.8051 | 3.8051 | 3.8051 | 3.8051 | 3.8051 | 3.8051 | 3.8051 | 3.639 | 3.8051 | 3.8051 | 3.8338 | 3.8338 | 3.8338 | 3.8338 | 3.8338 | 3.8338 | 3.8338 | 3.8338 | 3.8338 | 3.7456 | 3.8338 | 3.8338 | 3.8318 | 3.8318
| B | 0.8721 | 0.8721 | 0.8721 | 0.91791 | 0.8721 | 0.8721 | 0.8721 | 0.8721 | 0.8721 | 0.8721 | 0.8721 | 0.8721 | 0.8732 | 0.8732 | 0.8732 | 0.8732 | 0.8732 | 0.8732 | 0.8732 | 0.8732 | 0.8732 | 0.8732 | 0.8732 | 0.8732 | 0.87596 | 0.87596 | 0.87596 | 0.87596 | 0.87596 | 0.87596 | 0.87596 | 0.87596 | 0.87596 | 0.87596 | 0.87596 | 0.87596 | 0.87265 | 0.87265 | 0.87265 | 0.87265 | 0.87265 | 0.87265 | 0.87265 | 0.91902 | 0.87265 | 0.87265 | 0.87265 | 0.87265 | 0.8721 | 0.8721 | 0.91791 | 0.8721 | 0.8721 | 0.8721 | 0.8721 | 0.8721 | 0.8721 | 0.8721 | 0.8721 | 0.8721 | 0.87265 | 0.87265 | 0.87265 | 0.87265 | 0.87265 | 0.87265 | 0.91846 | 0.87265 | 0.87265 | 0.87265 | 0.87265 | 0.87265 | 0.91018 | 0.86437 | 0.91018 | 0.86437 | 0.86437 | 0.86437 | 0.86437 | 0.86437 | 0.86437 | 0.86437 | 0.86437 | 0.86437 | 0.86823 | 0.8721 | 0.8721 | 0.8721 | 0.8721 | 0.8721 | 0.8721 | 0.8721 | 0.8721 | 0.8721 | 0.8721 | 0.91791 | 0.89362 | 0.89362 | 0.89362 | 0.89362 | 0.89362 | 0.89362 | 0.89362 | 0.89362 | 0.89362 | 0.84892 | 0.84892 | 0.84892 | 0.86658 | 0.86658 | 0.86658 | 0.86658 | 0.91239 | 0.86658 | 0.86658 | 0.86658 | 0.86658 | 0.91239 | 0.91239 | 0.91239 | 0.88755 | 0.88755 | 0.88755 | 0.88755 | 0.88755 | 0.88755 | 0.88755 | 0.88755 | 0.88755 | 0.88755 | 0.88755 | 0.88755 | 0.86382 | 0.86382 | 0.90963 | 0.90963 | 0.90963 | 0.95489 | 0.95489 | 0.90963 | 0.90963 | 0.90963 | 0.90963 | 0.90963 | 0.91129 | 0.91129 | 0.91129 | 0.91129 | 0.91129 | 0.91129 | 0.91129 | 0.9571 | 0.9571 | 0.9571 | 0.91129 | 0.91129 | 0.91626 | 0.91626 | 0.91626 | 0.91626 | 0.91626 | 0.91626 | 0.91626 | 0.91626 | 0.91626 | 0.91626 | 0.91626 | 0.91626 | 0.90798 | 0.90798 | 0.90798 | 0.90798 | 0.90798 | 0.90798 | 0.90798 | 0.90798 | 0.90798 | 0.90798 | 0.90798 | 0.90798 | 0.90301 | 0.90301 | 0.90301 | 0.90301 | 0.90301 | 0.90301 | 0.90301 | 0.90301 | 0.90301 | 0.90301 | 0.90301 | 0.90301 | 0.90411 | 0.90411 | 0.90411 | 0.90411 | 0.90411 | 0.90411 | 0.90411 | 0.90411 | 0.90411 | 0.90411 | 0.90411 | 0.90411 | 0.90356 | 0.90356 | 0.90356 | 0.90356 | 0.90356 | 0.90356 | 0.90356 | 0.90356 | 0.90356 | 0.90356 | 0.90356 | 0.90356 | 0.90356 | 0.90632 | 0.90632 | 0.90632 | 0.90632 | 0.90632 | 0.90632 | 0.90632 | 0.90632 | 0.90632 | 0.95158 | 1.0874 | 1.1321 | 1.1321 | 1.1321 | 1.1321 | 1.1321 | 1.1321 | 1.1321 | 1.1321 | 1.1321 | 1.1321 | 1.1321 | 1.1321 | 1.1216 | 1.0769 | 1.0769 | 1.0769 | 1.0769 | 1.0769 | 1.0769 | 1.0769 | 1.0769 | 1.0515 | 1.0769 | 1.0769 | 1.0736 | 1.0736
| C | 4.8003 | 4.8003 | 4.8003 | 4.8003 | 4.8003 | 4.8003 | 4.8003 | 4.8003 | 4.8003 | 4.8003 | 4.8003 | 4.8003 | 4.7815 | 4.7815 | 4.7815 | 4.7815 | 4.7815 | 4.7815 | 4.7815 | 4.7815 | 4.7815 | 4.7815 | 4.7815 | 4.7815 | 4.7894 | 4.7894 | 4.7894 | 4.7894 | 4.7894 | 4.7894 | 4.7894 | 4.7894 | 4.7894 | 4.7894 | 4.7894 | 4.7894 | 4.8027 | 4.8027 | 4.8027 | 4.8027 | 4.8027 | 4.8027 | 4.8027 | 4.8027 | 4.8027 | 4.8027 | 4.8027 | 4.8027 | 4.8043 | 4.8043 | 4.8043 | 4.8043 | 4.8043 | 4.8043 | 4.8043 | 4.8043 | 4.8043 | 4.8043 | 4.8043 | 4.8043 | 4.7862 | 4.7862 | 4.7862 | 4.7862 | 4.7862 | 4.7862 | 4.7862 | 4.7862 | 4.7862 | 4.7862 | 4.7862 | 4.7862 | 5.8709 | 5.8709 | 5.8709 | 5.8709 | 5.8709 | 5.8709 | 5.8709 | 5.8709 | 5.8709 | 5.8709 | 5.8709 | 5.8709 | 6.126 | 6.3811 | 6.3811 | 6.3811 | 6.3811 | 6.3811 | 6.3811 | 6.3811 | 6.3811 | 6.3811 | 6.3811 | 6.3811 | 5.3278 | 5.3278 | 5.3278 | 5.3278 | 5.3278 | 5.3278 | 5.3278 | 5.3278 | 5.3278 | 5.3278 | 5.3278 | 5.3278 | 4.5539 | 4.5539 | 4.5539 | 4.5539 | 4.5539 | 4.5539 | 4.5539 | 4.5539 | 4.5539 | 4.5539 | 4.5539 | 4.5539 | 5.5468 | 5.5468 | 5.5468 | 5.5468 | 5.5468 | 5.5468 | 5.5468 | 5.5468 | 5.5468 | 5.5468 | 5.5468 | 5.5468 | 4.6771 | 4.6771 | 4.6771 | 4.6771 | 4.6771 | 4.6771 | 4.6771 | 4.6771 | 4.6771 | 4.6771 | 4.6771 | 4.6771 | 4.6018 | 4.6018 | 4.6018 | 4.6018 | 4.6018 | 4.6018 | 4.6018 | 4.6018 | 4.6018 | 4.6018 | 4.6018 | 4.6018 | 4.5955 | 4.5955 | 4.5955 | 4.5955 | 4.5955 | 4.5955 | 4.5955 | 4.5955 | 4.5955 | 4.5955 | 4.5955 | 4.5955 | 4.7242 | 4.7242 | 4.7242 | 4.7242 | 4.7242 | 4.7242 | 8.2837 | 13.5589 | 13.7496 | 13.7496 | 13.7496 | 13.7496 | 13.708 | 13.708 | 13.708 | 13.708 | 13.708 | 13.708 | 13.708 | 13.708 | 13.708 | 13.708 | 13.708 | 13.708 | 13.9207 | 13.9207 | 13.9207 | 13.9207 | 13.9207 | 13.9207 | 13.9207 | 13.9207 | 13.9207 | 13.9207 | 13.9207 | 13.9207 | 13.9207 | 13.9207 | 13.9207 | 13.9207 | 13.9207 | 13.9207 | 13.9207 | 13.9207 | 13.9207 | 13.9207 | 13.9207 | 13.9207 | 13.9207 | 13.9403 | 13.9403 | 13.9403 | 13.9403 | 13.9403 | 13.9403 | 13.9403 | 13.9403 | 13.9403 | 13.9403 | 13.9403 | 13.8799 | 13.8799 | 13.2999 | 9.5615 | 9.4319 | 9.4963 | 9.4963 | 9.4963 | 9.4963 | 9.4319 | 9.4319 | 9.1745 | 4.6936 | 4.6638 | 4.6638 | 4.6638 | 4.6638 | 4.6638 | 4.6638 | 4.6638 | 4.6638 | 4.5547 | 4.6638 | 4.6638 | 4.7925 | 4.7925
| D | 0 | 0 | 0 | 0 | 0 | 0 | 0 | 0 | 0 | 0 | 0 | 0 | 0 | 0 | 0 | 0 | 0 | 0 | 0 | 0 | 0 | 0 | 0 | 0 | 0 | 0 | 0 | 0 | 0 | 0 | 0 | 0 | 0 | 0 | 0 | 0 | 0 | 0 | 0 | 0 | 0 | 0 | 0 | 0 | 0 | 0 | 0 | 0 | 0 | 0 | 0 | 0 | 0 | 0 | 0 | 0 | 0 | 0 | 0 | 0 | 0 | 0 | 0 | 0 | 0 | 0 | 0 | 0 | 0 | 0 | 0 | 0 | 0 | 0 | 0 | 0 | 0 | 0 | 0 | 0 | 0 | 0 | 0 | 0 | 0 | 0 | 0 | 0 | 0 | 0 | 0 | 0 | 0 | 0 | 0 | 0 | 0 | 0 | 0 | 0 | 0 | 0 | 0 | 0 | 0 | 0 | 0 | 0 | 0 | 0 | 0 | 0 | 0 | 0 | 0 | 0 | 0 | 0 | 0 | 0 | 0 | 0 | 0 | 0 | 0 | 0 | 0 | 0 | 0 | 0 | 0 | 0 | 0 | 0 | 0 | 0 | 0 | 0 | 0 | 0 | 0 | 0 | 0 | 0 | 0 | 0 | 0 | 0 | 0 | 0 | 0 | 0 | 0 | 0 | 0 | 0 | 0 | 0 | 0 | 0 | 0 | 0 | 0 | 0 | 0 | 0 | 0 | 0 | 0 | 0 | 0 | 0 | 0 | 0 | 0 | 0 | 0 | 0 | 0 | 0 | 0 | 0 | 0 | 0 | 0 | 0 | 0 | 0 | 0 | 0 | 0 | 0 | 0 | 0 | 0 | 0 | 0 | 0 | 0 | 0 | 0 | 0 | 0 | 0 | 0 | 0 | 0 | 0 | 0 | 0 | 0 | 0 | 0 | 0 | 0 | 0 | 0 | 0 | 0 | 0 | 0 | 0 | 0 | 0 | 0 | 0 | 0 | 0 | 0 | 0 | 0 | 0 | 0 | 0 | 0 | 0 | 0 | 0 | 0 | 0 | 0 | 0 | 0 | 0 | 0 | 0 | 0 | 0 | 0 | 0 | 0 | 0 | 0 | 0
| E | 37.2054 | 37.1495 | 37.2061 | 37.1495 | 37.093 | 37.2068 | 37.0351 | 37.2068 | 37.1509 | 37.1509 | 37.2716 | 37.215 | 37.0895 | 37.1475 | 37.0909 | 37.2612 | 37.0895 | 37.0895 | 37.2599 | 37.0888 | 37.224 | 37.2805 | 37.2833 | 37.2254 | 37.2357 | 37.2923 | 37.2943 | 37.1785 | 37.1233 | 37.0654 | 37.1792 | 37.2371 | 37.1226 | 37.0654 | 37.1226 | 37.0654 | 37.2143 | 37.1013 | 37.2709 | 37.3281 | 37.3295 | 37.2143 | 37.1578 | 37.2709 | 37.2709 | 37.2137 | 38.4079 | 39.1437 | 38.6486 | 39.2754 | 39.7884 | 40.6427 | 42.7506 | 43.265 | 43.0954 | 43.154 | 43.0954 | 42.9244 | 42.9244 | 42.8672 | 42.7817 | 42.9541 | 42.8954 | 44.6034 | 45.0592 | 44.9447 | 45.0578 | 45.7977 | 45.8549 | 45.7405 | 45.9115 | 45.9687 | 46.9492 | 46.8927 | 46.8355 | 46.8927 | 46.9492 | 46.9492 | 46.8217 | 46.8217 | 46.8217 | 46.8796 | 46.8224 | 47.0361 | 47.1458 | 47.2554 | 47.2023 | 47.3174 | 47.3174 | 47.2602 | 47.4953 | 47.7325 | 47.6732 | 47.7898 | 47.7898 | 53.6646 | 59.6822 | 60.1001 | 60.1566 | 60.4966 | 60.6104 | 60.4966 | 60.5524 | 60.5524 | 60.6104 | 59.9277 | 60.0429 | 60.158 | 60.5904 | 62.2473 | 77.464 | 77.6909 | 77.8612 | 77.9191 | 77.9198 | 77.9777 | 77.2889 | 77.4054 | 77.4047 | 77.3482 | 77.464 | 80.8476 | 89.5627 | 89.6206 | 89.7343 | 89.7916 | 89.7909 | 89.8481 | 89.5647 | 89.1634 | 89.1062 | 89.7364 | 102.777 | 103.3486 | 103.4058 | 103.4058 | 103.4058 | 103.4058 | 103.7471 | 103.9174 | 104.4325 | 105.1193 | 105.2345 | 105.0055 | 105 | 106.2584 | 106.3722 | 106.1998 | 106.3163 | 106.546 | 107.1148 | 107.5127 | 107.5127 | 107.5699 | 107.5127 | 107.5699 | 112.5987 | 115.2052 | 116.6539 | 116.9421 | 116.9421 | 115.5465 | 115.4851 | 116.9421 | 116.9421 | 116.9421 | 114.3419 | 114.2853 | 114.1702 | 113.9992 | 113.542 | 113.4848 | 113.4848 | 113.0297 | 112.9159 | 112.687 | 112.2278 | 112.2808 | 113.9613 | 112.7642 | 111.21 | 111.1507 | 110.9783 | 110.2915 | 110.3474 | 110.4618 | 110.4632 | 110.3474 | 110.1764 | 110.2336 | 110.4046 | 110.4046 | 110.235 | 109.9475 | 110.6949 | 110.6342 | 111.6141 | 114.606 | 114.837 | 115.008 | 115.068 | 113.862 | 113.8033 | 114.3846 | 114.2253 | 114.1667 | 114.224 | 114.1667 | 114.2812 | 114.1102 | 113.4269 | 113.2007 | 113.3703 | 113.3131 | 113.3131 | 113.3131 | 113.3131 | 113.422 | 113.8206 | 114.1012 | 114.2709 | 114.2709 | 114.1571 | 113.9868 | 113.9302 | 114.044 | 106.7328 | 96.0491 | 96.1505 | 96.3801 | 96.2091 | 96.1526 | 96.2084 | 96.1512 | 96.1519 | 96.2084 | 96.265 | 90.5563 | 87.0127 | 87.1334 | 83.5423 | 79.3292 | 77.5433 | 77.3703 | 77.4275 | 77.4275 | 77.5413 | 77.5978 | 77.7123 | 64.6193 | 61.7826 | 61.7826 | 61.7398 | 61.8529
| F | 18.6932 | 18.7477 | 18.8009 | 18.8009 | 18.8553 | 18.9085 | 18.8553 | 18.8553 | 18.9085 | 18.9617 | 18.9085 | 18.9085 | 18.939 | 18.939 | 18.8326 | 19.2574 | 19.4701 | 19.415 | 19.2522 | 18.773 | 18.4461 | 18.4461 | 18.4461 | 18.4461 | 18.5181 | 18.2522 | 17.7711 | 17.7166 | 17.5571 | 17.1848 | 17.1848 | 17.1317 | 17.1317 | 17.2393 | 17.5661 | 17.5117 | 17.5454 | 17.5454 | 17.5454 | 17.5454 | 17.5454 | 17.5454 | 17.5454 | 17.0668 | 16.9209 | 16.642 | 16.5973 | 16.3762 | 16.4274 | 16.4274 | 16.4274 | 16.3742 | 16.3742 | 16.3736 | 16.3736 | 16.3736 | 16.3736 | 16.2672 | 16.2672 | 16.3723 | 16.3223 | 16.2115 | 16.2166 | 16.2134 | 16.1609 | 16.1563 | 16.1563 | 16.2121 | 16.2121 | 16.2646 | 16.262 | 16.262 | 16.2497 | 16.2536 | 16.2523 | 16.2523 | 16.3139 | 16.0895 | 16.0967 | 16.0351 | 16.0351 | 15.9235 | 15.9235 | 15.9748 | 15.9453 | 15.9157 | 15.7588 | 15.8658 | 15.8658 | 15.9183 | 15.9183 | 15.8658 | 15.812 | 15.8198 | 15.7115 | 17.5013 | 18.2795 | 18.9293 | 20.2288 | 21.5816 | 21.5822 | 21.9071 | 21.8539 | 22.4382 | 22.4752 | 22.8571 | 21.935 | 19.8767 | 18.5441 | 17.024 | 15.9871 | 15.336 | 15.0098 | 15.0053 | 16.146 | 18.1005 | 19.3495 | 20.8663 | 24.6541 | 30.661 | 43.7338 | 42.4893 | 41.134 | 39.5089 | 38.6944 | 38.0978 | 37.935 | 39.2897 | 40.2637 | 40.7028 | 40.9725 | 40.7559 | 40.3286 | 39.7294 | 39.2404 | 38.8617 | 38.8617 | 38.9687 | 38.8624 | 39.0809 | 39.4051 | 39.73 | 42.3039 | 49.0617 | 51.7575 | 54.0751 | 58.8182 | 61.2448 | 61.2448 | 60.4899 | 60.3823 | 60.3823 | 60.6521 | 60.3823 | 60.977 | 60.9776 | 61.1248 | 61.1041 | 60.6741 | 60.2526 | 60.2526 | 59.6612 | 59.3921 | 60.2526 | 60.2526 | 60.2526 | 59.2851 | 58.586 | 58.5186 | 58.1418 | 57.3364 | 56.3105 | 56.6315 | 56.5238 | 55.9298 | 55.3371 | 54.6899 | 54.2567 | 54.4188 | 54.2217 | 56.8772 | 57.2015 | 57.7449 | 58.18 | 58.9913 | 59.6969 | 60.4011 | 60.726 | 60.3479 | 60.5606 | 60.8272 | 60.5016 | 60.1333 | 59.6489 | 59.1625 | 58.9997 | 59.4867 | 59.0056 | 58.6917 | 58.9018 | 58.9556 | 59.1709 | 58.741 | 58.7942 | 58.7202 | 58.5568 | 58.2981 | 58.4485 | 58.4485 | 58.3947 | 58.1262 | 58.5562 | 58.6651 | 58.6664 | 58.9355 | 58.9355 | 58.9355 | 42.9919 | 36.1932 | 36.3592 | 36.3021 | 38.3916 | 42.1378 | 43.9568 | 43.7448 | 43.9601 | 43.7461 | 43.6936 | 44.2545 | 43.1858 | 36.1108 | 33.3736 | 33.0442 | 29.8309 | 25.8687 | 21.114 | 19.7165 | 20.0375 | 20.0952 | 18.699 | 18.6763 | 17.7542 | 18.1867 | 18.2399 | 18.1867 | 18.8936 | 20.1996 | 21.2327 | 22.4829 | 23.1282 | 25.3116 | 25.3116 | 21.992 | 22.6801
| G | 2.5075 | 2.5509 | 2.961 | 2.3189 | 2.2865 | 2.4752 | 2.5509 | 2.3999 | 2.8153 | 2.9663 | 3.042 | 2.8153 | 2.6585 | 2.7584 | 2.6565 | 2.7924 | 2.5886 | 2.7948 | 2.5566 | 2.5227 | 2.4887 | 2.8288 | 2.5906 | 2.4547 | 2.6684 | 2.9082 | 2.4609 | 2.6684 | 2.9798 | 2.4956 | 2.4265 | 2.634 | 2.7723 | 2.4265 | 2.4265 | 2.8415 | 2.5877 | 2.3164 | 2.2861 | 2.7085 | 2.3463 | 2.0749 | 2.2255 | 2.5579 | 2.1351 | 1.7729 | 2.3164 | 2.2861 | 2.7093 | 2.5137 | 3.1791 | 2.8267 | 2.5525 | 3.1005 | 3.2573 | 3.0224 | 2.8656 | 3.4529 | 3.1398 | 3.1791 | 2.5362 | 2.9966 | 2.5959 | 2.6577 | 2.627 | 2.6884 | 2.627 | 2.3495 | 2.9041 | 2.6884 | 2.5959 | 2.442 | 3.0907 | 2.6577 | 2.3242 | 2.6577 | 2.8247 | 2.6913 | 2.291 | 3.0248 | 2.6246 | 2.3577 | 2.4244 | 2.6913 | 2.6945 | 2.6978 | 3.1603 | 3.0502 | 2.8153 | 2.3847 | 2.9716 | 3.5196 | 2.4629 | 3.324 | 2.9327 | 3.1676 | 2.4367 | 2.8112 | 2.3373 | 2.2693 | 2.4707 | 2.3712 | 2.1642 | 2.0279 | 2.3373 | 2.201 | 1.9288 | 2.0962 | 2.2071 | 1.9624 | 1.8396 | 2.3299 | 2.2992 | 2.2071 | 2.0541 | 2.1154 | 2.2071 | 2.0848 | 2.0234 | 4.9532 | 5.0556 | 4.95 | 5.475 | 5.5123 | 4.8751 | 5.4304 | 5.6928 | 5.4304 | 5.1751 | 5.243 | 5.0556 | 5.1304 | 4.8104 | 4.9332 | 4.8104 | 4.8718 | 4.9328 | 5.0249 | 5.0249 | 4.9635 | 4.9639 | 4.8415 | 4.7752 | 4.9639 | 5.5135 | 5.9387 | 5.5798 | 5.5004 | 5.3175 | 5.7926 | 5.6465 | 5.4636 | 5.6097 | 5.7562 | 5.3907 | 6.0001 | 7.4681 | 7.5676 | 7.7787 | 7.7747 | 7.7747 | 7.8446 | 7.7481 | 7.7747 | 7.7747 | 7.7747 | 8.2997 | 7.7947 | 10.0133 | 9.406 | 9.6151 | 9.7276 | 9.7988 | 9.5435 | 9.9728 | 9.9417 | 9.62 | 9.656 | 9.7632 | 9.656 | 9.7886 | 9.8598 | 9.7174 | 9.8598 | 9.8909 | 9.286 | 9.6818 | 9.753 | 9.575 | 9.7174 | 10.0018 | 9.6462 | 9.6315 | 9.5983 | 9.6957 | 9.6642 | 9.3 | 9.0667 | 9.5635 | 9.2672 | 8.8035 | 9.2987 | 9.762 | 9.1015 | 9.1805 | 9.2758 | 9.2439 | 9.18 | 9.1805 | 9.3077 | 9.7555 | 9.3401 | 9.5954 | 9.7874 | 9.5639 | 9.5639 | 9.5639 | 10.0767 | 9.7387 | 9.8402 | 9.9413 | 9.8402 | 9.674 | 9.64 | 9.64 | 9.8766 | 8.2764 | 5.7562 | 5.7668 | 5.1922 | 4.4187 | 4.5669 | 4.9377 | 4.4556 | 4.3443 | 4.5297 | 4.7523 | 4.5669 | 3.7427 | 2.988 | 2.9528 | 2.4596 | 2.1781 | 2.8468 | 2.6004 | 2.2485 | 2.2133 | 2.6708 | 2.6356 | 2.1613 | 2.4948 | 2.4948 | 2.6679 | 2.3753
| H | 0 | 0 | 0 | 0 | 0 | 0 | 0 | 0 | 0 | 0 | 0 | 0 | 0 | 0 | 0 | 0 | 0 | 0 | 0 | 0 | 0 | 0 | 0 | 0 | 0 | 0 | 0 | 0 | 0 | 0 | 0 | 0 | 0 | 0 | 0 | 0 | 0 | 0 | 0 | 0 | 0 | 0 | 0 | 0 | 0 | 0 | 0 | 0 | 0 | 0 | 0 | 0 | 0 | 0 | 0 | 0 | 0 | 0 | 0 | 0 | 0 | 0 | 0 | 0 | 0 | 0 | 0 | 0 | 0 | 0 | 0 | 0 | 0 | 0 | 0 | 0 | 0 | 0 | 0 | 0 | 0 | 0 | 0 | 0 | 0 | 0 | 0 | 0 | 0 | 0 | 0 | 0 | 0 | 0 | 0 | 0 | 0 | 0 | 0 | 0 | 0 | 0 | 0 | 0 | 0 | 0 | 0 | 0 | 0 | 0 | 0 | 0 | 0 | 0 | 0 | 0 | 0 | 0 | 0 | 0 | 0 | 0 | 0 | 0 | 0 | 0 | 0 | 0 | 0 | 0 | 0 | 0 | 0 | 0 | 0 | 0 | 0 | 0 | 0 | 0 | 0 | 0 | 0 | 0 | 0 | 0 | 0 | 0 | 0 | 0 | 0 | 0 | 0 | 0 | 0 | 0 | 0 | 0 | 0 | 0 | 0 | 0 | 0 | 0 | 0 | 0 | 0 | 0 | 0 | 0 | 0 | 0 | 0 | 0 | 0 | 0 | 0 | 0 | 0 | 0 | 0 | 0 | 0 | 0 | 0 | 0 | 0 | 0 | 0 | 0 | 0 | 0 | 0 | 0 | 0 | 0 | 0 | 0 | 0 | 0 | 0 | 0 | 0 | 0 | 0 | 0 | 0 | 0 | 0 | 0 | 0 | 0 | 0 | 0 | 0 | 0 | 0 | 0 | 0 | 0 | 0 | 0 | 0 | 0 | 0 | 0 | 0 | 0 | 0 | 0 | 0 | 0 | 0 | 0 | 0 | 0 | 0 | 0 | 0 | 0 | 0 | 0 | 0 | 0 | 0 | 0 | 0 | 0 | 0 | 0 | 0 | 0 | 0 | 0
I
J
K
Total
Solar (Utility Scale Solar) |  |  | shifted on hour for daylight savings
| Zone | 0:00 | 0:05 | 0:10 | 0:15 | 0:20 | 0:25 | 0:30 | 0:35 | 0:40 | 0:45 | 0:50 | 0:55 | 1:00 | 1:05 | 1:10 | 1:15 | 1:20 | 1:25 | 1:30 | 1:35 | 1:40 | 1:45 | 1:50 | 1:55 | 2:00 | 2:05 | 2:10 | 2:15 | 2:20 | 2:25 | 2:30 | 2:35 | 2:40 | 2:45 | 2:50 | 2:55 | 3:00 | 3:05 | 3:10 | 3:15 | 3:20 | 3:25 | 3:30 | 3:35 | 3:40 | 3:45 | 3:50 | 3:55 | 4:00 | 4:05 | 4:10 | 4:15 | 4:20 | 4:25 | 4:30 | 4:35 | 4:40 | 4:45 | 4:50 | 4:55 | 5:00 | 5:05 | 5:10 | 5:15 | 5:20 | 5:25 | 5:30 | 5:35 | 5:40 | 5:45 | 5:50 | 5:55 | 6:00 | 6:05 | 6:10 | 6:15 | 6:20 | 6:25 | 6:30 | 6:35 | 6:40 | 6:45 | 6:50 | 6:55 | 7:00 | 7:05 | 7:10 | 7:15 | 7:20 | 7:25 | 7:30 | 7:35 | 7:40 | 7:45 | 7:50 | 7:55 | 8:00 | 8:05 | 8:10 | 8:15 | 8:20 | 8:25 | 8:30 | 8:35 | 8:40 | 8:45 | 8:50 | 8:55 | 9:00 | 9:05 | 9:10 | 9:15 | 9:20 | 9:25 | 9:30 | 9:35 | 9:40 | 9:45 | 9:50 | 9:55 | 10:00 | 10:05 | 10:10 | 10:15 | 10:20 | 10:25 | 10:30 | 10:35 | 10:40 | 10:45 | 10:50 | 10:55 | 11:00 | 11:05 | 11:10 | 11:15 | 11:20 | 11:25 | 11:30 | 11:35 | 11:40 | 11:45 | 11:50 | 11:55 | 12:00 | 12:05 | 12:10 | 12:15 | 12:20 | 12:25 | 12:30 | 12:35 | 12:40 | 12:45 | 12:50 | 12:55 | 13:00 | 13:05 | 13:10 | 13:15 | 13:20 | 13:25 | 13:30 | 13:35 | 13:40 | 13:45 | 13:50 | 13:55 | 14:00 | 14:05 | 14:10 | 14:15 | 14:20 | 14:25 | 14:30 | 14:35 | 14:40 | 14:45 | 14:50 | 14:55 | 15:00 | 15:05 | 15:10 | 15:15 | 15:20 | 15:25 | 15:30 | 15:35 | 15:40 | 15:45 | 15:50 | 15:55 | 16:00 | 16:05 | 16:10 | 16:15 | 16:20 | 16:25 | 16:30 | 16:35 | 16:40 | 16:45 | 16:50 | 16:55 | 17:00 | 17:05 | 17:10 | 17:15 | 17:20 | 17:25 | 17:30 | 17:35 | 17:40 | 17:45 | 17:50 | 17:55 | 18:00 | 18:05 | 18:10 | 18:15 | 18:20 | 18:25 | 18:30 | 18:35 | 18:40 | 18:45 | 18:50 | 18:55 | 19:00 | 19:05 | 19:10 | 19:15 | 19:20 | 19:25 | 19:30 | 19:35 | 19:40 | 19:45 | 19:50 | 19:55 | 20:00 | 20:05 | 20:10 | 20:15 | 20:20 | 20:25 | 20:30 | 20:35 | 20:40 | 20:45 | 20:50 | 20:55 | 21:00 | 21:05
| A | 0 | 0 | 0 | 0 | 0 | 0 | 0 | 0 | 0 | 0 | 0 | 0 | 0 | 0 | 0 | 0 | 0 | 0 | 0 | 0 | 0 | 0 | 0 | 0 | 0 | 0 | 0 | 0 | 0 | 0 | 0 | 0 | 0 | 0 | 0 | 0 | 0 | 0 | 0 | 0 | 0 | 0 | 0 | 0 | 0 | 0 | 0 | 0 | 0 | 0 | 0 | 0 | 0 | 0 | 0 | 0 | 0 | 0 | 0 | 0 | 0 | 0 | 0 | 0 | 0 | 0 | 0 | 0 | 0 | 0 | 0 | 0 | 0 | 0 | 0 | 0 | 0 | 0 | 9.251 | 18.502 | 27.753 | 27.8464 | 27.9399 | 28.0333 | 26.4448 | 24.8562 | 23.2677 | 25.9776 | 28.6874 | 31.3973 | 51.2076 | 71.0178 | 90.828 | 116.899 | 142.97 | 169.041 | 145.2127 | 121.3843 | 97.556 | 91.5288 | 85.5017 | 79.4745 | 73.7977 | 68.121 | 62.4442 | 60.2717 | 58.0991 | 55.9265 | 55.5885 | 55.2504 | 54.9124 | 62.0625 | 69.2127 | 76.3628 | 84.7728 | 93.1828 | 101.5928 | 102.1695 | 102.7462 | 103.3229 | 98.704 | 94.0852 | 89.4664 | 105.2318 | 120.9972 | 136.7626 | 146.5926 | 156.4225 | 166.2524 | 209.7793 | 253.3061 | 296.833 | 272.0368 | 247.2407 | 222.4445 | 204.7414 | 187.0384 | 169.3354 | 157.303 | 145.2707 | 133.2384 | 130.1501 | 127.0617 | 123.9733 | 117.8027 | 111.632 | 105.4614 | 107.0018 | 108.5421 | 110.0825 | 117.107 | 124.1315 | 131.156 | 142.8632 | 154.5705 | 166.2777 | 178.7766 | 191.2754 | 203.7743 | 203.7042 | 203.6341 | 203.5641 | 195.8269 | 188.0897 | 180.3525 | 199.9337 | 219.515 | 239.0963 | 274.1239 | 309.1516 | 344.1793 | 377.2033 | 410.2273 | 443.2513 | 461.5283 | 479.8053 | 498.0822 | 488.9294 | 479.7765 | 470.6236 | 483.3087 | 495.9938 | 508.6789 | 505.6528 | 502.6268 | 499.6007 | 513.8821 | 528.1636 | 542.445 | 540.7778 | 539.1105 | 537.4433 | 530.5603 | 523.6774 | 516.7945 | 509.5479 | 502.3013 | 495.0546 | 469.3488 | 443.6429 | 417.937 | 396.8185 | 375.7001 | 354.5816 | 334.4911 | 314.4005 | 294.31 | 304.5087 | 314.7075 | 324.9063 | 292.2675 | 259.6287 | 226.9899 | 220.4007 | 213.8116 | 207.2224 | 199.341 | 191.4597 | 183.5783 | 171.6574 | 159.7366 | 147.8158 | 140.7407 | 133.6656 | 126.5905 | 118.9815 | 111.3724 | 103.7634 | 95.1131 | 86.4628 | 77.8125 | 72.6344 | 67.4564 | 62.2783 | 57.61 | 52.9417 | 48.2734 | 42.7949 | 37.3164 | 31.8379 | 22.0662 | 12.2946 | 2.523 | 1.682 | 0.841 | 0 | 0 | 0 | 0 | 0 | 0 | 0 | 0 | 0
| B | 0 | 0 | 0 | 0 | 0 | 0 | 0 | 0 | 0 | 0 | 0 | 0 | 0 | 0 | 0 | 0 | 0 | 0 | 0 | 0 | 0 | 0 | 0 | 0 | 0 | 0 | 0 | 0 | 0 | 0 | 0 | 0 | 0 | 0 | 0 | 0 | 0 | 0 | 0 | 0 | 0 | 0 | 0 | 0 | 0 | 0 | 0 | 0 | 0 | 0 | 0 | 0 | 0 | 0 | 0 | 0 | 0 | 0 | 0 | 0 | 0 | 0 | 0 | 0 | 0 | 0 | 0 | 0 | 0 | 0 | 0 | 0 | 0 | 0 | 0 | 0 | 0 | 0 | 0 | 0 | 0 | 0 | 0 | 0 | 0 | 0 | 0 | 0 | 0 | 0 | 0 | 0 | 0 | 0 | 0 | 0 | 0 | 0 | 0 | 0 | 0 | 0 | 0 | 0 | 0 | 0 | 0 | 0 | 0 | 0 | 0 | 0 | 0 | 0 | 0 | 0 | 0 | 0 | 0 | 0 | 0 | 0 | 0 | 0 | 0 | 0 | 0 | 0 | 0 | 0 | 0 | 0 | 0 | 0 | 0 | 0 | 0 | 0 | 0 | 0 | 0 | 0 | 0 | 0 | 0 | 0 | 0 | 0 | 0 | 0 | 0 | 0 | 0 | 0 | 0 | 0 | 0 | 0 | 0 | 0 | 0 | 0 | 0 | 0 | 0 | 0 | 0 | 0 | 0 | 0 | 0 | 0 | 0 | 0 | 0 | 0 | 0 | 0 | 0 | 0 | 0 | 0 | 0 | 0 | 0 | 0 | 0 | 0 | 0 | 0 | 0 | 0 | 0 | 0 | 0 | 0 | 0 | 0 | 0 | 0 | 0 | 0 | 0 | 0 | 0 | 0 | 0 | 0 | 0 | 0 | 0 | 0 | 0 | 0 | 0 | 0 | 0 | 0 | 0 | 0 | 0 | 0 | 0 | 0 | 0 | 0 | 0 | 0 | 0 | 0 | 0 | 0 | 0 | 0 | 0 | 0 | 0 | 0 | 0 | 0 | 0 | 0 | 0 | 0 | 0 | 0 | 0 | 0 | 0 | 0 | 0 | 0 | 0 | 0
| C | 0 | 0 | 0 | 0 | 0 | 0 | 0 | 0 | 0 | 0 | 0 | 0 | 0 | 0 | 0 | 0 | 0 | 0 | 0 | 0 | 0 | 0 | 0 | 0 | 0 | 0 | 0 | 0 | 0 | 0 | 0 | 0 | 0 | 0 | 0 | 0 | 0 | 0 | 0 | 0 | 0 | 0 | 0 | 0 | 0 | 0 | 0 | 0 | 0 | 0 | 0 | 0 | 0 | 0 | 0 | 0 | 0 | 0 | 0 | 0 | 0 | 0 | 0 | 0 | 0 | 0 | 0 | 0 | 0 | 2.0853 | 4.1707 | 6.256 | 7.1583 | 8.0606 | 8.9629 | 10.4066 | 11.8503 | 13.294 | 15.6726 | 18.0512 | 20.4297 | 23.8543 | 27.2788 | 30.7033 | 34.9912 | 39.2792 | 43.5672 | 45.0823 | 46.5974 | 48.1125 | 49.3409 | 50.5693 | 51.7977 | 53.3194 | 54.841 | 56.3627 | 56.9166 | 57.4705 | 58.0244 | 58.8618 | 59.6992 | 60.5366 | 61.3186 | 62.1006 | 62.8826 | 62.8686 | 62.8547 | 62.8407 | 60.7784 | 58.7161 | 56.6538 | 55.7797 | 54.9055 | 54.0313 | 50.9641 | 47.8969 | 44.8297 | 42.8512 | 40.8727 | 38.8942 | 33.7223 | 28.5504 | 23.3785 | 22.3828 | 21.387 | 20.3912 | 22.0825 | 23.7738 | 25.4651 | 28.4975 | 31.5299 | 34.5623 | 40.5564 | 46.5504 | 52.5444 | 64.2142 | 75.8841 | 87.5539 | 106.4427 | 125.3315 | 144.2203 | 160.0236 | 175.8269 | 191.6301 | 191.4929 | 191.3557 | 191.2185 | 203.3263 | 215.4341 | 227.5419 | 238.38 | 249.2181 | 260.0562 | 254.6072 | 249.1582 | 243.7092 | 242.9262 | 242.1432 | 241.3602 | 227.8413 | 214.3224 | 200.8036 | 182.3824 | 163.9612 | 145.54 | 123.1487 | 100.7574 | 78.3662 | 69.9592 | 61.5521 | 53.1451 | 48.239 | 43.3328 | 38.4266 | 34.9868 | 31.5471 | 28.1073 | 26.5424 | 24.9775 | 23.4126 | 23.2199 | 23.0271 | 22.8344 | 22.8865 | 22.9387 | 22.9908 | 25.6469 | 28.3031 | 30.9592 | 35.9243 | 40.8894 | 45.8545 | 49.0607 | 52.2669 | 55.4731 | 62.6166 | 69.7601 | 76.9035 | 91.4378 | 105.972 | 120.5062 | 130.7731 | 141.04 | 151.307 | 150.9226 | 150.5382 | 150.1538 | 143.3992 | 136.6447 | 129.8902 | 125.4002 | 120.9102 | 116.4202 | 110.3304 | 104.2406 | 98.1508 | 93.5435 | 88.9362 | 84.3289 | 77.8057 | 71.2826 | 64.7594 | 58.1515 | 51.5436 | 44.9357 | 41.3613 | 37.7869 | 34.2125 | 32.2638 | 30.3151 | 28.3664 | 26.9779 | 25.5894 | 24.2008 | 20.5233 | 16.8458 | 13.1683 | 11.3354 | 9.5025 | 7.6696 | 6.4164 | 5.1632 | 3.91 | 2.6067 | 1.3033 | 0 | 0 | 0 | 0 | 0 | 0 | 0 | 0 | 0
| D | 0 | 0 | 0 | 0 | 0 | 0 | 0 | 0 | 0 | 0 | 0 | 0 | 0 | 0 | 0 | 0 | 0 | 0 | 0 | 0 | 0 | 0 | 0 | 0 | 0 | 0 | 0 | 0 | 0 | 0 | 0 | 0 | 0 | 0 | 0 | 0 | 0 | 0 | 0 | 0 | 0 | 0 | 0 | 0 | 0 | 0 | 0 | 0 | 0 | 0 | 0 | 0 | 0 | 0 | 0 | 0 | 0 | 0 | 0 | 0 | 0 | 0 | 0 | 0 | 0 | 0 | 0 | 0 | 0 | 0 | 0 | 0 | 0 | 0 | 0 | 0 | 0 | 0 | 0 | 0 | 0 | 0 | 0 | 0 | 0 | 0 | 0 | 0 | 0 | 0 | 0 | 0 | 0 | 0 | 0 | 0 | 0 | 0 | 0 | 0 | 0 | 0 | 0 | 0 | 0 | 0 | 0 | 0 | 0 | 0 | 0 | 0 | 0 | 0 | 0 | 0 | 0 | 0 | 0 | 0 | 0 | 0 | 0 | 0 | 0 | 0 | 0 | 0 | 0 | 0 | 0 | 0 | 0 | 0 | 0 | 0 | 0 | 0 | 0 | 0 | 0 | 0 | 0 | 0 | 0 | 0 | 0 | 0 | 0 | 0 | 0 | 0 | 0 | 0 | 0 | 0 | 0 | 0 | 0 | 0 | 0 | 0 | 0 | 0 | 0 | 0 | 0 | 0 | 0 | 0 | 0 | 0 | 0 | 0 | 0 | 0 | 0 | 0 | 0 | 0 | 0 | 0 | 0 | 0 | 0 | 0 | 0 | 0 | 0 | 0 | 0 | 0 | 0 | 0 | 0 | 0 | 0 | 0 | 0 | 0 | 0 | 0 | 0 | 0 | 0 | 0 | 0 | 0 | 0 | 0 | 0 | 0 | 0 | 0 | 0 | 0 | 0 | 0 | 0 | 0 | 0 | 0 | 0 | 0 | 0 | 0 | 0 | 0 | 0 | 0 | 0 | 0 | 0 | 0 | 0 | 0 | 0 | 0 | 0 | 0 | 0 | 0 | 0 | 0 | 0 | 0 | 0 | 0 | 0 | 0 | 0 | 0 | 0 | 0
| E | 0 | 0 | 0 | 0 | 0 | 0 | 0 | 0 | 0 | 0 | 0 | 0 | 0 | 0 | 0 | 0 | 0 | 0 | 0 | 0 | 0 | 0 | 0 | 0 | 0 | 0 | 0 | 0 | 0 | 0 | 0 | 0 | 0 | 0 | 0 | 0 | 0 | 0 | 0 | 0 | 0 | 0 | 0 | 0 | 0 | 0 | 0 | 0 | 0 | 0 | 0 | 0 | 0 | 0 | 0 | 0 | 0 | 0 | 0 | 0 | 0 | 0 | 0 | 0 | 0 | 0 | 0 | 0 | 0 | 0 | 0 | 0 | 0 | 0 | 0 | 0 | 0 | 0 | 0 | 0 | 0 | 0 | 0 | 0 | 0 | 0 | 0 | 0 | 0 | 0 | 0 | 0 | 0 | 0 | 0 | 0 | 0 | 0 | 0 | 0 | 0 | 0 | 0 | 0 | 0 | 0 | 0 | 0 | 0 | 0 | 0 | 0 | 0 | 0 | 0 | 0 | 0 | 0 | 0 | 0 | 0 | 0 | 0 | 0 | 0 | 0 | 0 | 0 | 0 | 0 | 0 | 0 | 0 | 0 | 0 | 0 | 0 | 0 | 0 | 0 | 0 | 0 | 0 | 0 | 0 | 0 | 0 | 0 | 0 | 0 | 0 | 0 | 0 | 0 | 0 | 0 | 0 | 0 | 0 | 0 | 0 | 0 | 0 | 0 | 0 | 0 | 0 | 0 | 0 | 0 | 0 | 0 | 0 | 0 | 0 | 0 | 0 | 0 | 0 | 0 | 0 | 0 | 0 | 0 | 0 | 0 | 0 | 0 | 0 | 0 | 0 | 0 | 0 | 0 | 0 | 0 | 0 | 0 | 0 | 0 | 0 | 0 | 0 | 0 | 0 | 0 | 0 | 0 | 0 | 0 | 0 | 0 | 0 | 0 | 0 | 0 | 0 | 0 | 0 | 0 | 0 | 0 | 0 | 0 | 0 | 0 | 0 | 0 | 0 | 0 | 0 | 0 | 0 | 0 | 0 | 0 | 0 | 0 | 0 | 0 | 0 | 0 | 0 | 0 | 0 | 0 | 0 | 0 | 0 | 0 | 0 | 0 | 0 | 0
| F | 0 | 0 | 0 | 0 | 0 | 0 | 0 | 0 | 0 | 0 | 0 | 0 | 0 | 0 | 0 | 0 | 0 | 0 | 0 | 0 | 0 | 0 | 0 | 0 | 0 | 0 | 0 | 0 | 0 | 0 | 0 | 0 | 0 | 0 | 0 | 0 | 0 | 0 | 0 | 0 | 0 | 0 | 0 | 0 | 0 | 0 | 0 | 0 | 0 | 0 | 0 | 0 | 0 | 0 | 0 | 0 | 0 | 0 | 0 | 0 | 0 | 0 | 0 | 0 | 0 | 0 | 0 | 0 | 22.348 | 28.9249 | 35.5018 | 42.0787 | 48.0268 | 53.975 | 59.9232 | 72.0111 | 84.0991 | 96.187 | 111.3253 | 126.4635 | 141.6018 | 161.1785 | 180.7552 | 200.3319 | 219.7148 | 239.0977 | 258.4806 | 281.2153 | 303.9499 | 326.6845 | 351.7664 | 376.8483 | 401.9302 | 421.6754 | 441.4206 | 461.1658 | 479.1132 | 497.0606 | 515.0081 | 535.497 | 555.9859 | 576.4749 | 596.3284 | 616.182 | 636.0355 | 661.6467 | 687.2579 | 712.869 | 745.8459 | 778.8227 | 811.7995 | 847.7885 | 883.7775 | 919.7665 | 936.553 | 953.3395 | 970.126 | 972.9734 | 975.8208 | 978.6683 | 998.4277 | 1018.1871 | 1037.9465 | 1055.2351 | 1072.5236 | 1089.8121 | 1074.2763 | 1058.7405 | 1043.2046 | 1039.2085 | 1035.2124 | 1031.2163 | 1041.6725 | 1052.1288 | 1062.585 | 1039.7158 | 1016.8466 | 993.9774 | 1001.6054 | 1009.2334 | 1016.8615 | 1014.1211 | 1011.3807 | 1008.6403 | 979.4257 | 950.2112 | 920.9967 | 819.2128 | 717.429 | 615.6451 | 540.3215 | 464.9978 | 389.6741 | 359.3871 | 329.1001 | 298.8131 | 285.1277 | 271.4424 | 257.757 | 254.8759 | 251.9948 | 249.1138 | 257.8838 | 266.6539 | 275.424 | 304.6703 | 333.9166 | 363.1629 | 406.5658 | 449.9686 | 493.3714 | 557.4011 | 621.4308 | 685.4605 | 758.7801 | 832.0997 | 905.4192 | 940.7223 | 976.0253 | 1011.3283 | 1020.4503 | 1029.5722 | 1038.6942 | 1022.788 | 1006.8819 | 990.9757 | 971.6408 | 952.3059 | 932.9709 | 871.4249 | 809.8788 | 748.3328 | 674.033 | 599.7333 | 525.4335 | 469.9124 | 414.3913 | 358.8701 | 317.4295 | 275.9888 | 234.5481 | 207.7054 | 180.8627 | 154.02 | 141.8655 | 129.7111 | 117.5566 | 111.4065 | 105.2564 | 99.1063 | 95.0204 | 90.9344 | 86.8484 | 85.8843 | 84.9201 | 83.956 | 87.9638 | 91.9716 | 95.9794 | 99.7085 | 103.4377 | 107.1669 | 113.3806 | 119.5944 | 125.8082 | 123.1569 | 120.5057 | 117.8545 | 116.974 | 116.0935 | 115.213 | 109.7887 | 104.3644 | 98.9402 | 87.2639 | 75.5876 | 63.9114 | 55.6339 | 47.3563 | 39.0788 | 35.9581 | 32.8375 | 29.7168 | 19.8112 | 9.9056 | 0 | 0 | 0 | 0 | 0 | 0 | 0 | 0 | 0
| G | 0 | 0 | 0 | 0 | 0 | 0 | 0 | 0 | 0 | 0 | 0 | 0 | 0 | 0 | 0 | 0 | 0 | 0 | 0 | 0 | 0 | 0 | 0 | 0 | 0 | 0 | 0 | 0 | 0 | 0 | 0 | 0 | 0 | 0 | 0 | 0 | 0 | 0 | 0 | 0 | 0 | 0 | 0 | 0 | 0 | 0 | 0 | 0 | 0 | 0 | 0 | 0 | 0 | 0 | 0 | 0 | 0 | 0 | 0 | 0 | 0 | 0 | 0 | 0 | 0 | 0 | 0 | 0 | 0 | 2.594 | 5.188 | 7.7819 | 8.426 | 9.07 | 9.7141 | 11.1699 | 12.6258 | 14.0817 | 15.9619 | 17.8421 | 19.7223 | 23.0494 | 26.3765 | 29.7035 | 34.0765 | 38.4496 | 42.8226 | 48.4874 | 54.1522 | 59.817 | 64.2868 | 68.7566 | 73.2264 | 78.6699 | 84.1135 | 89.557 | 95.1377 | 100.7183 | 106.299 | 111.969 | 117.6391 | 123.3091 | 129.6687 | 136.0284 | 142.388 | 150.66 | 158.932 | 167.2041 | 176.0156 | 184.8272 | 193.6387 | 201.1972 | 208.7556 | 216.3141 | 222.6772 | 229.0404 | 235.4035 | 241.381 | 247.3585 | 253.336 | 257.6218 | 261.9076 | 266.1933 | 270.1528 | 274.1122 | 278.0716 | 281.938 | 285.8044 | 289.6707 | 291.8338 | 293.9969 | 296.16 | 297.9968 | 299.8337 | 301.6706 | 304.6207 | 307.5707 | 310.5208 | 311.1507 | 311.7807 | 312.4106 | 313.4443 | 314.4781 | 315.5118 | 317.4753 | 319.4387 | 321.4021 | 316.0592 | 310.7162 | 305.3733 | 296.0431 | 286.713 | 277.3828 | 267.7497 | 258.1167 | 248.4836 | 239.5069 | 230.5303 | 221.5536 | 210.8404 | 200.1272 | 189.414 | 174.9072 | 160.4003 | 145.8935 | 133.9968 | 122.1001 | 110.2034 | 92.8824 | 75.5614 | 58.2404 | 52.8372 | 47.4339 | 42.0307 | 50.4255 | 58.8204 | 67.2152 | 84.0609 | 100.9065 | 117.7522 | 138.0439 | 158.3355 | 178.6272 | 185.5306 | 192.4341 | 199.3375 | 202.3376 | 205.3376 | 208.3377 | 205.8614 | 203.3852 | 200.909 | 189.4624 | 178.0159 | 166.5694 | 146.0961 | 125.6228 | 105.1495 | 91.2301 | 77.3107 | 63.3913 | 53.9171 | 44.443 | 34.9688 | 31.2363 | 27.5038 | 23.7713 | 21.7312 | 19.6911 | 17.651 | 16.5849 | 15.5189 | 14.4529 | 12.9935 | 11.534 | 10.0746 | 9.6812 | 9.2877 | 8.8943 | 8.5045 | 8.1147 | 7.7248 | 7.6696 | 7.6143 | 7.5591 | 7.7346 | 7.9101 | 8.0856 | 8.5289 | 8.9723 | 9.4157 | 9.2254 | 9.0351 | 8.8449 | 8.6399 | 8.435 | 8.23 | 7.947 | 7.6639 | 7.3809 | 7.1953 | 7.0097 | 6.8242 | 4.5494 | 2.2747 | 0 | 0 | 0 | 0 | 0 | 0 | 0 | 0 | 0
| H | 0 | 0 | 0 | 0 | 0 | 0 | 0 | 0 | 0 | 0 | 0 | 0 | 0 | 0 | 0 | 0 | 0 | 0 | 0 | 0 | 0 | 0 | 0 | 0 | 0 | 0 | 0 | 0 | 0 | 0 | 0 | 0 | 0 | 0 | 0 | 0 | 0 | 0 | 0 | 0 | 0 | 0 | 0 | 0 | 0 | 0 | 0 | 0 | 0 | 0 | 0 | 0 | 0 | 0 | 0 | 0 | 0 | 0 | 0 | 0 | 0 | 0 | 0 | 0 | 0 | 0 | 0 | 0 | 0 | 0 | 0 | 0 | 0 | 0 | 0 | 0.042 | 0.084 | 0.126 | 0.13659 | 0.14718 | 0.15777 | 0.19085 | 0.22392 | 0.257 | 0.25794 | 0.25887 | 0.25981 | 0.2853 | 0.3108 | 0.33629 | 0.38173 | 0.42717 | 0.47261 | 0.58045 | 0.6883 | 0.79615 | 1.0198 | 1.2435 | 1.4671 | 1.5714 | 1.6757 | 1.78 | 1.8019 | 1.8239 | 1.8458 | 1.8695 | 1.8933 | 1.917 | 2.1277 | 2.3385 | 2.5492 | 2.831 | 3.1128 | 3.3946 | 3.4525 | 3.5103 | 3.5682 | 3.684 | 3.7998 | 3.9156 | 3.9267 | 3.9379 | 3.949 | 4.0413 | 4.1337 | 4.226 | 4.2881 | 4.3503 | 4.4124 | 4.4593 | 4.5063 | 4.5532 | 4.5425 | 4.5317 | 4.521 | 4.6141 | 4.7071 | 4.8002 | 4.8285 | 4.8567 | 4.885 | 4.912 | 4.9391 | 4.9662 | 4.9899 | 5.0135 | 5.0372 | 5.0932 | 5.1492 | 5.2052 | 5.2049 | 5.2045 | 5.2042 | 5.2431 | 5.2819 | 5.3208 | 5.3237 | 5.3265 | 5.3294 | 5.2199 | 5.1103 | 5.0008 | 4.8075 | 4.6141 | 4.4208 | 4.2463 | 4.0717 | 3.8972 | 3.8553 | 3.8135 | 3.7716 | 3.5692 | 3.3668 | 3.1644 | 2.9723 | 2.7801 | 2.588 | 2.513 | 2.438 | 2.363 | 2.3957 | 2.4283 | 2.461 | 2.2451 | 2.0291 | 1.8132 | 1.6031 | 1.3929 | 1.1828 | 1.3723 | 1.5619 | 1.7514 | 2.1615 | 2.5715 | 2.9816 | 2.8235 | 2.6653 | 2.5072 | 2.0087 | 1.5101 | 1.0116 | 0.88605 | 0.76049 | 0.63494 | 0.55539 | 0.47583 | 0.39628 | 0.37677 | 0.35726 | 0.33775 | 0.27837 | 0.21898 | 0.1596 | 0.1064 | 0.0532 | 0 | 0 | 0 | 0 | 0 | 0 | 0 | 0 | 0 | 0 | 0 | 0 | 0 | 0 | 0 | 0 | 0 | 0 | 0 | 0 | 0 | 0 | 0 | 0 | 0 | 0 | 0 | 0 | 0 | 0 | 0 | 0 | 0 | 0 | 0 | 0 | 0 | 0 | 0
| I | 0 | 0 | 0 | 0 | 0 | 0 | 0 | 0 | 0 | 0 | 0 | 0 | 0 | 0 | 0 | 0 | 0 | 0 | 0 | 0 | 0 | 0 | 0 | 0 | 0 | 0 | 0 | 0 | 0 | 0 | 0 | 0 | 0 | 0 | 0 | 0 | 0 | 0 | 0 | 0 | 0 | 0 | 0 | 0 | 0 | 0 | 0 | 0 | 0 | 0 | 0 | 0 | 0 | 0 | 0 | 0 | 0 | 0 | 0 | 0 | 0 | 0 | 0 | 0 | 0 | 0 | 0 | 0 | 0 | 0 | 0 | 0 | 0 | 0 | 0 | 0 | 0 | 0 | 0 | 0 | 0 | 0 | 0 | 0 | 0 | 0 | 0 | 0 | 0 | 0 | 0 | 0 | 0 | 0 | 0 | 0 | 0 | 0 | 0 | 0 | 0 | 0 | 0 | 0 | 0 | 0 | 0 | 0 | 0 | 0 | 0 | 0 | 0 | 0 | 0 | 0 | 0 | 0 | 0 | 0 | 0 | 0 | 0 | 0 | 0 | 0 | 0 | 0 | 0 | 0 | 0 | 0 | 0 | 0 | 0 | 0 | 0 | 0 | 0 | 0 | 0 | 0 | 0 | 0 | 0 | 0 | 0 | 0 | 0 | 0 | 0 | 0 | 0 | 0 | 0 | 0 | 0 | 0 | 0 | 0 | 0 | 0 | 0 | 0 | 0 | 0 | 0 | 0 | 0 | 0 | 0 | 0 | 0 | 0 | 0 | 0 | 0 | 0 | 0 | 0 | 0 | 0 | 0 | 0 | 0 | 0 | 0 | 0 | 0 | 0 | 0 | 0 | 0 | 0 | 0 | 0 | 0 | 0 | 0 | 0 | 0 | 0 | 0 | 0 | 0 | 0 | 0 | 0 | 0 | 0 | 0 | 0 | 0 | 0 | 0 | 0 | 0 | 0 | 0 | 0 | 0 | 0 | 0 | 0 | 0 | 0 | 0 | 0 | 0 | 0 | 0 | 0 | 0 | 0 | 0 | 0 | 0 | 0 | 0 | 0 | 0 | 0 | 0 | 0 | 0 | 0 | 0 | 0 | 0 | 0 | 0 | 0 | 0 | 0
| J | 0 | 0 | 0 | 0 | 0 | 0 | 0 | 0 | 0 | 0 | 0 | 0 | 0 | 0 | 0 | 0 | 0 | 0 | 0 | 0 | 0 | 0 | 0 | 0 | 0 | 0 | 0 | 0 | 0 | 0 | 0 | 0 | 0 | 0 | 0 | 0 | 0 | 0 | 0 | 0 | 0 | 0 | 0 | 0 | 0 | 0 | 0 | 0 | 0 | 0 | 0 | 0 | 0 | 0 | 0 | 0 | 0 | 0 | 0 | 0 | 0 | 0 | 0 | 0 | 0 | 0 | 0 | 0 | 0 | 0 | 0 | 0 | 0 | 0 | 0 | 0 | 0 | 0 | 0 | 0 | 0 | 0 | 0 | 0 | 0 | 0 | 0 | 0 | 0 | 0 | 0 | 0 | 0 | 0 | 0 | 0 | 0 | 0 | 0 | 0 | 0 | 0 | 0 | 0 | 0 | 0 | 0 | 0 | 0 | 0 | 0 | 0 | 0 | 0 | 0 | 0 | 0 | 0 | 0 | 0 | 0 | 0 | 0 | 0 | 0 | 0 | 0 | 0 | 0 | 0 | 0 | 0 | 0 | 0 | 0 | 0 | 0 | 0 | 0 | 0 | 0 | 0 | 0 | 0 | 0 | 0 | 0 | 0 | 0 | 0 | 0 | 0 | 0 | 0 | 0 | 0 | 0 | 0 | 0 | 0 | 0 | 0 | 0 | 0 | 0 | 0 | 0 | 0 | 0 | 0 | 0 | 0 | 0 | 0 | 0 | 0 | 0 | 0 | 0 | 0 | 0 | 0 | 0 | 0 | 0 | 0 | 0 | 0 | 0 | 0 | 0 | 0 | 0 | 0 | 0 | 0 | 0 | 0 | 0 | 0 | 0 | 0 | 0 | 0 | 0 | 0 | 0 | 0 | 0 | 0 | 0 | 0 | 0 | 0 | 0 | 0 | 0 | 0 | 0 | 0 | 0 | 0 | 0 | 0 | 0 | 0 | 0 | 0 | 0 | 0 | 0 | 0 | 0 | 0 | 0 | 0 | 0 | 0 | 0 | 0 | 0 | 0 | 0 | 0 | 0 | 0 | 0 | 0 | 0 | 0 | 0 | 0 | 0 | 0
| K | 0 | 0 | 0 | 0 | 0 | 0 | 0 | 0 | 0 | 0 | 0 | 0 | 0 | 0 | 0 | 0 | 0 | 0 | 0 | 0 | 0 | 0 | 0 | 0 | 0 | 0 | 0 | 0 | 0 | 0 | 0 | 0 | 0 | 0 | 0 | 0 | 0 | 0 | 0 | 0 | 0 | 0 | 0 | 0 | 0 | 0 | 0 | 0 | 0 | 0 | 0 | 0 | 0 | 0 | 0 | 0 | 0 | 0 | 0 | 0 | 0 | 0 | 0 | 0 | 0 | 0 | 0 | 0 | 2.238 | 4.3361 | 6.4342 | 8.5324 | 8.6576 | 8.7829 | 8.9081 | 9.0065 | 9.1048 | 9.2032 | 10.0334 | 10.8636 | 11.6938 | 12.2499 | 12.806 | 13.3622 | 13.3801 | 13.398 | 13.4158 | 15.6989 | 17.982 | 20.2651 | 22.7741 | 25.2832 | 27.7922 | 30.4678 | 33.1434 | 35.819 | 39.3235 | 42.828 | 46.3325 | 48.3876 | 50.4428 | 52.4979 | 56.7838 | 61.0696 | 65.3555 | 70.6701 | 75.9847 | 81.2994 | 89.4237 | 97.548 | 105.6724 | 113.2567 | 120.841 | 128.4254 | 131.102 | 133.7786 | 136.4552 | 143.7633 | 151.0714 | 158.3795 | 168.7954 | 179.2113 | 189.6272 | 196.281 | 202.9349 | 209.5887 | 217.9203 | 226.2519 | 234.5834 | 245.1768 | 255.7701 | 266.3634 | 270.4721 | 274.5807 | 278.6893 | 282.2309 | 285.7726 | 289.3142 | 291.1259 | 292.9376 | 294.7494 | 296.6223 | 298.4952 | 300.3682 | 301.7821 | 303.1961 | 304.6101 | 305.1537 | 305.6973 | 306.2409 | 306.5716 | 306.9023 | 307.233 | 304.063 | 300.8931 | 297.7232 | 297.7473 | 297.7713 | 297.7953 | 297.699 | 297.6027 | 297.5064 | 297.4312 | 297.3561 | 297.281 | 296.32 | 295.359 | 294.398 | 292.9916 | 291.5851 | 290.1786 | 288.2675 | 286.3563 | 284.4452 | 276.7993 | 269.1535 | 261.5076 | 255.8496 | 250.1916 | 244.5335 | 245.2228 | 245.9122 | 246.6015 | 241.6791 | 236.7568 | 231.8344 | 212.2223 | 192.6102 | 172.9981 | 146.9028 | 120.8075 | 94.7122 | 82.5828 | 70.4534 | 58.324 | 47.3398 | 36.3557 | 25.3715 | 24.4308 | 23.49 | 22.5492 | 24.9441 | 27.3391 | 29.734 | 31.5365 | 33.3391 | 35.1416 | 34.1799 | 33.2181 | 32.2564 | 30.1264 | 27.9964 | 25.8664 | 23.6615 | 21.4565 | 19.2516 | 17.4443 | 15.637 | 13.8297 | 12.2287 | 10.6276 | 9.0266 | 11.9857 | 14.9449 | 17.904 | 11.936 | 5.968 | 0 | 0 | 0 | 0 | 0 | 0 | 0 | 0 | 0 | 0 | 0 | 0 | 0 | 0 | 0 | 0 | 0 | 0 | 0 | 0 | 0 | 0 | 0 | 0 | 0 | 0 | 0
Total
Biomass
| Zone | 0:00 | 0:05 | 0:10 | 0:15 | 0:20 | 0:25 | 0:30 | 0:35 | 0:40 | 0:45 | 0:50 | 0:55 | 1:00 | 1:05 | 1:10 | 1:15 | 1:20 | 1:25 | 1:30 | 1:35 | 1:40 | 1:45 | 1:50 | 1:55 | 2:00 | 2:05 | 2:10 | 2:15 | 2:20 | 2:25 | 2:30 | 2:35 | 2:40 | 2:45 | 2:50 | 2:55 | 3:00 | 3:05 | 3:10 | 3:15 | 3:20 | 3:25 | 3:30 | 3:35 | 3:40 | 3:45 | 3:50 | 3:55 | 4:00 | 4:05 | 4:10 | 4:15 | 4:20 | 4:25 | 4:30 | 4:35 | 4:40 | 4:45 | 4:50 | 4:55 | 5:00 | 5:05 | 5:10 | 5:15 | 5:20 | 5:25 | 5:30 | 5:35 | 5:40 | 5:45 | 5:50 | 5:55 | 6:00 | 6:05 | 6:10 | 6:15 | 6:20 | 6:25 | 6:30 | 6:35 | 6:40 | 6:45 | 6:50 | 6:55 | 7:00 | 7:05 | 7:10 | 7:15 | 7:20 | 7:25 | 7:30 | 7:35 | 7:40 | 7:45 | 7:50 | 7:55 | 8:00 | 8:05 | 8:10 | 8:15 | 8:20 | 8:25 | 8:30 | 8:35 | 8:40 | 8:45 | 8:50 | 8:55 | 9:00 | 9:05 | 9:10 | 9:15 | 9:20 | 9:25 | 9:30 | 9:35 | 9:40 | 9:45 | 9:50 | 9:55 | 10:00 | 10:05 | 10:10 | 10:15 | 10:20 | 10:25 | 10:30 | 10:35 | 10:40 | 10:45 | 10:50 | 10:55 | 11:00 | 11:05 | 11:10 | 11:15 | 11:20 | 11:25 | 11:30 | 11:35 | 11:40 | 11:45 | 11:50 | 11:55 | 12:00 | 12:05 | 12:10 | 12:15 | 12:20 | 12:25 | 12:30 | 12:35 | 12:40 | 12:45 | 12:50 | 12:55 | 13:00 | 13:05 | 13:10 | 13:15 | 13:20 | 13:25 | 13:30 | 13:35 | 13:40 | 13:45 | 13:50 | 13:55 | 14:00 | 14:05 | 14:10 | 14:15 | 14:20 | 14:25 | 14:30 | 14:35 | 14:40 | 14:45 | 14:50 | 14:55 | 15:00 | 15:05 | 15:10 | 15:15 | 15:20 | 15:25 | 15:30 | 15:35 | 15:40 | 15:45 | 15:50 | 15:55 | 16:00 | 16:05 | 16:10 | 16:15 | 16:20 | 16:25 | 16:30 | 16:35 | 16:40 | 16:45 | 16:50 | 16:55 | 17:00 | 17:05 | 17:10 | 17:15 | 17:20 | 17:25 | 17:30 | 17:35 | 17:40 | 17:45 | 17:50 | 17:55 | 18:00 | 18:05 | 18:10 | 18:15 | 18:20 | 18:25 | 18:30 | 18:35 | 18:40 | 18:45 | 18:50 | 18:55 | 19:00 | 19:05 | 19:10 | 19:15 | 19:20 | 19:25 | 19:30 | 19:35 | 19:40 | 19:45 | 19:50 | 19:55 | 20:00 | 20:05 | 20:10 | 20:15 | 20:20 | 20:25 | 20:30 | 20:35 | 20:40 | 20:45 | 20:50 | 20:55 | 21:00 | 21:05
| A | 40.1427 | 40.1427 | 40.1427 | 40.1427 | 40.1427 | 40.1427 | 40.1427 | 40.1427 | 40.1427 | 40.1427 | 40.1427 | 40.1427 | 40.3594 | 40.3594 | 40.3594 | 40.3594 | 40.3594 | 40.3594 | 40.3594 | 40.3594 | 40.3594 | 40.3594 | 40.3594 | 40.3594 | 40.3538 | 40.3538 | 40.3538 | 40.3538 | 40.3538 | 40.3538 | 40.3538 | 40.3538 | 40.3538 | 40.3538 | 40.3538 | 40.3538 | 40.4401 | 40.4401 | 40.4401 | 40.4401 | 40.4401 | 40.4401 | 40.4401 | 40.4401 | 40.4401 | 40.4401 | 40.4401 | 40.4401 | 40.5886 | 40.5886 | 40.5886 | 40.5886 | 40.5886 | 40.5886 | 40.5886 | 40.5886 | 40.5886 | 40.5886 | 40.5886 | 40.5886 | 40.6548 | 40.6548 | 40.6548 | 40.6548 | 40.6548 | 40.6548 | 40.6548 | 40.6548 | 40.6548 | 40.6548 | 40.6548 | 40.6548 | 40.6633 | 40.6633 | 40.6633 | 40.6633 | 40.6633 | 40.6633 | 40.6633 | 40.6633 | 40.6633 | 40.6633 | 40.6633 | 40.6633 | 41.5273 | 41.5273 | 41.5273 | 41.5273 | 41.5273 | 41.5273 | 41.5273 | 41.5273 | 41.5273 | 41.5273 | 41.5273 | 41.5273 | 42.8796 | 42.8796 | 42.8796 | 42.8796 | 42.8796 | 42.8796 | 42.8796 | 42.8796 | 42.8796 | 42.8796 | 42.8796 | 42.8796 | 44.2245 | 44.2245 | 44.2245 | 44.2245 | 44.2245 | 44.2245 | 44.2245 | 44.2245 | 44.2245 | 44.2245 | 44.2245 | 44.2245 | 44.3852 | 44.3852 | 44.3852 | 44.3852 | 44.3852 | 44.3852 | 44.3852 | 44.3852 | 44.3852 | 44.3852 | 44.3852 | 44.3852 | 45.298 | 45.298 | 45.298 | 45.298 | 45.298 | 45.298 | 45.298 | 45.298 | 45.298 | 45.298 | 45.298 | 45.298 | 45.7266 | 45.7266 | 45.7266 | 45.7266 | 45.7266 | 45.7266 | 45.7266 | 45.7266 | 45.7266 | 45.7266 | 45.7266 | 45.7266 | 45.6736 | 45.6736 | 45.6736 | 45.6736 | 45.6736 | 45.6736 | 45.6736 | 45.6736 | 45.6736 | 45.6736 | 45.6736 | 45.6736 | 45.9906 | 45.9906 | 45.9906 | 45.9906 | 45.9906 | 45.9906 | 45.9906 | 45.9906 | 45.9906 | 45.9906 | 45.9906 | 45.9906 | 46.5928 | 46.5928 | 46.5928 | 46.5928 | 46.5928 | 46.5928 | 46.5928 | 46.5928 | 46.5928 | 46.5928 | 46.5928 | 46.5928 | 47.3999 | 47.3999 | 47.3999 | 47.3999 | 47.3999 | 47.3999 | 47.3999 | 47.3999 | 47.3999 | 47.3999 | 47.3999 | 47.3999 | 47.4649 | 47.4649 | 47.4649 | 47.4649 | 47.4649 | 47.4649 | 47.4649 | 47.4649 | 47.4649 | 47.4649 | 47.4649 | 47.4649 | 47.725 | 47.725 | 47.725 | 47.725 | 47.725 | 47.725 | 47.725 | 47.725 | 47.725 | 47.725 | 47.725 | 47.725 | 46.7424 | 46.7424 | 46.7424 | 46.7424 | 46.7424 | 46.7424 | 46.7424 | 46.7424 | 46.7424 | 46.7424 | 46.7424 | 46.7424 | 46.1221 | 46.1221 | 46.1221 | 46.1221 | 46.1221 | 46.1221 | 46.1221 | 46.1221 | 46.1221 | 46.1221 | 46.1221 | 46.1221 | 46.0703 | 46.0703
B
| C | 45.7768 | 45.7768 | 45.7768 | 45.7768 | 45.7768 | 45.7768 | 45.7768 | 45.7768 | 45.7768 | 45.7768 | 45.7768 | 45.7768 | 46.0239 | 46.0239 | 46.0239 | 46.0239 | 46.0239 | 46.0239 | 46.0239 | 46.0239 | 46.0239 | 46.0239 | 46.0239 | 46.0239 | 46.0175 | 46.0175 | 46.0175 | 46.0175 | 46.0175 | 46.0175 | 46.0175 | 46.0175 | 46.0175 | 46.0175 | 46.0175 | 46.0175 | 46.1159 | 46.1159 | 46.1159 | 46.1159 | 46.1159 | 46.1159 | 46.1159 | 46.1159 | 46.1159 | 46.1159 | 46.1159 | 46.1159 | 46.2852 | 46.2852 | 46.2852 | 46.2852 | 46.2852 | 46.2852 | 46.2852 | 46.2852 | 46.2852 | 46.2852 | 46.2852 | 46.2852 | 46.3607 | 46.3607 | 46.3607 | 46.3607 | 46.3607 | 46.3607 | 46.3607 | 46.3607 | 46.3607 | 46.3607 | 46.3607 | 46.3607 | 46.3705 | 46.3705 | 46.3705 | 46.3705 | 46.3705 | 46.3705 | 46.3705 | 46.3705 | 46.3705 | 46.3705 | 46.3705 | 46.3705 | 47.3557 | 47.3557 | 47.3557 | 47.3557 | 47.3557 | 47.3557 | 47.3557 | 47.3557 | 47.3557 | 47.3557 | 47.3557 | 47.3557 | 48.8978 | 48.8978 | 48.8978 | 48.8978 | 48.8978 | 48.8978 | 48.8978 | 48.8978 | 48.8978 | 48.8978 | 48.8978 | 48.8978 | 50.4314 | 50.4314 | 50.4314 | 50.4314 | 50.4314 | 50.4314 | 50.4314 | 50.4314 | 50.4314 | 50.4314 | 50.4314 | 50.4314 | 50.6147 | 50.6147 | 50.6147 | 50.6147 | 50.6147 | 50.6147 | 50.6147 | 50.6147 | 50.6147 | 50.6147 | 50.6147 | 50.6147 | 51.6556 | 51.6556 | 51.6556 | 51.6556 | 51.6556 | 51.6556 | 51.6556 | 51.6556 | 51.6556 | 51.6556 | 51.6556 | 51.6556 | 52.1443 | 52.1443 | 52.1443 | 52.1443 | 52.1443 | 52.1443 | 52.1443 | 52.1443 | 52.1443 | 52.1443 | 52.1443 | 52.1443 | 52.0839 | 52.0839 | 52.0839 | 52.0839 | 52.0839 | 52.0839 | 52.0839 | 52.0839 | 52.0839 | 52.0839 | 52.0839 | 52.0839 | 52.4455 | 52.4455 | 52.4455 | 52.4455 | 52.4455 | 52.4455 | 52.4455 | 52.4455 | 52.4455 | 52.4455 | 52.4455 | 52.4455 | 53.1322 | 53.1322 | 53.1322 | 53.1322 | 53.1322 | 53.1322 | 53.1322 | 53.1322 | 53.1322 | 53.1322 | 53.1322 | 53.1322 | 54.0525 | 54.0525 | 54.0525 | 54.0525 | 54.0525 | 54.0525 | 54.0525 | 54.0525 | 54.0525 | 54.0525 | 54.0525 | 54.0525 | 54.1266 | 54.1266 | 54.1266 | 54.1266 | 54.1266 | 54.1266 | 54.1266 | 54.1266 | 54.1266 | 54.1266 | 54.1266 | 54.1266 | 54.4233 | 54.4233 | 54.4233 | 54.4233 | 54.4233 | 54.4233 | 54.4233 | 54.4233 | 54.4233 | 54.4233 | 54.4233 | 54.4233 | 53.3028 | 53.3028 | 53.3028 | 53.3028 | 53.3028 | 53.3028 | 53.3028 | 53.3028 | 53.3028 | 53.3028 | 53.3028 | 53.3028 | 52.5953 | 52.5953 | 52.5953 | 52.5953 | 52.5953 | 52.5953 | 52.5953 | 52.5953 | 52.5953 | 52.5953 | 52.5953 | 52.5953 | 52.5363 | 52.5363
D
E
F
G
H
I
J
K
Landfill Gas/Anaerobic Digesters
| Zone | 0:00 | 0:05 | 0:10 | 0:15 | 0:20 | 0:25 | 0:30 | 0:35 | 0:40 | 0:45 | 0:50 | 0:55 | 1:00 | 1:05 | 1:10 | 1:15 | 1:20 | 1:25 | 1:30 | 1:35 | 1:40 | 1:45 | 1:50 | 1:55 | 2:00 | 2:05 | 2:10 | 2:15 | 2:20 | 2:25 | 2:30 | 2:35 | 2:40 | 2:45 | 2:50 | 2:55 | 3:00 | 3:05 | 3:10 | 3:15 | 3:20 | 3:25 | 3:30 | 3:35 | 3:40 | 3:45 | 3:50 | 3:55 | 4:00 | 4:05 | 4:10 | 4:15 | 4:20 | 4:25 | 4:30 | 4:35 | 4:40 | 4:45 | 4:50 | 4:55 | 5:00 | 5:05 | 5:10 | 5:15 | 5:20 | 5:25 | 5:30 | 5:35 | 5:40 | 5:45 | 5:50 | 5:55 | 6:00 | 6:05 | 6:10 | 6:15 | 6:20 | 6:25 | 6:30 | 6:35 | 6:40 | 6:45 | 6:50 | 6:55 | 7:00 | 7:05 | 7:10 | 7:15 | 7:20 | 7:25 | 7:30 | 7:35 | 7:40 | 7:45 | 7:50 | 7:55 | 8:00 | 8:05 | 8:10 | 8:15 | 8:20 | 8:25 | 8:30 | 8:35 | 8:40 | 8:45 | 8:50 | 8:55 | 9:00 | 9:05 | 9:10 | 9:15 | 9:20 | 9:25 | 9:30 | 9:35 | 9:40 | 9:45 | 9:50 | 9:55 | 10:00 | 10:05 | 10:10 | 10:15 | 10:20 | 10:25 | 10:30 | 10:35 | 10:40 | 10:45 | 10:50 | 10:55 | 11:00 | 11:05 | 11:10 | 11:15 | 11:20 | 11:25 | 11:30 | 11:35 | 11:40 | 11:45 | 11:50 | 11:55 | 12:00 | 12:05 | 12:10 | 12:15 | 12:20 | 12:25 | 12:30 | 12:35 | 12:40 | 12:45 | 12:50 | 12:55 | 13:00 | 13:05 | 13:10 | 13:15 | 13:20 | 13:25 | 13:30 | 13:35 | 13:40 | 13:45 | 13:50 | 13:55 | 14:00 | 14:05 | 14:10 | 14:15 | 14:20 | 14:25 | 14:30 | 14:35 | 14:40 | 14:45 | 14:50 | 14:55 | 15:00 | 15:05 | 15:10 | 15:15 | 15:20 | 15:25 | 15:30 | 15:35 | 15:40 | 15:45 | 15:50 | 15:55 | 16:00 | 16:05 | 16:10 | 16:15 | 16:20 | 16:25 | 16:30 | 16:35 | 16:40 | 16:45 | 16:50 | 16:55 | 17:00 | 17:05 | 17:10 | 17:15 | 17:20 | 17:25 | 17:30 | 17:35 | 17:40 | 17:45 | 17:50 | 17:55 | 18:00 | 18:05 | 18:10 | 18:15 | 18:20 | 18:25 | 18:30 | 18:35 | 18:40 | 18:45 | 18:50 | 18:55 | 19:00 | 19:05 | 19:10 | 19:15 | 19:20 | 19:25 | 19:30 | 19:35 | 19:40 | 19:45 | 19:50 | 19:55 | 20:00 | 20:05 | 20:10 | 20:15 | 20:20 | 20:25 | 20:30 | 20:35 | 20:40 | 20:45 | 20:50 | 20:55 | 21:00 | 21:05
| A | 3.5 | 3.5 | 3.5 | 3.5 | 3.5 | 3.5 | 3.5 | 3.5 | 3.5 | 3.5 | 3.5 | 3.5 | 3.5 | 3.5 | 3.5 | 3.5 | 3.5 | 3.5 | 3.5 | 3.5 | 3.5 | 3.5 | 3.5 | 3.5 | 3.5 | 3.5 | 3.5 | 3.5 | 3.5 | 3.5 | 3.5 | 3.5 | 3.5 | 3.5 | 3.5 | 3.5 | 3.5 | 3.5 | 3.5 | 3.5 | 3.5 | 3.5 | 3.5 | 3.5 | 3.5 | 3.5 | 3.5 | 3.5 | 3.5 | 3.5 | 3.5 | 3.5 | 3.5 | 3.5 | 3.5 | 3.5 | 3.5 | 3.5 | 3.5 | 3.5 | 3.5 | 3.5 | 3.5 | 3.5 | 3.5 | 3.5 | 3.5 | 3.5 | 3.5 | 3.5 | 3.5 | 3.5 | 3.5 | 3.5 | 3.5 | 3.5 | 3.5 | 3.5 | 3.5 | 3.5 | 3.5 | 3.5 | 3.5 | 3.5 | 3.5 | 3.5 | 3.5 | 3.5 | 3.5 | 3.5 | 3.5 | 3.5 | 3.5 | 3.5 | 3.5 | 3.5 | 3.5 | 3.5 | 3.5 | 3.5 | 3.5 | 3.5 | 3.5 | 3.5 | 3.5 | 3.5 | 3.5 | 3.5 | 3.5 | 3.5 | 3.5 | 3.5 | 3.5 | 3.5 | 3.5 | 3.5 | 3.5 | 3.5 | 3.5 | 3.5 | 3.5 | 3.5 | 3.5 | 3.5 | 3.5 | 3.5 | 3.5 | 3.5 | 3.5 | 3.5 | 3.5 | 3.5 | 3.5 | 3.5 | 3.5 | 3.5 | 3.5 | 3.5 | 3.5 | 3.5 | 3.5 | 3.5 | 3.5 | 3.5 | 3.5 | 3.5 | 3.5 | 3.5 | 3.5 | 3.5 | 3.5 | 3.5 | 3.5 | 3.5 | 3.5 | 3.5 | 3.5 | 3.5 | 3.5 | 3.5 | 3.5 | 3.5 | 3.5 | 3.5 | 3.5 | 3.5 | 3.5 | 3.5 | 3.5 | 3.5 | 3.5 | 3.5 | 3.5 | 3.5 | 3.5 | 3.5 | 3.5 | 3.5 | 3.5 | 3.5 | 3.5 | 3.5 | 3.5 | 3.5 | 3.5 | 3.5 | 3.5 | 3.5 | 3.5 | 3.5 | 3.5 | 3.5 | 3.5 | 3.5 | 3.5 | 3.5 | 3.5 | 3.5 | 3.5 | 3.5 | 3.5 | 3.5 | 3.5 | 3.5 | 3.5 | 3.5 | 3.5 | 3.5 | 3.5 | 3.5 | 3.5 | 3.5 | 3.5 | 3.5 | 3.5 | 3.5 | 3.5 | 3.5 | 3.5 | 3.5 | 3.5 | 3.5 | 3.5 | 3.5 | 3.5 | 3.5 | 3.5 | 3.5 | 3.5 | 3.5 | 3.5 | 3.5 | 3.5 | 3.5 | 3.5 | 3.5 | 3.5 | 3.5 | 3.5 | 3.5 | 3.5 | 3.5 | 3.5 | 3.5 | 3.5 | 3.5 | 3.5 | 3.5 | 3.5 | 3.5 | 3.5 | 3.5 | 3.5 | 3.5
| B | 2.8 | 2.8 | 2.8 | 2.8 | 2.8 | 2.8 | 2.8 | 2.8 | 2.8 | 2.8 | 2.8 | 2.8 | 2.8 | 2.8 | 2.8 | 2.8 | 2.8 | 2.8 | 2.8 | 2.8 | 2.8 | 2.8 | 2.8 | 2.8 | 2.8 | 2.8 | 2.8 | 2.8 | 2.8 | 2.8 | 2.8 | 2.8 | 2.8 | 2.8 | 2.8 | 2.8 | 2.8 | 2.8 | 2.8 | 2.8 | 2.8 | 2.8 | 2.8 | 2.8 | 2.8 | 2.8 | 2.8 | 2.8 | 2.8 | 2.8 | 2.8 | 2.8 | 2.8 | 2.8 | 2.8 | 2.8 | 2.8 | 2.8 | 2.8 | 2.8 | 2.8 | 2.8 | 2.8 | 2.8 | 2.8 | 2.8 | 2.8 | 2.8 | 2.8 | 2.8 | 2.8 | 2.8 | 2.8 | 2.8 | 2.8 | 2.8 | 2.8 | 2.8 | 2.8 | 2.8 | 2.8 | 2.8 | 2.8 | 2.8 | 2.8 | 2.8 | 2.8 | 2.8 | 2.8 | 2.8 | 2.8 | 2.8 | 2.8 | 2.8 | 2.8 | 2.8 | 2.8 | 2.8 | 2.8 | 2.8 | 2.8 | 2.8 | 2.8 | 2.8 | 2.8 | 2.8 | 2.8 | 2.8 | 2.8 | 2.8 | 2.8 | 2.8 | 2.8 | 2.8 | 2.8 | 2.8 | 2.8 | 2.8 | 2.8 | 2.8 | 2.8 | 2.8 | 2.8 | 2.8 | 2.8 | 2.8 | 2.8 | 2.8 | 2.8 | 2.8 | 2.8 | 2.8 | 2.8 | 2.8 | 2.8 | 2.8 | 2.8 | 2.8 | 2.8 | 2.8 | 2.8 | 2.8 | 2.8 | 2.8 | 2.8 | 2.8 | 2.8 | 2.8 | 2.8 | 2.8 | 2.8 | 2.8 | 2.8 | 2.8 | 2.8 | 2.8 | 2.8 | 2.8 | 2.8 | 2.8 | 2.8 | 2.8 | 2.8 | 2.8 | 2.8 | 2.8 | 2.8 | 2.8 | 2.8 | 2.8 | 2.8 | 2.8 | 2.8 | 2.8 | 2.8 | 2.8 | 2.8 | 2.8 | 2.8 | 2.8 | 2.8 | 2.8 | 2.8 | 2.8 | 2.8 | 2.8 | 2.8 | 2.8 | 2.8 | 2.8 | 2.8 | 2.8 | 2.8 | 2.8 | 2.8 | 2.8 | 2.8 | 2.8 | 2.8 | 2.8 | 2.8 | 2.8 | 2.8 | 2.8 | 2.8 | 2.8 | 2.8 | 2.8 | 2.8 | 2.8 | 2.8 | 2.8 | 2.8 | 2.8 | 2.8 | 2.8 | 2.8 | 2.8 | 2.8 | 2.8 | 2.8 | 2.8 | 2.8 | 2.8 | 2.8 | 2.8 | 2.8 | 2.8 | 2.8 | 2.8 | 2.8 | 2.8 | 2.8 | 2.8 | 2.8 | 2.8 | 2.8 | 2.8 | 2.8 | 2.8 | 2.8 | 2.8 | 2.8 | 2.8 | 2.8 | 2.8 | 2.8 | 2.8 | 2.8 | 2.8 | 2.8 | 2.8 | 2.8 | 2.8
| C | 1.4 | 1.4 | 1.4 | 1.4 | 1.4 | 1.4 | 1.4 | 1.4 | 1.4 | 1.4 | 1.4 | 1.4 | 1.4 | 1.4 | 1.4 | 1.4 | 1.4 | 1.4 | 1.4 | 1.4 | 1.4 | 1.4 | 1.4 | 1.4 | 1.4 | 1.4 | 1.4 | 1.4 | 1.4 | 1.4 | 1.4 | 1.4 | 1.4 | 1.4 | 1.4 | 1.4 | 1.4 | 1.4 | 1.4 | 1.4 | 1.4 | 1.4 | 1.4 | 1.4 | 1.4 | 1.4 | 1.4 | 1.4 | 1.4 | 1.4 | 1.4 | 1.4 | 1.4 | 1.4 | 1.4 | 1.4 | 1.4 | 1.4 | 1.4 | 1.4 | 1.4 | 1.4 | 1.4 | 1.4 | 1.4 | 1.4 | 1.4 | 1.4 | 1.4 | 1.4 | 1.4 | 1.4 | 1.4 | 1.4 | 1.4 | 1.4 | 1.4 | 1.4 | 1.4 | 1.4 | 1.4 | 1.4 | 1.4 | 1.4 | 1.4 | 1.4 | 1.4 | 1.4 | 1.4 | 1.4 | 1.4 | 1.4 | 1.4 | 1.4 | 1.4 | 1.4 | 1.4 | 1.4 | 1.4 | 1.4 | 1.4 | 1.4 | 1.4 | 1.4 | 1.4 | 1.4 | 1.4 | 1.4 | 1.4 | 1.4 | 1.4 | 1.4 | 1.4 | 1.4 | 1.4 | 1.4 | 1.4 | 1.4 | 1.4 | 1.4 | 1.4 | 1.4 | 1.4 | 1.4 | 1.4 | 1.4 | 1.4 | 1.4 | 1.4 | 1.4 | 1.4 | 1.4 | 1.4 | 1.4 | 1.4 | 1.4 | 1.4 | 1.4 | 1.4 | 1.4 | 1.4 | 1.4 | 1.4 | 1.4 | 1.4 | 1.4 | 1.4 | 1.4 | 1.4 | 1.4 | 1.4 | 1.4 | 1.4 | 1.4 | 1.4 | 1.4 | 1.4 | 1.4 | 1.4 | 1.4 | 1.4 | 1.4 | 1.4 | 1.4 | 1.4 | 1.4 | 1.4 | 1.4 | 1.4 | 1.4 | 1.4 | 1.4 | 1.4 | 1.4 | 1.4 | 1.4 | 1.4 | 1.4 | 1.4 | 1.4 | 1.4 | 1.4 | 1.4 | 1.4 | 1.4 | 1.4 | 1.4 | 1.4 | 1.4 | 1.4 | 1.4 | 1.4 | 1.4 | 1.4 | 1.4 | 1.4 | 1.4 | 1.4 | 1.4 | 1.4 | 1.4 | 1.4 | 1.4 | 1.4 | 1.4 | 1.4 | 1.4 | 1.4 | 1.4 | 1.4 | 1.4 | 1.4 | 1.4 | 1.4 | 1.4 | 1.4 | 1.4 | 1.4 | 1.4 | 1.4 | 1.4 | 1.4 | 1.4 | 1.4 | 1.4 | 1.4 | 1.4 | 1.4 | 1.4 | 1.4 | 1.4 | 1.4 | 1.4 | 1.4 | 1.4 | 1.4 | 1.4 | 1.4 | 1.4 | 1.4 | 1.4 | 1.4 | 1.4 | 1.4 | 1.4 | 1.4 | 1.4 | 1.4 | 1.4 | 1.4 | 1.4 | 1.4 | 1.4 | 1.4
| D | 0 | 0 | 0 | 0 | 0 | 0 | 0 | 0 | 0 | 0 | 0 | 0 | 0 | 0 | 0 | 0 | 0 | 0 | 0 | 0 | 0 | 0 | 0 | 0 | 0 | 0 | 0 | 0 | 0 | 0 | 0 | 0 | 0 | 0 | 0 | 0 | 0 | 0 | 0 | 0 | 0 | 0 | 0 | 0 | 0 | 0 | 0 | 0 | 0 | 0 | 0 | 0 | 0 | 0 | 0 | 0 | 0 | 0 | 0 | 0 | 0 | 0 | 0 | 0 | 0 | 0 | 0 | 0 | 0 | 0 | 0 | 0 | 0 | 0 | 0 | 0 | 0 | 0 | 0 | 0 | 0 | 0 | 0 | 0 | 0 | 0 | 0 | 0 | 0 | 0 | 0 | 0 | 0 | 0 | 0 | 0 | 0 | 0 | 0 | 0 | 0 | 0 | 0 | 0 | 0 | 0 | 0 | 0 | 0 | 0 | 0 | 0 | 0 | 0 | 0 | 0 | 0 | 0 | 0 | 0 | 0 | 0 | 0 | 0 | 0 | 0 | 0 | 0 | 0 | 0 | 0 | 0 | 0 | 0 | 0 | 0 | 0 | 0 | 0 | 0 | 0 | 0 | 0 | 0 | 0 | 0 | 0 | 0 | 0 | 0 | 0 | 0 | 0 | 0 | 0 | 0 | 0 | 0 | 0 | 0 | 0 | 0 | 0 | 0 | 0 | 0 | 0 | 0 | 0 | 0 | 0 | 0 | 0 | 0 | 0 | 0 | 0 | 0 | 0 | 0 | 0 | 0 | 0 | 0 | 0 | 0 | 0 | 0 | 0 | 0 | 0 | 0 | 0 | 0 | 0 | 0 | 0 | 0 | 0 | 0 | 0 | 0 | 0 | 0 | 0 | 0 | 0 | 0 | 0 | 0 | 0 | 0 | 0 | 0 | 0 | 0 | 0 | 0 | 0 | 0 | 0 | 0 | 0 | 0 | 0 | 0 | 0 | 0 | 0 | 0 | 0 | 0 | 0 | 0 | 0 | 0 | 0 | 0 | 0 | 0 | 0 | 0 | 0 | 0 | 0 | 0 | 0 | 0 | 0 | 0 | 0 | 0 | 0 | 0
| E | 0 | 0 | 0 | 0 | 0 | 0 | 0 | 0 | 0 | 0 | 0 | 0 | 0 | 0 | 0 | 0 | 0 | 0 | 0 | 0 | 0 | 0 | 0 | 0 | 0 | 0 | 0 | 0 | 0 | 0 | 0 | 0 | 0 | 0 | 0 | 0 | 0 | 0 | 0 | 0 | 0 | 0 | 0 | 0 | 0 | 0 | 0 | 0 | 0 | 0 | 0 | 0 | 0 | 0 | 0 | 0 | 0 | 0 | 0 | 0 | 0 | 0 | 0 | 0 | 0 | 0 | 0 | 0 | 0 | 0 | 0 | 0 | 0 | 0 | 0 | 0 | 0 | 0 | 0 | 0 | 0 | 0 | 0 | 0 | 0 | 0 | 0 | 0 | 0 | 0 | 0 | 0 | 0 | 0 | 0 | 0 | 0 | 0 | 0 | 0 | 0 | 0 | 0 | 0 | 0 | 0 | 0 | 0 | 0 | 0 | 0 | 0 | 0 | 0 | 0 | 0 | 0 | 0 | 0 | 0 | 0 | 0 | 0 | 0 | 0 | 0 | 0 | 0 | 0 | 0 | 0 | 0 | 0 | 0 | 0 | 0 | 0 | 0 | 0 | 0 | 0 | 0 | 0 | 0 | 0 | 0 | 0 | 0 | 0 | 0 | 0 | 0 | 0 | 0 | 0 | 0 | 0 | 0 | 0 | 0 | 0 | 0 | 0 | 0 | 0 | 0 | 0 | 0 | 0 | 0 | 0 | 0 | 0 | 0 | 0 | 0 | 0 | 0 | 0 | 0 | 0 | 0 | 0 | 0 | 0 | 0 | 0 | 0 | 0 | 0 | 0 | 0 | 0 | 0 | 0 | 0 | 0 | 0 | 0 | 0 | 0 | 0 | 0 | 0 | 0 | 0 | 0 | 0 | 0 | 0 | 0 | 0 | 0 | 0 | 0 | 0 | 0 | 0 | 0 | 0 | 0 | 0 | 0 | 0 | 0 | 0 | 0 | 0 | 0 | 0 | 0 | 0 | 0 | 0 | 0 | 0 | 0 | 0 | 0 | 0 | 0 | 0 | 0 | 0 | 0 | 0 | 0 | 0 | 0 | 0 | 0 | 0 | 0 | 0
| F | 1.4 | 1.4 | 1.4 | 1.4 | 1.4 | 1.4 | 1.4 | 1.4 | 1.4 | 1.4 | 1.4 | 1.4 | 1.4 | 1.4 | 1.4 | 1.4 | 1.4 | 1.4 | 1.4 | 1.4 | 1.4 | 1.4 | 1.4 | 1.4 | 1.4 | 1.4 | 1.4 | 1.4 | 1.4 | 1.4 | 1.4 | 1.4 | 1.4 | 1.4 | 1.4 | 1.4 | 1.4 | 1.4 | 1.4 | 1.4 | 1.4 | 1.4 | 1.4 | 1.4 | 1.4 | 1.4 | 1.4 | 1.4 | 1.4 | 1.4 | 1.4 | 1.4 | 1.4 | 1.4 | 1.4 | 1.4 | 1.4 | 1.4 | 1.4 | 1.4 | 1.4 | 1.4 | 1.4 | 1.4 | 1.4 | 1.4 | 1.4 | 1.4 | 1.4 | 1.4 | 1.4 | 1.4 | 1.4 | 1.4 | 1.4 | 1.4 | 1.4 | 1.4 | 1.4 | 1.4 | 1.4 | 1.4 | 1.4 | 1.4 | 1.4 | 1.4 | 1.4 | 1.4 | 1.4 | 1.4 | 1.4 | 1.4 | 1.4 | 1.4 | 1.4 | 1.4 | 1.4 | 1.4 | 1.4 | 1.4 | 1.4 | 1.4 | 1.4 | 1.4 | 1.4 | 1.4 | 1.4 | 1.4 | 1.4 | 1.4 | 1.4 | 1.4 | 1.4 | 1.4 | 1.4 | 1.4 | 1.4 | 1.4 | 1.4 | 1.4 | 1.4 | 1.4 | 1.4 | 1.4 | 1.4 | 1.4 | 1.4 | 1.4 | 1.4 | 1.4 | 1.4 | 1.4 | 1.4 | 1.4 | 1.4 | 1.4 | 1.4 | 1.4 | 1.4 | 1.4 | 1.4 | 1.4 | 1.4 | 1.4 | 1.4 | 1.4 | 1.4 | 1.4 | 1.4 | 1.4 | 1.4 | 1.4 | 1.4 | 1.4 | 1.4 | 1.4 | 1.4 | 1.4 | 1.4 | 1.4 | 1.4 | 1.4 | 1.4 | 1.4 | 1.4 | 1.4 | 1.4 | 1.4 | 1.4 | 1.4 | 1.4 | 1.4 | 1.4 | 1.4 | 1.4 | 1.4 | 1.4 | 1.4 | 1.4 | 1.4 | 1.4 | 1.4 | 1.4 | 1.4 | 1.4 | 1.4 | 1.4 | 1.4 | 1.4 | 1.4 | 1.4 | 1.4 | 1.4 | 1.4 | 1.4 | 1.4 | 1.4 | 1.4 | 1.4 | 1.4 | 1.4 | 1.4 | 1.4 | 1.4 | 1.4 | 1.4 | 1.4 | 1.4 | 1.4 | 1.4 | 1.4 | 1.4 | 1.4 | 1.4 | 1.4 | 1.4 | 1.4 | 1.4 | 1.4 | 1.4 | 1.4 | 1.4 | 1.4 | 1.4 | 1.4 | 1.4 | 1.4 | 1.4 | 1.4 | 1.4 | 1.4 | 1.4 | 1.4 | 1.4 | 1.4 | 1.4 | 1.4 | 1.4 | 1.4 | 1.4 | 1.4 | 1.4 | 1.4 | 1.4 | 1.4 | 1.4 | 1.4 | 1.4 | 1.4 | 1.4 | 1.4 | 1.4 | 1.4 | 1.4
| G | 0 | 0 | 0 | 0 | 0 | 0 | 0 | 0 | 0 | 0 | 0 | 0 | 0 | 0 | 0 | 0 | 0 | 0 | 0 | 0 | 0 | 0 | 0 | 0 | 0 | 0 | 0 | 0 | 0 | 0 | 0 | 0 | 0 | 0 | 0 | 0 | 0 | 0 | 0 | 0 | 0 | 0 | 0 | 0 | 0 | 0 | 0 | 0 | 0 | 0 | 0 | 0 | 0 | 0 | 0 | 0 | 0 | 0 | 0 | 0 | 0 | 0 | 0 | 0 | 0 | 0 | 0 | 0 | 0 | 0 | 0 | 0 | 0 | 0 | 0 | 0 | 0 | 0 | 0 | 0 | 0 | 0 | 0 | 0 | 0 | 0 | 0 | 0 | 0 | 0 | 0 | 0 | 0 | 0 | 0 | 0 | 0 | 0 | 0 | 0 | 0 | 0 | 0 | 0 | 0 | 0 | 0 | 0 | 0 | 0 | 0 | 0 | 0 | 0 | 0 | 0 | 0 | 0 | 0 | 0 | 0 | 0 | 0 | 0 | 0 | 0 | 0 | 0 | 0 | 0 | 0 | 0 | 0 | 0 | 0 | 0 | 0 | 0 | 0 | 0 | 0 | 0 | 0 | 0 | 0 | 0 | 0 | 0 | 0 | 0 | 0 | 0 | 0 | 0 | 0 | 0 | 0 | 0 | 0 | 0 | 0 | 0 | 0 | 0 | 0 | 0 | 0 | 0 | 0 | 0 | 0 | 0 | 0 | 0 | 0 | 0 | 0 | 0 | 0 | 0 | 0 | 0 | 0 | 0 | 0 | 0 | 0 | 0 | 0 | 0 | 0 | 0 | 0 | 0 | 0 | 0 | 0 | 0 | 0 | 0 | 0 | 0 | 0 | 0 | 0 | 0 | 0 | 0 | 0 | 0 | 0 | 0 | 0 | 0 | 0 | 0 | 0 | 0 | 0 | 0 | 0 | 0 | 0 | 0 | 0 | 0 | 0 | 0 | 0 | 0 | 0 | 0 | 0 | 0 | 0 | 0 | 0 | 0 | 0 | 0 | 0 | 0 | 0 | 0 | 0 | 0 | 0 | 0 | 0 | 0 | 0 | 0 | 0 | 0
| H | 0 | 0 | 0 | 0 | 0 | 0 | 0 | 0 | 0 | 0 | 0 | 0 | 0 | 0 | 0 | 0 | 0 | 0 | 0 | 0 | 0 | 0 | 0 | 0 | 0 | 0 | 0 | 0 | 0 | 0 | 0 | 0 | 0 | 0 | 0 | 0 | 0 | 0 | 0 | 0 | 0 | 0 | 0 | 0 | 0 | 0 | 0 | 0 | 0 | 0 | 0 | 0 | 0 | 0 | 0 | 0 | 0 | 0 | 0 | 0 | 0 | 0 | 0 | 0 | 0 | 0 | 0 | 0 | 0 | 0 | 0 | 0 | 0 | 0 | 0 | 0 | 0 | 0 | 0 | 0 | 0 | 0 | 0 | 0 | 0 | 0 | 0 | 0 | 0 | 0 | 0 | 0 | 0 | 0 | 0 | 0 | 0 | 0 | 0 | 0 | 0 | 0 | 0 | 0 | 0 | 0 | 0 | 0 | 0 | 0 | 0 | 0 | 0 | 0 | 0 | 0 | 0 | 0 | 0 | 0 | 0 | 0 | 0 | 0 | 0 | 0 | 0 | 0 | 0 | 0 | 0 | 0 | 0 | 0 | 0 | 0 | 0 | 0 | 0 | 0 | 0 | 0 | 0 | 0 | 0 | 0 | 0 | 0 | 0 | 0 | 0 | 0 | 0 | 0 | 0 | 0 | 0 | 0 | 0 | 0 | 0 | 0 | 0 | 0 | 0 | 0 | 0 | 0 | 0 | 0 | 0 | 0 | 0 | 0 | 0 | 0 | 0 | 0 | 0 | 0 | 0 | 0 | 0 | 0 | 0 | 0 | 0 | 0 | 0 | 0 | 0 | 0 | 0 | 0 | 0 | 0 | 0 | 0 | 0 | 0 | 0 | 0 | 0 | 0 | 0 | 0 | 0 | 0 | 0 | 0 | 0 | 0 | 0 | 0 | 0 | 0 | 0 | 0 | 0 | 0 | 0 | 0 | 0 | 0 | 0 | 0 | 0 | 0 | 0 | 0 | 0 | 0 | 0 | 0 | 0 | 0 | 0 | 0 | 0 | 0 | 0 | 0 | 0 | 0 | 0 | 0 | 0 | 0 | 0 | 0 | 0 | 0 | 0 | 0
| I | 2.1 | 2.1 | 2.1 | 2.1 | 2.1 | 2.1 | 2.1 | 2.1 | 2.1 | 2.1 | 2.1 | 2.1 | 2.1 | 2.1 | 2.1 | 2.1 | 2.1 | 2.1 | 2.1 | 2.1 | 2.1 | 2.1 | 2.1 | 2.1 | 2.1 | 2.1 | 2.1 | 2.1 | 2.1 | 2.1 | 2.1 | 2.1 | 2.1 | 2.1 | 2.1 | 2.1 | 2.1 | 2.1 | 2.1 | 2.1 | 2.1 | 2.1 | 2.1 | 2.1 | 2.1 | 2.1 | 2.1 | 2.1 | 2.1 | 2.1 | 2.1 | 2.1 | 2.1 | 2.1 | 2.1 | 2.1 | 2.1 | 2.1 | 2.1 | 2.1 | 2.1 | 2.1 | 2.1 | 2.1 | 2.1 | 2.1 | 2.1 | 2.1 | 2.1 | 2.1 | 2.1 | 2.1 | 2.1 | 2.1 | 2.1 | 2.1 | 2.1 | 2.1 | 2.1 | 2.1 | 2.1 | 2.1 | 2.1 | 2.1 | 2.1 | 2.1 | 2.1 | 2.1 | 2.1 | 2.1 | 2.1 | 2.1 | 2.1 | 2.1 | 2.1 | 2.1 | 2.1 | 2.1 | 2.1 | 2.1 | 2.1 | 2.1 | 2.1 | 2.1 | 2.1 | 2.1 | 2.1 | 2.1 | 2.1 | 2.1 | 2.1 | 2.1 | 2.1 | 2.1 | 2.1 | 2.1 | 2.1 | 2.1 | 2.1 | 2.1 | 2.1 | 2.1 | 2.1 | 2.1 | 2.1 | 2.1 | 2.1 | 2.1 | 2.1 | 2.1 | 2.1 | 2.1 | 2.1 | 2.1 | 2.1 | 2.1 | 2.1 | 2.1 | 2.1 | 2.1 | 2.1 | 2.1 | 2.1 | 2.1 | 2.1 | 2.1 | 2.1 | 2.1 | 2.1 | 2.1 | 2.1 | 2.1 | 2.1 | 2.1 | 2.1 | 2.1 | 2.1 | 2.1 | 2.1 | 2.1 | 2.1 | 2.1 | 2.1 | 2.1 | 2.1 | 2.1 | 2.1 | 2.1 | 2.1 | 2.1 | 2.1 | 2.1 | 2.1 | 2.1 | 2.1 | 2.1 | 2.1 | 2.1 | 2.1 | 2.1 | 2.1 | 2.1 | 2.1 | 2.1 | 2.1 | 2.1 | 2.1 | 2.1 | 2.1 | 2.1 | 2.1 | 2.1 | 2.1 | 2.1 | 2.1 | 2.1 | 2.1 | 2.1 | 2.1 | 2.1 | 2.1 | 2.1 | 2.1 | 2.1 | 2.1 | 2.1 | 2.1 | 2.1 | 2.1 | 2.1 | 2.1 | 2.1 | 2.1 | 2.1 | 2.1 | 2.1 | 2.1 | 2.1 | 2.1 | 2.1 | 2.1 | 2.1 | 2.1 | 2.1 | 2.1 | 2.1 | 2.1 | 2.1 | 2.1 | 2.1 | 2.1 | 2.1 | 2.1 | 2.1 | 2.1 | 2.1 | 2.1 | 2.1 | 2.1 | 2.1 | 2.1 | 2.1 | 2.1 | 2.1 | 2.1 | 2.1 | 2.1 | 2.1 | 2.1 | 2.1 | 2.1 | 2.1 | 2.1 | 2.1
| J | 23.8 | 23.8 | 23.8 | 23.8 | 23.8 | 23.8 | 23.8 | 23.8 | 23.8 | 23.8 | 23.8 | 23.8 | 23.8 | 23.8 | 23.8 | 23.8 | 23.8 | 23.8 | 23.8 | 23.8 | 23.8 | 23.8 | 23.8 | 23.8 | 23.8 | 23.8 | 23.8 | 23.8 | 23.8 | 23.8 | 23.8 | 23.8 | 23.8 | 23.8 | 23.8 | 23.8 | 23.8 | 23.8 | 23.8 | 23.8 | 23.8 | 23.8 | 23.8 | 23.8 | 23.8 | 23.8 | 23.8 | 23.8 | 23.8 | 23.8 | 23.8 | 23.8 | 23.8 | 23.8 | 23.8 | 23.8 | 23.8 | 23.8 | 23.8 | 23.8 | 23.8 | 23.8 | 23.8 | 23.8 | 23.8 | 23.8 | 23.8 | 23.8 | 23.8 | 23.8 | 23.8 | 23.8 | 23.8 | 23.8 | 23.8 | 23.8 | 23.8 | 23.8 | 23.8 | 23.8 | 23.8 | 23.8 | 23.8 | 23.8 | 23.8 | 23.8 | 23.8 | 23.8 | 23.8 | 23.8 | 23.8 | 23.8 | 23.8 | 23.8 | 23.8 | 23.8 | 23.8 | 23.8 | 23.8 | 23.8 | 23.8 | 23.8 | 23.8 | 23.8 | 23.8 | 23.8 | 23.8 | 23.8 | 23.8 | 23.8 | 23.8 | 23.8 | 23.8 | 23.8 | 23.8 | 23.8 | 23.8 | 23.8 | 23.8 | 23.8 | 23.8 | 23.8 | 23.8 | 23.8 | 23.8 | 23.8 | 23.8 | 23.8 | 23.8 | 23.8 | 23.8 | 23.8 | 23.8 | 23.8 | 23.8 | 23.8 | 23.8 | 23.8 | 23.8 | 23.8 | 23.8 | 23.8 | 23.8 | 23.8 | 23.8 | 23.8 | 23.8 | 23.8 | 23.8 | 23.8 | 23.8 | 23.8 | 23.8 | 23.8 | 23.8 | 23.8 | 23.8 | 23.8 | 23.8 | 23.8 | 23.8 | 23.8 | 23.8 | 23.8 | 23.8 | 23.8 | 23.8 | 23.8 | 23.8 | 23.8 | 23.8 | 23.8 | 23.8 | 23.8 | 23.8 | 23.8 | 23.8 | 23.8 | 23.8 | 23.8 | 23.8 | 23.8 | 23.8 | 23.8 | 23.8 | 23.8 | 23.8 | 23.8 | 23.8 | 23.8 | 23.8 | 23.8 | 23.8 | 23.8 | 23.8 | 23.8 | 23.8 | 23.8 | 23.8 | 23.8 | 23.8 | 23.8 | 23.8 | 23.8 | 23.8 | 23.8 | 23.8 | 23.8 | 23.8 | 23.8 | 23.8 | 23.8 | 23.8 | 23.8 | 23.8 | 23.8 | 23.8 | 23.8 | 23.8 | 23.8 | 23.8 | 23.8 | 23.8 | 23.8 | 23.8 | 23.8 | 23.8 | 23.8 | 23.8 | 23.8 | 23.8 | 23.8 | 23.8 | 23.8 | 23.8 | 23.8 | 23.8 | 23.8 | 23.8 | 23.8 | 23.8 | 23.8 | 23.8 | 23.8 | 23.8 | 23.8 | 23.8 | 23.8 | 23.8 | 23.8 | 23.8 | 23.8 | 23.8 | 23.8
| K | 2.1 | 2.1 | 2.1 | 2.1 | 2.1 | 2.1 | 2.1 | 2.1 | 2.1 | 2.1 | 2.1 | 2.1 | 2.1 | 2.1 | 2.1 | 2.1 | 2.1 | 2.1 | 2.1 | 2.1 | 2.1 | 2.1 | 2.1 | 2.1 | 2.1 | 2.1 | 2.1 | 2.1 | 2.1 | 2.1 | 2.1 | 2.1 | 2.1 | 2.1 | 2.1 | 2.1 | 2.1 | 2.1 | 2.1 | 2.1 | 2.1 | 2.1 | 2.1 | 2.1 | 2.1 | 2.1 | 2.1 | 2.1 | 2.1 | 2.1 | 2.1 | 2.1 | 2.1 | 2.1 | 2.1 | 2.1 | 2.1 | 2.1 | 2.1 | 2.1 | 2.1 | 2.1 | 2.1 | 2.1 | 2.1 | 2.1 | 2.1 | 2.1 | 2.1 | 2.1 | 2.1 | 2.1 | 2.1 | 2.1 | 2.1 | 2.1 | 2.1 | 2.1 | 2.1 | 2.1 | 2.1 | 2.1 | 2.1 | 2.1 | 2.1 | 2.1 | 2.1 | 2.1 | 2.1 | 2.1 | 2.1 | 2.1 | 2.1 | 2.1 | 2.1 | 2.1 | 2.1 | 2.1 | 2.1 | 2.1 | 2.1 | 2.1 | 2.1 | 2.1 | 2.1 | 2.1 | 2.1 | 2.1 | 2.1 | 2.1 | 2.1 | 2.1 | 2.1 | 2.1 | 2.1 | 2.1 | 2.1 | 2.1 | 2.1 | 2.1 | 2.1 | 2.1 | 2.1 | 2.1 | 2.1 | 2.1 | 2.1 | 2.1 | 2.1 | 2.1 | 2.1 | 2.1 | 2.1 | 2.1 | 2.1 | 2.1 | 2.1 | 2.1 | 2.1 | 2.1 | 2.1 | 2.1 | 2.1 | 2.1 | 2.1 | 2.1 | 2.1 | 2.1 | 2.1 | 2.1 | 2.1 | 2.1 | 2.1 | 2.1 | 2.1 | 2.1 | 2.1 | 2.1 | 2.1 | 2.1 | 2.1 | 2.1 | 2.1 | 2.1 | 2.1 | 2.1 | 2.1 | 2.1 | 2.1 | 2.1 | 2.1 | 2.1 | 2.1 | 2.1 | 2.1 | 2.1 | 2.1 | 2.1 | 2.1 | 2.1 | 2.1 | 2.1 | 2.1 | 2.1 | 2.1 | 2.1 | 2.1 | 2.1 | 2.1 | 2.1 | 2.1 | 2.1 | 2.1 | 2.1 | 2.1 | 2.1 | 2.1 | 2.1 | 2.1 | 2.1 | 2.1 | 2.1 | 2.1 | 2.1 | 2.1 | 2.1 | 2.1 | 2.1 | 2.1 | 2.1 | 2.1 | 2.1 | 2.1 | 2.1 | 2.1 | 2.1 | 2.1 | 2.1 | 2.1 | 2.1 | 2.1 | 2.1 | 2.1 | 2.1 | 2.1 | 2.1 | 2.1 | 2.1 | 2.1 | 2.1 | 2.1 | 2.1 | 2.1 | 2.1 | 2.1 | 2.1 | 2.1 | 2.1 | 2.1 | 2.1 | 2.1 | 2.1 | 2.1 | 2.1 | 2.1 | 2.1 | 2.1 | 2.1 | 2.1 | 2.1 | 2.1 | 2.1 | 2.1 | 2.1

## Nov10 RTD
November 10 Real-Time Study Day
Sum of All Utility-Scale Generation
| Zone | 0:00 | 0:05 | 0:10 | 0:15 | 0:20 | 0:25 | 0:30 | 0:35 | 0:40 | 0:45 | 0:50 | 0:55 | 1:00 | 1:05 | 1:10 | 1:15 | 1:20 | 1:25 | 1:30 | 1:35 | 1:40 | 1:45 | 1:50 | 1:55 | 2:00 | 2:05 | 2:10 | 2:15 | 2:20 | 2:25 | 2:30 | 2:35 | 2:40 | 2:45 | 2:50 | 2:55 | 3:00 | 3:05 | 3:10 | 3:15 | 3:20 | 3:25 | 3:30 | 3:35 | 3:40 | 3:45 | 3:50 | 3:55 | 4:00 | 4:05 | 4:10 | 4:15 | 4:20 | 4:25 | 4:30 | 4:35 | 4:40 | 4:45 | 4:50 | 4:55 | 5:00 | 5:05 | 5:10 | 5:15 | 5:20 | 5:25 | 5:30 | 5:35 | 5:40 | 5:45 | 5:50 | 5:55 | 6:00 | 6:05 | 6:10 | 6:15 | 6:20 | 6:25 | 6:30 | 6:35 | 6:40 | 6:45 | 6:50 | 6:55 | 7:00 | 7:05 | 7:10 | 7:15 | 7:20 | 7:25 | 7:30 | 7:35 | 7:40 | 7:45 | 7:50 | 7:55 | 8:00 | 8:05 | 8:10 | 8:15 | 8:20 | 8:25 | 8:30 | 8:35 | 8:40 | 8:45 | 8:50 | 8:55 | 9:00 | 9:05 | 9:10 | 9:15 | 9:20 | 9:25 | 9:30 | 9:35 | 9:40 | 9:45 | 9:50 | 9:55 | 10:00 | 10:05 | 10:10 | 10:15 | 10:20 | 10:25 | 10:30 | 10:35 | 10:40 | 10:45 | 10:50 | 10:55 | 11:00 | 11:05 | 11:10 | 11:15 | 11:20 | 11:25 | 11:30 | 11:35 | 11:40 | 11:45 | 11:50 | 11:55 | 12:00 | 12:05 | 12:10 | 12:15 | 12:20 | 12:25 | 12:30 | 12:35 | 12:40 | 12:45 | 12:50 | 12:55 | 13:00 | 13:05 | 13:10 | 13:15 | 13:20 | 13:25 | 13:30 | 13:35 | 13:40 | 13:45 | 13:50 | 13:55 | 14:00 | 14:05 | 14:10 | 14:15 | 14:20 | 14:25 | 14:30 | 14:35 | 14:40 | 14:45 | 14:50 | 14:55 | 15:00 | 15:05 | 15:10 | 15:15 | 15:20 | 15:25 | 15:30 | 15:35 | 15:40 | 15:45 | 15:50 | 15:55 | 16:00 | 16:05 | 16:10 | 16:15 | 16:20 | 16:25 | 16:30 | 16:35 | 16:40 | 16:45 | 16:50 | 16:55 | 17:00 | 17:05 | 17:10 | 17:15 | 17:20 | 17:25 | 17:30 | 17:35 | 17:40 | 17:45 | 17:50 | 17:55 | 18:00 | 18:05 | 18:10 | 18:15 | 18:20 | 18:25 | 18:30 | 18:35 | 18:40 | 18:45 | 18:50 | 18:55 | 19:00 | 19:05 | 19:10 | 19:15 | 19:20 | 19:25 | 19:30 | 19:35 | 19:40 | 19:45 | 19:50 | 19:55 | 20:00 | 20:05 | 20:10 | 20:15 | 20:20 | 20:25 | 20:30 | 20:35 | 20:40 | 20:45 | 20:50 | 20:55 | 21:00 | 21:05
| A | 154.4469 | 153.0689 | 155.8075 | 170.8008 | 189.7012 | 201.7379 | 195.058 | 178.936 | 159.9154 | 166.7187 | 184.3272 | 207.0561 | 250.181 | 264.0468 | 277.8791 | 267.4172 | 270.7802 | 282.2042 | 295.8705 | 305.8659 | 290.6814 | 286.5319 | 300.4128 | 322.8094 | 323.8048 | 320.3105 | 345.6477 | 339.808 | 308.0347 | 294.181 | 272.5735 | 266.2768 | 274.7377 | 273.4274 | 266.0164 | 270.788 | 287.4366 | 314.7408 | 334.3601 | 347.7414 | 376.2401 | 406.4837 | 418.9555 | 420.2012 | 449.5957 | 453.9787 | 462.5759 | 439.2726 | 424.7773 | 409.8956 | 400.6851 | 404.1557 | 403.0461 | 406.4825 | 407.4922 | 402.9629 | 405.3058 | 430.2722 | 444.8919 | 467.9677 | 505.1409 | 528.1259 | 527.0579 | 546.4009 | 551.3954 | 550.3278 | 564.3809 | 567.4987 | 554.4207 | 555.4833 | 584.2384 | 629.8692 | 650.3043 | 666.8665 | 693.5421 | 734.7962 | 736.5143 | 278.8593 | 291.355 | 293.8536 | 288.8673 | 309.9016 | 319.6552 | 331.8194 | 358.9596 | 385.9489 | 397.565 | 377.154 | 359.04 | 379.7988 | 398.0544 | 422.0118 | 444.7498 | 475.6693 | 518.7855 | 550.8496 | 561.0173 | 582.3156 | 590.196 | 604.779 | 628.5084 | 652.1317 | 681.3336 | 796.9598 | 839.2214 | 924.0465 | 966.9083 | 981.5661 | 1004.0892 | 1012.5402 | 1006.9348 | 1001.3257 | 1007.7042 | 1040.4653 | 1079.7308 | 1131.7919 | 1164.0005 | 1178.2882 | 1204.8393 | 1216.8189 | 1244.0791 | 1265.7152 | 1289.874 | 1330.5213 | 1343.2994 | 1369.7791 | 1385.8999 | 1378.4516 | 1373.6206 | 1373.9971 | 1384.8633 | 1386.8117 | 1411.6977 | 1418.5331 | 1425.2762 | 1424.1658 | 1430.0637 | 1419.3276 | 1434.9527 | 1429.7761 | 1411.0944 | 1388.7554 | 1344.028 | 1305.6562 | 1273.0678 | 1270.9047 | 1267.7008 | 1278.6473 | 1313.2965 | 1318.9489 | 1330.4346 | 1362.7843 | 1376.4549 | 1396.702 | 1399.6177 | 1397.4752 | 1398.3257 | 1404.8089 | 1403.691 | 1406.5575 | 1414.9018 | 1434.22 | 1433.6395 | 1427.383 | 1409.2718 | 1394.5287 | 1386.243 | 1385.5856 | 1386.3579 | 1384.5033 | 1392.3249 | 1388.332 | 1383.513 | 1372.9873 | 1356.8221 | 1332.804 | 1314.1415 | 1308.802 | 1286.5361 | 1280.9244 | 1255.1652 | 1225.7122 | 1199.3387 | 1179.0151 | 1160.4016 | 1147.2443 | 1117.4638 | 1119.3622 | 1120.0544 | 1112.4656 | 1088.3288 | 1073.6979 | 1069.3959 | 1056.2252 | 1055.879 | 1041.4877 | 1043.9591 | 1047.5224 | 1049.5416 | 1032.7087 | 1016.641 | 1007.0779 | 1013.1558 | 1016.738 | 1017.996 | 1022.1976 | 1020.7985 | 1022.8654 | 1024.3161 | 1026.5418 | 1027.631 | 1027.4976 | 1026.2583 | 1026.26 | 1023.6865 | 1023.6865 | 1022.6976 | 1023.6866 | 1023.1968 | 1023.8477 | 1025.5519 | 1023.5244 | 1023.3612 | 1022.6956 | 1022.1867 | 1019.3095 | 1011.8372 | 1004.8167 | 1002.118 | 999.1346 | 1001.3175 | 1005.2241 | 1011.4268 | 1016.7103 | 1018.071 | 1020.9803 | 1018.6375 | 1016.1118 | 1015.9109 | 1011.4268 | 1006.1187 | 1002.5777 | 1008.9915 | 1007.0924 | 1009.2231 | 1010.3676 | 1016.6799 | 1014.0611 | 1016.6799 | 1011.9267 | 1010.1413 | 1012.3611 | 1008.306 | 1005.6426
| B | 39.3228 | 39.3228 | 39.3228 | 39.3686 | 39.2775 | 32.3217 | 32.3217 | 32.3217 | 32.3675 | 39.2775 | 46.1994 | 52.9265 | 57.6546 | 57.6546 | 51.2443 | 44.7625 | 44.7625 | 57.6546 | 70.1577 | 76.2048 | 88.1189 | 93.8943 | 105.1736 | 99.6098 | 101.0646 | 122.9545 | 122.9545 | 128.2135 | 117.7061 | 101.1562 | 117.6603 | 106.714 | 112.2748 | 117.6603 | 123.0003 | 128.1677 | 127.7405 | 122.5639 | 127.7405 | 137.7683 | 147.3167 | 151.9054 | 151.9054 | 142.5738 | 137.7225 | 127.6947 | 111.8399 | 111.794 | 116.6542 | 116.6542 | 111.2685 | 121.905 | 121.905 | 121.905 | 132.1126 | 137.0262 | 141.8918 | 155.7304 | 168.6591 | 155.7304 | 137.6794 | 127.6516 | 127.6516 | 137.6336 | 132.7197 | 127.6516 | 147.2279 | 169.3664 | 177.4404 | 173.4576 | 173.5034 | 177.4862 | 173.6813 | 177.7047 | 177.6588 | 169.5953 | 169.5495 | 152.1123 | 156.6331 | 169.5953 | 181.528 | 188.9845 | 188.9845 | 192.4813 | 193.4063 | 189.8481 | 196.8535 | 189.8481 | 193.3605 | 193.3605 | 186.1788 | 178.5541 | 170.441 | 161.838 | 152.8915 | 161.838 | 160.3981 | 168.6955 | 180.3623 | 180.3165 | 187.72 | 194.7361 | 194.7361 | 210.3449 | 215.8141 | 218.2654 | 222.9533 | 222.9533 | 226.4339 | 224.3232 | 226.5572 | 228.6815 | 232.3752 | 228.4055 | 221.6721 | 228.3597 | 226.2943 | 228.4055 | 228.3144 | 228.3608 | 226.1468 | 230.249 | 232.1931 | 230.2948 | 223.9213 | 223.9677 | 228.3797 | 226.1004 | 219.0247 | 221.5593 | 226.1462 | 226.1004 | 232.2283 | 219.1456 | 226.1937 | 223.8995 | 208.367 | 223.8084 | 232.0914 | 221.5236 | 226.011 | 210.9574 | 211.0485 | 226.2853 | 230.6569 | 214.3501 | 211.652 | 219.6135 | 224.5771 | 229.0338 | 209.0736 | 199.8348 | 214.8574 | 203.0679 | 203.0679 | 214.8574 | 217.2548 | 219.8336 | 222.2726 | 224.6307 | 224.5391 | 228.851 | 228.851 | 230.808 | 230.808 | 228.8051 | 232.7704 | 232.7246 | 232.7621 | 234.501 | 236.151 | 234.4552 | 236.1968 | 234.501 | 228.7969 | 232.7163 | 232.7163 | 234.501 | 232.7621 | 232.7621 | 222.2516 | 228.9064 | 222.2975 | 224.6966 | 226.8659 | 231.0654 | 226.9123 | 226.8659 | 222.3438 | 224.6966 | 219.91 | 229.0443 | 226.4979 | 224.2377 | 230.6839 | 224.2377 | 226.5437 | 226.5437 | 226.5437 | 224.2835 | 228.668 | 226.4979 | 226.4979 | 232.5679 | 230.6634 | 230.6187 | 228.6697 | 224.2669 | 216.9327 | 219.4919 | 219.4461 | 214.1876 | 221.898 | 228.625 | 228.625 | 228.625 | 230.8861 | 228.7218 | 222.0806 | 214.3768 | 217.034 | 217.0798 | 211.6231 | 211.5773 | 208.702 | 222.1264 | 208.7936 | 214.4226 | 219.3443 | 219.3443 | 219.298 | 216.7361 | 219.298 | 219.298 | 221.7803 | 224.124 | 219.298 | 221.7803 | 221.7803 | 221.7803 | 217.1908 | 217.2366 | 217.1908 | 208.8393 | 211.7446 | 217.1449 | 211.6988 | 211.6988 | 205.6855 | 208.7019 | 211.5608 | 214.3224 | 216.4333 | 216.4791
| C | 305.7513 | 303.1851 | 298.8909 | 295.4156 | 285.8439 | 275.2124 | 271.4492 | 270.2603 | 275.2641 | 275.7854 | 279.6635 | 281.3874 | 287.5819 | 294.7044 | 298.6979 | 298.1671 | 300.4955 | 311.496 | 330.6309 | 336.3564 | 353.4528 | 371.6863 | 385.3356 | 405.7425 | 426.6527 | 451.8698 | 467.3017 | 472.7928 | 470.9968 | 471.072 | 468.4091 | 475.2588 | 494.8164 | 496.0485 | 496.9862 | 493.0314 | 494.4315 | 496.9378 | 503.6741 | 514.5076 | 533.1266 | 549.0575 | 561.2591 | 575.7237 | 583.3558 | 591.4635 | 595.3456 | 595.4246 | 617.7783 | 643.8695 | 647.0066 | 643.8118 | 644.8736 | 654.4562 | 658.8682 | 679.3696 | 684.4159 | 676.0171 | 680.2769 | 680.812 | 682.7528 | 679.6846 | 687.6579 | 692.5868 | 690.5001 | 692.464 | 698.9916 | 708.1133 | 709.0324 | 715.2944 | 720.2 | 720.1558 | 720.5757 | 718.3121 | 727.2446 | 741.1323 | 760.578 | 762.8358 | 769.3852 | 771.9825 | 771.4766 | 769.9287 | 773.1432 | 767.4117 | 772.5626 | 784.6557 | 796.2784 | 811.2332 | 815.7746 | 820.2096 | 822.7876 | 828.682 | 831.432 | 828.6843 | 829.9473 | 827.4703 | 837.8388 | 845.0556 | 848.5055 | 851.9462 | 853.7048 | 867.717 | 871.7806 | 886.6143 | 900.8984 | 915.1342 | 937.7087 | 941.5655 | 959.2754 | 975.7883 | 993.3901 | 1010.7517 | 1035.815 | 1047.705 | 1054.6479 | 1060.3729 | 1071.9634 | 1091.7058 | 1100.4737 | 1098.0313 | 1103.2597 | 1107.047 | 1120.5791 | 1138.0512 | 1146.1402 | 1154.3106 | 1158.9808 | 1164.5625 | 1174.4225 | 1178.9391 | 1181.2566 | 1188.8242 | 1191.7605 | 1180.4878 | 1167.9602 | 1167.7979 | 1169.6567 | 1181.7531 | 1189.4095 | 1188.5946 | 1187.2817 | 1191.0406 | 1184.8468 | 1177.5909 | 1166.2649 | 1170.3971 | 1167.3607 | 1162.2574 | 1165.7902 | 1180.2531 | 1185.2155 | 1178.3226 | 1167.8942 | 1156.9738 | 1145.1704 | 1148.6963 | 1167.2031 | 1175.6603 | 1181.4387 | 1187.3727 | 1188.8123 | 1186.444 | 1174.8872 | 1172.7426 | 1159.8505 | 1153.994 | 1143.9286 | 1130.7333 | 1114.862 | 1112.7556 | 1114.5401 | 1112.506 | 1108.9674 | 1100.8033 | 1094.1219 | 1094.3537 | 1098.0426 | 1095.7131 | 1094.0275 | 1092.3213 | 1088.5441 | 1083.2925 | 1076.3812 | 1062.2062 | 1052.608 | 1046.1329 | 1050.923 | 1047.6912 | 1036.5531 | 1028.3076 | 1025.6433 | 1022.484 | 1022.6727 | 1022.9448 | 1023.3485 | 1020.4564 | 1018.4202 | 1023.4902 | 1019.5106 | 1012.1529 | 1010.8542 | 1007.6751 | 1008.1717 | 1006.9501 | 1009.1429 | 1016.7996 | 1019.67 | 1019.3699 | 1018.7683 | 1019.1045 | 1022.2891 | 1024.6525 | 1026.411 | 1028.8798 | 1030.086 | 1032.8951 | 1031.442 | 1031.0006 | 1029.7709 | 1029.0039 | 1031.3577 | 1033.4126 | 1033.414 | 1032.3093 | 1032.652 | 1034.3069 | 1035.6276 | 1035.2737 | 1033.0161 | 1032.2622 | 1033.1969 | 1034.1321 | 1033.2779 | 1032.117 | 1032.4833 | 1032.9013 | 1034.6823 | 1033.3871 | 1033.3149 | 1033.2343 | 1030.9899 | 1029.9487 | 1028.7137 | 1027.9337 | 1028.3199 | 1028.6821 | 1027.8283 | 1028.1912 | 1028.6141 | 1028.1907 | 1028.5176 | 1030.267 | 1029.7174 | 1026.8411
| D | 271.2446 | 263.0591 | 246.5046 | 234.5309 | 242.1978 | 266.5846 | 257.6629 | 234.5599 | 229.726 | 234.0507 | 220.0134 | 194.4505 | 189.5341 | 191.0642 | 161.3647 | 143.9192 | 158.7344 | 151.0074 | 147.341 | 153.7816 | 144.6531 | 144.2289 | 144.3466 | 145.9652 | 148.3697 | 150.9889 | 160.064 | 174.9384 | 194.4147 | 223.4763 | 247.561 | 265.4802 | 288.0184 | 315.1446 | 340.7224 | 355.2565 | 365.4155 | 380.7488 | 409.033 | 420.0188 | 421.6232 | 416.5487 | 419.9753 | 424.8132 | 424.6088 | 435.2081 | 445.4769 | 457.191 | 461.8975 | 458.159 | 450.2624 | 460.9041 | 479.1185 | 486.3726 | 493.1741 | 512.5605 | 516.6734 | 489.8721 | 467.7556 | 467.0163 | 455.5502 | 460.1698 | 471.2482 | 474.6503 | 474.2706 | 490.7062 | 481.7982 | 469.9236 | 471.8178 | 470.1032 | 469.5324 | 465.7095 | 465.913 | 461.1319 | 451.4742 | 450.5073 | 452.0491 | 451.8466 | 428.9588 | 425.962 | 433.3627 | 460.743 | 491.9898 | 500.9695 | 508.3923 | 518.4029 | 518.9423 | 526.5341 | 544.162 | 556.7952 | 558.6206 | 564.2602 | 554.6312 | 549.0763 | 545.6844 | 540.7345 | 531.8442 | 534.95 | 547.7673 | 546.5774 | 525.5576 | 509.9602 | 509.7687 | 518.6769 | 512.1275 | 522.4293 | 515.3557 | 517.493 | 515.5755 | 526.3347 | 529.767 | 533.181 | 539.9543 | 537.7355 | 528.2169 | 513.0682 | 497.1779 | 485.9387 | 494.4467 | 507.201 | 519.7972 | 523.6087 | 518.5728 | 512.7512 | 528.6207 | 528.9574 | 510.8245 | 505.96 | 484.1715 | 455.5062 | 429.8797 | 391.3014 | 372.4263 | 395.2517 | 441.3777 | 482.3643 | 509.928 | 527.817 | 557.9609 | 562.1496 | 586.0096 | 620.5856 | 643.4501 | 666.3332 | 665.3885 | 668.2957 | 681.9306 | 666.3253 | 661.2761 | 643.2201 | 639.4197 | 623.5959 | 602.1885 | 595.8626 | 601.4162 | 623.5977 | 620.0229 | 636.9129 | 636.6538 | 635.2324 | 661.183 | 682.3075 | 705.2695 | 720.3775 | 738.007 | 761.8576 | 774.4616 | 783.2452 | 788.7873 | 783.1397 | 795.1949 | 794.2441 | 793.5972 | 789.7949 | 791.8426 | 800.6156 | 802.2599 | 804.4874 | 803.7728 | 802.437 | 790.7318 | 780.0606 | 769.379 | 771.4734 | 777.2677 | 785.7615 | 792.7886 | 793.9127 | 799.0658 | 797.8184 | 798.5398 | 802.0685 | 805.48 | 812.4743 | 811.3762 | 811.6207 | 808.3842 | 810.4521 | 813.9154 | 815.7321 | 816.0234 | 815.9165 | 819.4004 | 819.4541 | 820.0674 | 814.3299 | 811.704 | 803.9983 | 808.4085 | 811.874 | 813.5534 | 814.911 | 818.9891 | 820.9276 | 826.9292 | 827.3571 | 826.8983 | 833.5102 | 833.5102 | 835.2067 | 834.9735 | 835.3614 | 834.9422 | 834.2739 | 831.6904 | 831.3567 | 829.9203 | 828.7173 | 830.5141 | 834.7046 | 835.4346 | 836.1958 | 834.272 | 832.4054 | 831.5673 | 832.0334 | 831.9872 | 833.5983 | 833.1941 | 833.2741 | 833.2741 | 829.6763 | 829.7703 | 830.5689 | 829.7703 | 831.9851 | 832.6568 | 832.6143 | 834.079 | 833.6352 | 833.0221 | 833.6726 | 833.0532 | 829.9214
| E | 221.858 | 210.6573 | 209.127 | 204.6972 | 203.9502 | 214.078 | 230.3891 | 231.9038 | 230.3255 | 233.3073 | 235.8667 | 225.7854 | 215.1428 | 225.5146 | 219.7828 | 221.1017 | 217.8946 | 212.1878 | 204.9754 | 190.2401 | 175.1015 | 168.7698 | 160.9936 | 160.7103 | 169.8945 | 189.3812 | 200.976 | 195.8839 | 192.754 | 202.8636 | 229.4217 | 252.0394 | 267.5182 | 273.5553 | 269.6003 | 273.4691 | 257.2358 | 240.8191 | 243.4392 | 253.0345 | 255.6373 | 247.9311 | 259.5273 | 270.0695 | 284.2342 | 311.6909 | 335.5674 | 365.1114 | 411.7988 | 444.7344 | 488.0885 | 526.1289 | 555.1197 | 567.2766 | 585.6155 | 616.1084 | 639.6328 | 665.3778 | 684.804 | 691.8102 | 695.0545 | 702.9575 | 730.8529 | 731.6917 | 714.1076 | 687.0545 | 657.8143 | 643.878 | 665.6594 | 678.6973 | 712.0112 | 719.5293 | 732.0736 | 747.4908 | 754.9418 | 760.4057 | 751.0311 | 752.1164 | 770.7385 | 783.7449 | 791.3962 | 787.5473 | 792.7618 | 818.8306 | 835.125 | 825.08 | 824.4345 | 831.0532 | 830.6314 | 825.482 | 824.1289 | 849.1006 | 870.7702 | 887.3535 | 890.1087 | 890.4996 | 889.1394 | 876.8687 | 867.9276 | 863.3766 | 869.8522 | 887.2903 | 900.8809 | 921.905 | 929.5618 | 918.7659 | 918.929 | 924.3376 | 904.1124 | 878.4426 | 869.2805 | 859.9649 | 838.6274 | 822.4371 | 821.7192 | 830.1155 | 845.1031 | 860.0001 | 877.5182 | 895.69 | 892.1318 | 893.9117 | 891.6145 | 879.2917 | 881.5525 | 892.3842 | 916.916 | 927.9766 | 939.1529 | 940.4939 | 941.576 | 964.6829 | 964.8851 | 949.5055 | 965.129 | 981.5887 | 961.699 | 948.5181 | 931.1225 | 944.2742 | 944.4024 | 918.4015 | 887.2461 | 877.2772 | 842.8624 | 824.1213 | 821.3631 | 821.6342 | 845.934 | 885.3141 | 936.7971 | 961.4761 | 962.5161 | 950.05 | 965.4637 | 962.6894 | 944.5405 | 959.0219 | 952.8667 | 943.5562 | 923.5889 | 886.3877 | 867.0241 | 891.6721 | 885.8381 | 902.9135 | 898.3713 | 917.0931 | 944.264 | 953.6253 | 961.9629 | 968.6841 | 961.0938 | 954.3996 | 958.8301 | 960.6921 | 963.6965 | 954.562 | 962.0506 | 962.6581 | 976.9612 | 1001.0692 | 1021.4539 | 1033.787 | 1047.2727 | 1054.8501 | 1065.7498 | 1067.1535 | 1067.7282 | 1065.4353 | 1065.807 | 1060.8541 | 1072.0951 | 1075.3117 | 1086.1223 | 1098.2497 | 1104.2857 | 1108.8617 | 1115.4109 | 1117.8633 | 1122.7823 | 1128.7194 | 1130.6233 | 1131.2942 | 1138.1978 | 1142.7587 | 1151.1119 | 1161.8014 | 1166.1857 | 1168.5372 | 1170.0811 | 1173.1093 | 1175.6393 | 1177.4217 | 1177.7476 | 1179.1833 | 1180.9298 | 1181.0394 | 1181.8817 | 1183.2387 | 1186.6683 | 1189.9554 | 1187.9436 | 1185.4191 | 1187.2475 | 1186.7622 | 1186.5269 | 1187.8309 | 1187.203 | 1186.5508 | 1185.0299 | 1190.3075 | 1191.451 | 1186.0898 | 1183.5014 | 1188.3715 | 1187.4438 | 1176.1574 | 1169.3491 | 1176.0152 | 1172.2289 | 1170.0494 | 1165.5852 | 1170.1811 | 1171.8218 | 1167.7765 | 1168.7372 | 1167.5586 | 1167.9387 | 1162.4281 | 1160.968 | 1157.0955 | 1145.0492 | 1145.4344
| F | 61.1447 | 60.4967 | 59.637 | 59.0093 | 58.2853 | 56.3291 | 56.0814 | 55.6346 | 56.9165 | 56.6285 | 57.1423 | 57.7731 | 56.8894 | 57.3834 | 57.8819 | 57.9003 | 58.2483 | 59.8924 | 62.5136 | 63.5782 | 66.0359 | 68.9293 | 70.9827 | 74.2896 | 77.164 | 81.1782 | 83.4227 | 84.014 | 83.7576 | 83.8661 | 83.4793 | 84.3389 | 87.3675 | 87.4472 | 87.5951 | 87.1691 | 87.2332 | 87.6043 | 89.0475 | 90.0287 | 92.9311 | 95.419 | 97.3446 | 99.4649 | 100.9005 | 101.8515 | 102.4282 | 102.7167 | 105.8804 | 110.2735 | 110.554 | 110.1988 | 110.3005 | 111.4973 | 112.6619 | 115.881 | 117.8072 | 116.769 | 117.3475 | 118.4913 | 118.2227 | 117.819 | 118.9096 | 119.7069 | 119.2244 | 119.3567 | 120.8013 | 122.0518 | 122.1452 | 122.6678 | 123.2092 | 123.2198 | 123.3747 | 123.5714 | 124.0979 | 126.3354 | 128.9642 | 129.3605 | 130.4357 | 143.9159 | 156.8803 | 169.5294 | 183.5415 | 196.7554 | 210.601 | 232.4842 | 255.2982 | 276.415 | 292.9175 | 310.362 | 328.3884 | 353.437 | 378.4141 | 402.8089 | 427.0632 | 451.1856 | 477.2283 | 506.6627 | 535.3819 | 564.2561 | 587.2457 | 612.3684 | 635.8914 | 655.5351 | 675.2468 | 694.6549 | 716.4829 | 735.1691 | 755.8431 | 808.7167 | 861.7026 | 914.6527 | 936.3833 | 956.6166 | 976.0287 | 994.0557 | 1010.4353 | 1027.2467 | 1024.9405 | 1020.7506 | 1017.7605 | 1001.008 | 985.078 | 970.3854 | 983.2476 | 996.6332 | 1009.5282 | 1039.2899 | 1069.9639 | 1099.7264 | 1115.004 | 1130.9776 | 1146.3798 | 1148.9835 | 1151.8966 | 1155.8876 | 1159.1312 | 1163.6961 | 1167.5462 | 1159.2478 | 1150.7933 | 1143.3764 | 1152.3324 | 1161.18 | 1169.5444 | 1160.4155 | 1149.9623 | 1139.523 | 1104.3618 | 1070.7801 | 1035.6791 | 999.988 | 965.2915 | 929.4737 | 917.7565 | 909.5702 | 902.353 | 886.3476 | 867.3507 | 848.411 | 805.1914 | 761.1459 | 715.8722 | 679.6394 | 642.2495 | 606.1122 | 592.783 | 581.7638 | 568.1698 | 548.0706 | 528.281 | 507.6639 | 494.1763 | 481.1535 | 468.6943 | 449.5739 | 430.9918 | 411.4678 | 396.3793 | 381.17 | 365.5974 | 349.9679 | 334.1879 | 317.4249 | 300.4497 | 284.0592 | 268.8883 | 257.1615 | 246.0085 | 238.8524 | 237.8851 | 235.8546 | 243.679 | 240.7211 | 237.6214 | 233.7299 | 231.5136 | 230.1505 | 227.3096 | 215.4985 | 204.5051 | 193.4988 | 192.6411 | 191.7961 | 191.2703 | 191.5937 | 192.1878 | 191.9368 | 191.5672 | 191.9503 | 192.2522 | 192.549 | 192.8108 | 193.3303 | 193.5194 | 194.0365 | 194.863 | 194.8958 | 194.7134 | 194.8109 | 195.1043 | 195.4089 | 195.1335 | 195.1072 | 195.0918 | 195.5401 | 195.6804 | 192.7539 | 193.2731 | 194.7711 | 195.2352 | 189.2902 | 182.4103 | 184.0637 | 187.1235 | 187.3043 | 189.3183 | 194.5279 | 194.1923 | 194.0514 | 193.6626 | 193.1636 | 192.9548 | 192.8828 | 193.1537 | 193.1978 | 193.0707 | 193.3498 | 193.359 | 192.5456 | 188.5449 | 188.6458 | 187.9459 | 179.4552
| G | 0.2918 | 0.2918 | 0.2918 | 0.2918 | 0.2918 | 0.25947 | 0.2918 | 0.25947 | 0.2918 | 0.25947 | 0.25947 | 0.2918 | 0.25947 | 0.2918 | 0.2918 | 0.2918 | 0.2918 | 0.25947 | 0.2918 | 0.25947 | 0.2918 | 0.2918 | 0.25947 | 0.2918 | 0.28239 | 0.28239 | 0.28239 | 0.28239 | 0.28239 | 0.28239 | 0.28239 | 0.28239 | 0.28239 | 0.28239 | 0.28239 | 0.28239 | 0.29917 | 0.26602 | 0.29917 | 0.26602 | 0.26602 | 0.26602 | 0.26602 | 0.26602 | 0.29917 | 0.29917 | 0.26602 | 0.29917 | 0.25087 | 0.28239 | 0.28239 | 0.28239 | 0.28239 | 0.28239 | 0.28239 | 0.28239 | 0.28239 | 0.28239 | 0.28239 | 0.28239 | 0.28239 | 0.28239 | 0.28239 | 0.28239 | 0.25087 | 0.28239 | 0.28239 | 0.28239 | 0.28239 | 0.28239 | 0.28239 | 0.28239 | 0.28362 | 0.28362 | 0.28362 | 0.2521 | 0.28362 | 0.2521 | 0.28362 | 5.5596 | 10.8357 | 16.1117 | 17.4375 | 18.7633 | 20.0797 | 24.1159 | 28.1521 | 32.1882 | 38.2028 | 44.2173 | 50.2319 | 56.3068 | 62.3816 | 68.4565 | 74.1797 | 79.9029 | 85.6367 | 91.9198 | 98.2029 | 104.486 | 110.9832 | 117.5444 | 124.0416 | 130.4058 | 136.7699 | 143.134 | 149.5377 | 155.9095 | 162.2747 | 168.9032 | 175.5318 | 182.1603 | 188.4583 | 194.7571 | 201.0244 | 205.8668 | 210.6781 | 215.4894 | 219.5686 | 223.6479 | 227.7283 | 231.4254 | 235.1226 | 238.8197 | 242.4037 | 245.9877 | 249.5718 | 252.2739 | 254.9761 | 257.6782 | 260.1557 | 262.6332 | 265.1135 | 265.8044 | 266.4952 | 267.186 | 266.7092 | 266.0441 | 265.4731 | 263.017 | 260.5609 | 258.1048 | 254.8081 | 251.5114 | 248.2147 | 245.942 | 243.6694 | 241.3967 | 239.474 | 237.5513 | 235.6286 | 233.8924 | 232.1562 | 230.4199 | 226.7992 | 223.1785 | 219.5578 | 216.0288 | 212.4998 | 208.9708 | 204.5477 | 200.1246 | 195.7015 | 190.1184 | 184.5352 | 178.9521 | 170.2832 | 161.6143 | 152.9454 | 142.5662 | 132.1871 | 121.8079 | 115.1106 | 108.4133 | 101.716 | 96.7396 | 91.7633 | 86.7869 | 83.7668 | 80.7468 | 77.7267 | 73.9043 | 70.0818 | 66.2594 | 59.0684 | 51.8774 | 44.6864 | 39.8986 | 35.1108 | 30.3229 | 26.5626 | 22.8022 | 19.0419 | 16.3064 | 13.571 | 10.8355 | 11.1027 | 11.3698 | 11.637 | 7.758 | 3.879 | 0 | 0 | 0 | 0 | 0 | 0 | 0 | 0 | 0 | 0 | 0 | 0 | 0 | 0 | 0 | 0 | 0 | 0 | 0 | 0 | 0 | 0 | 0 | 0 | 0 | 0 | 0 | 0 | 0 | 0 | 0 | 0 | 0 | 0 | 0 | 0 | 0 | 0 | 0 | 0 | 0 | 0 | 0 | 0 | 0 | 0 | 0 | 0 | 0 | 0 | 0 | 0 | 0
| H | 0 | 0 | 0 | 0 | 0 | 0 | 0 | 0 | 0 | 0 | 0 | 0 | 0 | 0 | 0 | 0 | 0 | 0 | 0 | 0 | 0 | 0 | 0 | 0 | 0 | 0 | 0 | 0 | 0 | 0 | 0 | 0 | 0 | 0 | 0 | 0 | 0 | 0 | 0 | 0 | 0 | 0 | 0 | 0 | 0 | 0 | 0 | 0 | 0 | 0 | 0 | 0 | 0 | 0 | 0 | 0 | 0 | 0 | 0 | 0 | 0 | 0 | 0 | 0 | 0 | 0 | 0 | 0 | 0 | 0 | 0 | 0 | 0 | 0 | 0 | 0 | 0 | 0 | 0 | 0.093593 | 0.18719 | 0.28078 | 0.3056 | 0.33043 | 0.35525 | 0.40521 | 0.45517 | 0.50513 | 0.58226 | 0.6594 | 0.73653 | 0.82448 | 0.91242 | 1.0004 | 1.1091 | 1.2179 | 1.3266 | 1.4415 | 1.5565 | 1.6714 | 1.7702 | 1.8691 | 1.9679 | 2.0799 | 2.1919 | 2.3039 | 2.3908 | 2.4776 | 2.5645 | 2.6651 | 2.7657 | 2.8662 | 2.9478 | 3.0294 | 3.1111 | 3.2104 | 3.3097 | 3.409 | 3.5062 | 3.6034 | 3.7007 | 3.7668 | 3.8329 | 3.899 | 3.9531 | 4.0072 | 4.0613 | 4.0984 | 4.1356 | 4.1727 | 4.2127 | 4.2526 | 4.2926 | 4.3081 | 4.3235 | 4.3389 | 4.3663 | 4.3936 | 4.4209 | 4.3881 | 4.3553 | 4.3224 | 4.344 | 4.3656 | 4.3872 | 4.2838 | 4.1803 | 4.0769 | 3.9278 | 3.7788 | 3.6298 | 3.499 | 3.3682 | 3.2374 | 3.3056 | 3.3737 | 3.4418 | 3.4379 | 3.4339 | 3.43 | 3.3814 | 3.3328 | 3.2843 | 3.1225 | 2.9608 | 2.7991 | 2.6568 | 2.5144 | 2.3721 | 2.3558 | 2.3396 | 2.3233 | 2.214 | 2.1047 | 1.9954 | 1.8962 | 1.797 | 1.6978 | 1.4391 | 1.1804 | 0.92167 | 0.87915 | 0.83664 | 0.79413 | 0.76189 | 0.72966 | 0.69742 | 0.63988 | 0.58235 | 0.52481 | 0.46853 | 0.41225 | 0.35597 | 0.30358 | 0.25119 | 0.1988 | 0.13253 | 0.066267 | 0 | 0 | 0 | 0 | 0 | 0 | 0 | 0 | 0 | 0 | 0 | 0 | 0 | 0 | 0 | 0 | 0 | 0 | 0 | 0 | 0 | 0 | 0 | 0 | 0 | 0 | 0 | 0 | 0 | 0 | 0 | 0 | 0 | 0 | 0 | 0 | 0 | 0 | 0 | 0 | 0 | 0 | 0 | 0 | 0 | 0 | 0 | 0 | 0 | 0 | 0 | 0 | 0 | 0 | 0 | 0
| I | 2.1 | 2.1 | 2.1 | 2.1 | 2.1 | 2.1 | 2.1 | 2.1 | 2.1 | 2.1 | 2.1 | 2.1 | 2.1 | 2.1 | 2.1 | 2.1 | 2.1 | 2.1 | 2.1 | 2.1 | 2.1 | 2.1 | 2.1 | 2.1 | 2.1 | 2.1 | 2.1 | 2.1 | 2.1 | 2.1 | 2.1 | 2.1 | 2.1 | 2.1 | 2.1 | 2.1 | 2.1 | 2.1 | 2.1 | 2.1 | 2.1 | 2.1 | 2.1 | 2.1 | 2.1 | 2.1 | 2.1 | 2.1 | 2.1 | 2.1 | 2.1 | 2.1 | 2.1 | 2.1 | 2.1 | 2.1 | 2.1 | 2.1 | 2.1 | 2.1 | 2.1 | 2.1 | 2.1 | 2.1 | 2.1 | 2.1 | 2.1 | 2.1 | 2.1 | 2.1 | 2.1 | 2.1 | 2.1 | 2.1 | 2.1 | 2.1 | 2.1 | 2.1 | 2.1 | 2.1 | 2.1 | 2.1 | 2.1 | 2.1 | 2.1 | 2.1 | 2.1 | 2.1 | 2.1 | 2.1 | 2.1 | 2.1 | 2.1 | 2.1 | 2.1 | 2.1 | 2.1 | 2.1 | 2.1 | 2.1 | 2.1 | 2.1 | 2.1 | 2.1 | 2.1 | 2.1 | 2.1 | 2.1 | 2.1 | 2.1 | 2.1 | 2.1 | 2.1 | 2.1 | 2.1 | 2.1 | 2.1 | 2.1 | 2.1 | 2.1 | 2.1 | 2.1 | 2.1 | 2.1 | 2.1 | 2.1 | 2.1 | 2.1 | 2.1 | 2.1 | 2.1 | 2.1 | 2.1 | 2.1 | 2.1 | 2.1 | 2.1 | 2.1 | 2.1 | 2.1 | 2.1 | 2.1 | 2.1 | 2.1 | 2.1 | 2.1 | 2.1 | 2.1 | 2.1 | 2.1 | 2.1 | 2.1 | 2.1 | 2.1 | 2.1 | 2.1 | 2.1 | 2.1 | 2.1 | 2.1 | 2.1 | 2.1 | 2.1 | 2.1 | 2.1 | 2.1 | 2.1 | 2.1 | 2.1 | 2.1 | 2.1 | 2.1 | 2.1 | 2.1 | 2.1 | 2.1 | 2.1 | 2.1 | 2.1 | 2.1 | 2.1 | 2.1 | 2.1 | 2.1 | 2.1 | 2.1 | 2.1 | 2.1 | 2.1 | 2.1 | 2.1 | 2.1 | 2.1 | 2.1 | 2.1 | 2.1 | 2.1 | 2.1 | 2.1 | 2.1 | 2.1 | 2.1 | 2.1 | 2.1 | 2.1 | 2.1 | 2.1 | 2.1 | 2.1 | 2.1 | 2.1 | 2.1 | 2.1 | 2.1 | 2.1 | 2.1 | 2.1 | 2.1 | 2.1 | 2.1 | 2.1 | 2.1 | 2.1 | 2.1 | 2.1 | 2.1 | 2.1 | 2.1 | 2.1 | 2.1 | 2.1 | 2.1 | 2.1 | 2.1 | 2.1 | 2.1 | 2.1 | 2.1 | 2.1 | 2.1 | 2.1 | 2.1 | 2.1 | 2.1 | 2.1 | 2.1 | 2.1 | 2.1 | 2.1 | 2.1 | 2.1 | 2.1 | 2.1 | 2.1
| J | 370.18 | 335.2585 | 302.5341 | 323.2991 | 365.3932 | 384.4964 | 394.7734 | 400.1688 | 392.7807 | 378.371 | 372.9623 | 385.8925 | 394.9728 | 401.3782 | 412.3546 | 423.7675 | 429.2173 | 429.7577 | 429.152 | 427.9661 | 429.8469 | 430.8428 | 431.1015 | 431.0738 | 430.602 | 429.1643 | 424.9577 | 419.2066 | 414.3493 | 416.6516 | 422.1317 | 424.2883 | 423.7388 | 420.4298 | 416.3057 | 409.6976 | 399.2246 | 390.0697 | 384.0787 | 386.6761 | 387.116 | 386.6931 | 404.4442 | 425.0039 | 431.6594 | 431.8 | 431.8 | 431.7983 | 431.7903 | 431.7917 | 431.7865 | 431.7356 | 431.6498 | 431.6398 | 431.683 | 431.666 | 431.6777 | 431.6459 | 431.1952 | 430.5881 | 429.3336 | 428.6718 | 429.5088 | 430.2031 | 430.4304 | 430.5489 | 430.5602 | 430.577 | 430.602 | 430.5348 | 430.0496 | 429.3415 | 428.9297 | 428.7956 | 429.4006 | 429.9238 | 430.3128 | 429.9514 | 429.4781 | 428.3888 | 427.1124 | 425.8942 | 425.8757 | 425.3483 | 424.8716 | 424.5285 | 424.0511 | 422.7875 | 420.6838 | 419.1438 | 416.9936 | 414.9038 | 413.8393 | 413.3979 | 412.4102 | 412.6651 | 411.1106 | 406.1212 | 400.9871 | 396.639 | 396.9676 | 399.7557 | 399.2679 | 392.7649 | 384.2007 | 374.0227 | 359.5071 | 353.1698 | 356.3608 | 368.5641 | 388.3895 | 398.9792 | 398.4856 | 394.0788 | 391.3483 | 395.0035 | 399.5982 | 397.9882 | 394.1098 | 392.828 | 393.3934 | 396.2938 | 398.0616 | 394.6196 | 391.2358 | 390.0208 | 393.0483 | 396.1733 | 396.2035 | 394.6196 | 393.7991 | 395.2176 | 395.2481 | 392.0836 | 391.5408 | 386.3533 | 377.5744 | 370.18 | 364.4433 | 359.9787 | 360.8107 | 360.0001 | 352.7663 | 341.0726 | 334.5377 | 329.9784 | 317.9484 | 308.8844 | 309.0523 | 303.9083 | 289.2934 | 271.9784 | 259.0883 | 254.9493 | 254.2098 | 255.4861 | 258.4241 | 258.856 | 259.7513 | 257.0583 | 255.4526 | 257.6919 | 258.3243 | 254.3444 | 250.3193 | 252.8951 | 272.5206 | 290.9762 | 293.9862 | 282.184 | 270.9874 | 260.4461 | 244.1106 | 229.2295 | 222.3441 | 223.4754 | 218.674 | 205.5397 | 197.2232 | 203.4079 | 219.3738 | 234.7612 | 239.0965 | 230.091 | 210.9006 | 191.191 | 180.2601 | 167.2826 | 151.9128 | 143.358 | 138.7515 | 136.8032 | 134.2826 | 127.3618 | 117.9506 | 107.7602 | 99.7576 | 93.8424 | 85.2948 | 76.7832 | 73.0628 | 71.8663 | 67.3012 | 59.9373 | 52.1062 | 44.3427 | 37.504 | 33.9363 | 34.8423 | 36.7014 | 38.8064 | 40.4065 | 41.8537 | 42.5016 | 40.5563 | 39.7569 | 39.0566 | 37.955 | 36.1491 | 31.212 | 26.1426 | 23.8 | 23.8 | 23.8 | 28.9347 | 33.8859 | 36.7014 | 32.9788 | 30.5548 | 30.0489 | 27.7683 | 26.3969 | 26.4985 | 27.4637 | 31.3636 | 37.7546 | 38.506 | 37.2532 | 34.1377 | 29.8464 | 28.3771 | 30.0489 | 29.7452 | 24.5137 | 23.8 | 23.8 | 23.8 | 23.8 | 23.8 | 23.8 | 23.8 | 23.8 | 23.8 | 23.8
| K | 305.8324 | 300.7108 | 286.0337 | 272.6857 | 296.9576 | 340.8993 | 305.5233 | 233.0745 | 187.4916 | 189.2034 | 230.4751 | 296.7484 | 334.7332 | 345.8932 | 348.9891 | 350.506 | 366.5146 | 366.7433 | 345.941 | 344.6015 | 358.9043 | 330.5154 | 328.8879 | 350.5534 | 384.53 | 403.7278 | 411.0162 | 427.5967 | 474.1527 | 529.1782 | 557.1531 | 563.7925 | 547.6508 | 564.965 | 583.1888 | 589.1985 | 577.8875 | 551.5579 | 557.0072 | 590.1365 | 593.1 | 593.1 | 592.9757 | 592.5835 | 592.6449 | 592.8123 | 592.7043 | 591.6188 | 587.5106 | 582.6261 | 580.3182 | 583.6053 | 589.2523 | 591.3082 | 591.5553 | 590.442 | 589.4291 | 588.2863 | 589.1261 | 590.8783 | 592.28 | 592.8331 | 592.8866 | 592.9379 | 592.919 | 592.8991 | 592.5159 | 592.1276 | 591.0601 | 587.7873 | 583.1217 | 580.4591 | 577.7569 | 574.6499 | 570.2802 | 568.7755 | 568.9102 | 566.2554 | 561.5978 | 564.6166 | 565.5979 | 565.5055 | 570.079 | 579.9024 | 590.9297 | 598.9048 | 605.8818 | 612.4724 | 618.4569 | 623.8294 | 628.4604 | 632.1276 | 635.9556 | 641.4756 | 647.1413 | 652.11 | 658.9096 | 668.1116 | 678.2895 | 686.846 | 692.9412 | 696.9443 | 699.9215 | 704.8884 | 712.4798 | 719.6212 | 724.2232 | 728.7395 | 733.9325 | 738.6835 | 744.11 | 750.507 | 756.0043 | 763.7724 | 772.5244 | 779.7314 | 785.4395 | 789.503 | 790.7979 | 789.8005 | 788.0621 | 783.8963 | 776.9334 | 769.3182 | 763.5864 | 757.3198 | 754.9887 | 759.745 | 762.0855 | 756.9135 | 742.2329 | 727.9595 | 718.7451 | 712.3986 | 705.5476 | 702.4119 | 709.549 | 710.9221 | 694.8399 | 677.6287 | 660.9417 | 642.1253 | 620.1784 | 591.8947 | 570.0791 | 556.5621 | 558.4047 | 572.96 | 598.2633 | 615.0145 | 621.225 | 616.3095 | 601.9616 | 568.1471 | 518.9021 | 472.4136 | 433.1257 | 407.2841 | 396.4728 | 390.4188 | 386.2471 | 373.724 | 354.0892 | 340.5224 | 327.4 | 310.9847 | 285.5923 | 261.8128 | 237.447 | 220.5742 | 216.7981 | 214.744 | 208.6226 | 196.5034 | 181.068 | 159.6147 | 143.5575 | 140.0992 | 150.7381 | 166.1132 | 180.7425 | 168.4082 | 148.0316 | 132.9479 | 138.8017 | 161.9582 | 207.0462 | 251.0536 | 270.3121 | 295.3311 | 329.813 | 355.5546 | 375.3689 | 387.122 | 392.2721 | 400.2681 | 403.9042 | 394.964 | 397.4457 | 407.7624 | 411.6308 | 417.0748 | 416.4695 | 432.4859 | 477.8031 | 502.6318 | 511.1776 | 514.0671 | 510.599 | 495.2616 | 486.0679 | 482.5498 | 478.7149 | 474.0201 | 474.7816 | 479.1046 | 481.6212 | 479.0397 | 469.4 | 464.2784 | 461.2603 | 453.7235 | 444.2398 | 434.2142 | 413.7939 | 375.974 | 346.8956 | 342.7779 | 366.057 | 399.9032 | 418.3625 | 413.509 | 406.8926 | 403.8114 | 409.3311 | 439.4186 | 465.4827 | 475.1779 | 475.7053 | 480.5922 | 480.9464 | 477.7052 | 489.1576 | 507.1409 | 521.6046 | 522.1432 | 518.8813 | 520.2623 | 531.8703 | 542.1032 | 548.2226 | 548.0392 | 546.2678 | 545.2223
| TOTAL | 1732.1725 | 1668.1509 | 1600.2494 | 1602.1991 | 1683.9985 | 1774.0189 | 1745.6508 | 1639.219 | 1567.1791 | 1575.7019 | 1629.0093 | 1704.4117 | 1789.0492 | 1840.0313 | 1830.5861 | 1809.9333 | 1849.0392 | 1873.3029 | 1888.9739 | 1900.9539 | 1909.1866 | 1897.7905 | 1929.5938 | 1993.1459 | 2064.4648 | 2151.9574 | 2218.7229 | 2244.8363 | 2258.5482 | 2324.8273 | 2400.772 | 2440.5713 | 2498.5049 | 2551.0604 | 2585.7976 | 2609.1602 | 2599.0044 | 2587.4084 | 2650.7794 | 2742.278 | 2809.457 | 2849.5045 | 2908.7532 | 2952.7998 | 3007.1211 | 3048.8988 | 3080.1042 | 3097.3266 | 3160.4382 | 3200.3865 | 3222.3522 | 3284.8276 | 3337.6479 | 3373.3206 | 3415.5452 | 3488.399 | 3529.2161 | 3556.3532 | 3586.4387 | 3605.6767 | 3618.3965 | 3640.2957 | 3688.156 | 3728.1935 | 3707.9182 | 3693.3913 | 3696.4726 | 3705.9188 | 3724.5604 | 3736.4081 | 3798.2482 | 3848.1528 | 3874.9927 | 3900.9064 | 3931.0237 | 3983.8235 | 4000.2928 | 3525.6898 | 3540.9659 | 3589.8128 | 3629.3442 | 3696.5267 | 3765.8739 | 3834.7123 | 3917.383 | 3986.4741 | 4050.0121 | 4082.2909 | 4115.9117 | 4175.958 | 4216.681 | 4302.3084 | 4365.6273 | 4431.8607 | 4501.4209 | 4570.5734 | 4616.5496 | 4684.2422 | 4751.2766 | 4802.9941 | 4857.351 | 4942.4171 | 5021.6902 | 5222.275 | 5310.6124 | 5434.4781 | 5516.0967 | 5565.4809 | 5622.5622 | 5707.0617 | 5800.529 | 5885.1702 | 5938.8553 | 5991.1027 | 6052.1239 | 6143.676 | 6216.1 | 6280.0746 | 6340.6154 | 6378.8323 | 6418.1595 | 6439.0219 | 6453.9619 | 6470.052 | 6510.0609 | 6565.4677 | 6614.2992 | 6656.7317 | 6679.8568 | 6685.706 | 6681.2263 | 6680.8611 | 6704.877 | 6688.6019 | 6747.8404 | 6798.0939 | 6799.1443 | 6818.5601 | 6844.3604 | 6812.6784 | 6794.3608 | 6739.7693 | 6657.1487 | 6605.2671 | 6507.1036 | 6447.3507 | 6426.2722 | 6417.4185 | 6468.053 | 6489.9031 | 6488.4962 | 6453.7809 | 6387.877 | 6290.9836 | 6237.8092 | 6213.438 | 6166.3494 | 6170.292 | 6138.5313 | 6107.7385 | 6069.9452 | 6016.3295 | 5939.0427 | 5912.8303 | 5833.3403 | 5795.9422 | 5761.7107 | 5750.1633 | 5724.0538 | 5666.3756 | 5652.867 | 5607.3066 | 5549.7024 | 5471.9904 | 5408.3313 | 5354.5814 | 5299.7403 | 5245.7569 | 5210.7957 | 5205.8212 | 5180.116 | 5149.0616 | 5083.1847 | 5020.7957 | 4976.4983 | 4956.9695 | 4957.5159 | 4973.1218 | 4951.7719 | 4939.2128 | 4933.8096 | 4941.6758 | 4970.9699 | 4965.1086 | 4971.1761 | 4950.9447 | 4950.1035 | 4949.363 | 4948.7094 | 4912.6425 | 4890.1465 | 4870.4266 | 4876.3609 | 4893.3235 | 4939.3471 | 4967.3725 | 4974.9234 | 4974.342 | 4973.7197 | 4971.5627 | 4972.2272 | 4971.9633 | 4984.6752 | 4994.0662 | 4998.0316 | 5006.7449 | 5010.4947 | 5011.9491 | 4992.8027 | 4978.0751 | 4980.1925 | 4974.3661 | 4956.5574 | 4941.4966 | 4922.3991 | 4901.3616 | 4854.083 | 4841.6719 | 4864.1804 | 4898.8198 | 4917.7429 | 4913.8916 | 4907.627 | 4904.0593 | 4917.3215 | 4964.9879 | 4987.4558 | 4990.0939 | 4979.6846 | 4982.3207 | 4964.8884 | 4952.5063 | 4964.2091 | 4971.2528 | 4991.538 | 4997.1972 | 4995.453 | 4993.6361 | 5004.1265 | 5005.4313 | 5006.8773 | 5010.3035 | 4992.6729 | 4974.8961
BTM Solar PV
| Zone | 0:00 | 0:05 | 0:10 | 0:15 | 0:20 | 0:25 | 0:30 | 0:35 | 0:40 | 0:45 | 0:50 | 0:55 | 1:00 | 1:05 | 1:10 | 1:15 | 1:20 | 1:25 | 1:30 | 1:35 | 1:40 | 1:45 | 1:50 | 1:55 | 2:00 | 2:05 | 2:10 | 2:15 | 2:20 | 2:25 | 2:30 | 2:35 | 2:40 | 2:45 | 2:50 | 2:55 | 3:00 | 3:05 | 3:10 | 3:15 | 3:20 | 3:25 | 3:30 | 3:35 | 3:40 | 3:45 | 3:50 | 3:55 | 4:00 | 4:05 | 4:10 | 4:15 | 4:20 | 4:25 | 4:30 | 4:35 | 4:40 | 4:45 | 4:50 | 4:55 | 5:00 | 5:05 | 5:10 | 5:15 | 5:20 | 5:25 | 5:30 | 5:35 | 5:40 | 5:45 | 5:50 | 5:55 | 6:00 | 6:05 | 6:10 | 6:15 | 6:20 | 6:25 | 6:30 | 6:35 | 6:40 | 6:45 | 6:50 | 6:55 | 7:00 | 7:05 | 7:10 | 7:15 | 7:20 | 7:25 | 7:30 | 7:35 | 7:40 | 7:45 | 7:50 | 7:55 | 8:00 | 8:05 | 8:10 | 8:15 | 8:20 | 8:25 | 8:30 | 8:35 | 8:40 | 8:45 | 8:50 | 8:55 | 9:00 | 9:05 | 9:10 | 9:15 | 9:20 | 9:25 | 9:30 | 9:35 | 9:40 | 9:45 | 9:50 | 9:55 | 10:00 | 10:05 | 10:10 | 10:15 | 10:20 | 10:25 | 10:30 | 10:35 | 10:40 | 10:45 | 10:50 | 10:55 | 11:00 | 11:05 | 11:10 | 11:15 | 11:20 | 11:25 | 11:30 | 11:35 | 11:40 | 11:45 | 11:50 | 11:55 | 12:00 | 12:05 | 12:10 | 12:15 | 12:20 | 12:25 | 12:30 | 12:35 | 12:40 | 12:45 | 12:50 | 12:55 | 13:00 | 13:05 | 13:10 | 13:15 | 13:20 | 13:25 | 13:30 | 13:35 | 13:40 | 13:45 | 13:50 | 13:55 | 14:00 | 14:05 | 14:10 | 14:15 | 14:20 | 14:25 | 14:30 | 14:35 | 14:40 | 14:45 | 14:50 | 14:55 | 15:00 | 15:05 | 15:10 | 15:15 | 15:20 | 15:25 | 15:30 | 15:35 | 15:40 | 15:45 | 15:50 | 15:55 | 16:00 | 16:05 | 16:10 | 16:15 | 16:20 | 16:25 | 16:30 | 16:35 | 16:40 | 16:45 | 16:50 | 16:55 | 17:00 | 17:05 | 17:10 | 17:15 | 17:20 | 17:25 | 17:30 | 17:35 | 17:40 | 17:45 | 17:50 | 17:55 | 18:00 | 18:05 | 18:10 | 18:15 | 18:20 | 18:25 | 18:30 | 18:35 | 18:40 | 18:45 | 18:50 | 18:55 | 19:00 | 19:05 | 19:10 | 19:15 | 19:20 | 19:25 | 19:30 | 19:35 | 19:40 | 19:45 | 19:50 | 19:55 | 20:00 | 20:05 | 20:10 | 20:15 | 20:20 | 20:25 | 20:30 | 20:35 | 20:40 | 20:45 | 20:50 | 20:55 | 21:00 | 21:05
| A | 0 | 0 | 0 | 0 | 0 | 0 | 0 | 0 | 0 | 0 | 0 | 0 | 0 | 0 | 0 | 0 | 0 | 0 | 0 | 0 | 0 | 0 | 0 | 0 | 0 | 0 | 0 | 0 | 0 | 0 | 0 | 0 | 0 | 0 | 0 | 0 | 0 | 0 | 0 | 0 | 0 | 0 | 0 | 0 | 0 | 0 | 0 | 0 | 0 | 0 | 0 | 0 | 0 | 0 | 0 | 0 | 0 | 0 | 0 | 0 | 0 | 0 | 0 | 0 | 0 | 0 | 0 | 0 | 0 | 0 | 0 | 0 | 0 | 0 | 0 | 0 | 0 | 0 | 0 | 0 | 0 | 0 | 0 | 0 | 0 | 0 | 0 | 0 | 0 | 0 | 0 | 0 | 0 | 0 | 0 | 0 | 2.618 | 5.236 | 7.854 | 10.962 | 14.07 | 17.178 | 21.2289 | 25.2798 | 29.3307 | 31.3456 | 33.3605 | 35.3755 | 38.8697 | 42.364 | 45.8583 | 49.4283 | 52.9983 | 56.5683 | 60.5035 | 64.4388 | 68.374 | 73.1604 | 77.9469 | 82.7333 | 80.7273 | 78.7213 | 76.7153 | 77.6862 | 78.6571 | 79.628 | 84.7469 | 89.8658 | 94.9847 | 100.8893 | 106.794 | 112.6987 | 120.2618 | 127.8249 | 135.388 | 135.5501 | 135.7121 | 135.8742 | 134.507 | 133.1398 | 131.7727 | 134.8478 | 137.9229 | 140.998 | 141.6553 | 142.3127 | 142.97 | 144.0807 | 145.1913 | 146.302 | 140.3671 | 134.4322 | 128.4973 | 119.4571 | 110.4169 | 101.3767 | 101.3389 | 101.3011 | 101.2633 | 105.8722 | 110.4811 | 115.09 | 122.0864 | 129.0829 | 136.0793 | 136.7631 | 137.4469 | 138.1307 | 137.9569 | 137.7831 | 137.6093 | 138.7276 | 139.8458 | 140.964 | 139.3244 | 137.6849 | 136.0453 | 132.5622 | 129.0791 | 125.596 | 122.2678 | 118.9396 | 115.6113 | 112.0149 | 108.4184 | 104.822 | 101.0782 | 97.3344 | 93.5907 | 88.2867 | 82.9827 | 77.6787 | 70.7226 | 63.7666 | 56.8106 | 50.337 | 43.8634 | 37.3898 | 36.0583 | 34.7267 | 33.3952 | 30.2248 | 27.0544 | 23.884 | 20.9603 | 18.0367 | 15.113 | 14.3197 | 13.5263 | 12.733 | 8.4887 | 4.2443 | 0 | 0 | 0 | 0 | 0 | 0 | 0 | 0 | 0 | 0 | 0 | 0 | 0 | 0 | 0 | 0 | 0 | 0 | 0 | 0 | 0 | 0 | 0 | 0 | 0 | 0 | 0 | 0 | 0 | 0 | 0 | 0 | 0 | 0 | 0 | 0 | 0 | 0 | 0 | 0 | 0 | 0
| B | 0 | 0 | 0 | 0 | 0 | 0 | 0 | 0 | 0 | 0 | 0 | 0 | 0 | 0 | 0 | 0 | 0 | 0 | 0 | 0 | 0 | 0 | 0 | 0 | 0 | 0 | 0 | 0 | 0 | 0 | 0 | 0 | 0 | 0 | 0 | 0 | 0 | 0 | 0 | 0 | 0 | 0 | 0 | 0 | 0 | 0 | 0 | 0 | 0 | 0 | 0 | 0 | 0 | 0 | 0 | 0 | 0 | 0 | 0 | 0 | 0 | 0 | 0 | 0 | 0 | 0 | 0 | 0 | 0 | 0 | 0 | 0 | 0 | 0 | 0 | 0 | 0 | 0 | 0 | 0 | 0 | 0 | 0 | 0 | 0 | 0 | 0 | 0 | 0 | 0 | 0 | 0 | 0 | 0 | 0 | 0 | 2.32 | 4.64 | 6.96 | 9.2619 | 11.5638 | 13.8656 | 14.9616 | 16.0575 | 17.1535 | 19.1497 | 21.1458 | 23.142 | 26.6172 | 30.0923 | 33.5675 | 37.3713 | 41.1752 | 44.979 | 48.2753 | 51.5717 | 54.868 | 57.2943 | 59.7207 | 62.147 | 64.1335 | 66.12 | 68.1065 | 70.5812 | 73.0558 | 75.5305 | 78.8027 | 82.0748 | 85.347 | 85.0667 | 84.7863 | 84.506 | 87.5172 | 90.5283 | 93.5395 | 93.1335 | 92.7275 | 92.3215 | 94.5642 | 96.8068 | 99.0495 | 100.8378 | 102.6262 | 104.4145 | 105.6663 | 106.9182 | 108.17 | 109.562 | 110.954 | 112.346 | 110.9202 | 109.4943 | 108.0685 | 104.1245 | 100.1805 | 96.2365 | 100.3883 | 104.5402 | 108.692 | 101.7948 | 94.8977 | 88.0005 | 83.1478 | 78.2952 | 73.4425 | 68.5318 | 63.6212 | 58.7105 | 57.188 | 55.6655 | 54.143 | 57.5312 | 60.9193 | 64.3075 | 68.353 | 72.3985 | 76.444 | 79.4552 | 82.4663 | 85.4775 | 83.375 | 81.2725 | 79.17 | 76.4585 | 73.747 | 71.0355 | 67.6183 | 64.2012 | 60.784 | 57.8792 | 54.9743 | 52.0695 | 48.343 | 44.6165 | 40.89 | 39.0533 | 37.2167 | 35.38 | 32.48 | 29.58 | 26.68 | 23.9457 | 21.2114 | 18.4771 | 17.0548 | 15.6324 | 14.21 | 9.4733 | 4.7367 | 0 | 0 | 0 | 0 | 0 | 0 | 0 | 0 | 0 | 0 | 0 | 0 | 0 | 0 | 0 | 0 | 0 | 0 | 0 | 0 | 0 | 0 | 0 | 0 | 0 | 0 | 0 | 0 | 0 | 0 | 0 | 0 | 0 | 0 | 0 | 0 | 0 | 0 | 0 | 0 | 0 | 0 | 0 | 0 | 0
| C | 0 | 0 | 0 | 0 | 0 | 0 | 0 | 0 | 0 | 0 | 0 | 0 | 0 | 0 | 0 | 0 | 0 | 0 | 0 | 0 | 0 | 0 | 0 | 0 | 0 | 0 | 0 | 0 | 0 | 0 | 0 | 0 | 0 | 0 | 0 | 0 | 0 | 0 | 0 | 0 | 0 | 0 | 0 | 0 | 0 | 0 | 0 | 0 | 0 | 0 | 0 | 0 | 0 | 0 | 0 | 0 | 0 | 0 | 0 | 0 | 0 | 0 | 0 | 0 | 0 | 0 | 0 | 0 | 0 | 0 | 0 | 0 | 0 | 0 | 0 | 0 | 0 | 0 | 0 | 0 | 0 | 0 | 0 | 0 | 0 | 0 | 0 | 0 | 0 | 0 | 0 | 0 | 0 | 2.7927 | 5.5853 | 8.378 | 10.1193 | 11.8605 | 13.6018 | 17.2806 | 20.9595 | 24.6384 | 30.5712 | 36.504 | 42.4368 | 47.9339 | 53.431 | 58.928 | 62.1227 | 65.3173 | 68.512 | 74.0033 | 79.4946 | 84.9859 | 92.4717 | 99.9575 | 107.4433 | 114.5924 | 121.7415 | 128.8905 | 135.7 | 142.5095 | 149.3189 | 154.7095 | 160.1001 | 165.4907 | 170.0294 | 174.568 | 179.1067 | 183.9505 | 188.7942 | 193.638 | 198.0385 | 202.4391 | 206.8396 | 210.2127 | 213.5858 | 216.9588 | 218.8008 | 220.6427 | 222.4847 | 223.2934 | 224.1021 | 224.9109 | 220.8183 | 216.7257 | 212.6331 | 211.3754 | 210.1177 | 208.86 | 208.0311 | 207.2022 | 206.3734 | 196.3146 | 186.2558 | 176.197 | 170.9417 | 165.6864 | 160.4311 | 168.2335 | 176.0359 | 183.8382 | 182.9288 | 182.0193 | 181.1099 | 181.4207 | 181.7315 | 182.0423 | 185.3003 | 188.5582 | 191.8162 | 188.9439 | 186.0716 | 183.1993 | 176.6834 | 170.1675 | 163.6516 | 154.7066 | 145.7617 | 136.8167 | 128.2142 | 119.6117 | 111.0092 | 103.7479 | 96.4866 | 89.2253 | 92.1781 | 95.131 | 98.0839 | 95.7297 | 93.3754 | 91.0212 | 85.0979 | 79.1747 | 73.2515 | 67.7635 | 62.2755 | 56.7875 | 50.8973 | 45.0072 | 39.117 | 34.2415 | 29.3659 | 24.4904 | 21.3157 | 18.141 | 14.9663 | 13.8716 | 12.7768 | 11.682 | 7.788 | 3.894 | 0 | 0 | 0 | 0 | 0 | 0 | 0 | 0 | 0 | 0 | 0 | 0 | 0 | 0 | 0 | 0 | 0 | 0 | 0 | 0 | 0 | 0 | 0 | 0 | 0 | 0 | 0 | 0 | 0 | 0 | 0 | 0 | 0 | 0 | 0 | 0 | 0 | 0 | 0 | 0 | 0 | 0
| D | 0 | 0 | 0 | 0 | 0 | 0 | 0 | 0 | 0 | 0 | 0 | 0 | 0 | 0 | 0 | 0 | 0 | 0 | 0 | 0 | 0 | 0 | 0 | 0 | 0 | 0 | 0 | 0 | 0 | 0 | 0 | 0 | 0 | 0 | 0 | 0 | 0 | 0 | 0 | 0 | 0 | 0 | 0 | 0 | 0 | 0 | 0 | 0 | 0 | 0 | 0 | 0 | 0 | 0 | 0 | 0 | 0 | 0 | 0 | 0 | 0 | 0 | 0 | 0 | 0 | 0 | 0 | 0 | 0 | 0 | 0 | 0 | 0 | 0 | 0 | 0 | 0 | 0 | 0 | 0 | 0 | 0 | 0 | 0 | 0 | 0 | 0 | 0 | 0 | 0 | 0 | 0 | 0 | 0.091 | 0.182 | 0.273 | 0.32067 | 0.36833 | 0.416 | 0.48967 | 0.56333 | 0.637 | 0.71933 | 0.80167 | 0.884 | 1.0313 | 1.1787 | 1.326 | 1.547 | 1.768 | 1.989 | 2.1753 | 2.3617 | 2.548 | 2.8297 | 3.1113 | 3.393 | 3.7397 | 4.0863 | 4.433 | 4.1513 | 3.8697 | 3.588 | 3.8697 | 4.1513 | 4.433 | 4.1167 | 3.8003 | 3.484 | 3.939 | 4.394 | 4.849 | 5.2823 | 5.7157 | 6.149 | 6.0537 | 5.9583 | 5.863 | 6.0407 | 6.2183 | 6.396 | 6.4957 | 6.5953 | 6.695 | 6.2357 | 5.7763 | 5.317 | 5.1697 | 5.0223 | 4.875 | 5.4037 | 5.9323 | 6.461 | 5.967 | 5.473 | 4.979 | 5.3387 | 5.6983 | 6.058 | 6.253 | 6.448 | 6.643 | 6.4393 | 6.2357 | 6.032 | 5.2217 | 4.4113 | 3.601 | 3.3107 | 3.0203 | 2.73 | 2.5307 | 2.3313 | 2.132 | 2.0973 | 2.0627 | 2.028 | 1.898 | 1.768 | 1.638 | 1.508 | 1.378 | 1.248 | 1.248 | 1.248 | 1.248 | 1.248 | 1.248 | 1.248 | 1.092 | 0.936 | 0.78 | 0.754 | 0.728 | 0.702 | 0.61967 | 0.53733 | 0.455 | 0.60233 | 0.74967 | 0.897 | 0.73667 | 0.57633 | 0.416 | 0.364 | 0.312 | 0.26 | 0.17333 | 0.086667 | 0 | 0 | 0 | 0 | 0 | 0 | 0 | 0 | 0 | 0 | 0 | 0 | 0 | 0 | 0 | 0 | 0 | 0 | 0 | 0 | 0 | 0 | 0 | 0 | 0 | 0 | 0 | 0 | 0 | 0 | 0 | 0 | 0 | 0 | 0 | 0 | 0 | 0 | 0 | 0 | 0 | 0 | 0 | 0 | 0
| E | 0 | 0 | 0 | 0 | 0 | 0 | 0 | 0 | 0 | 0 | 0 | 0 | 0 | 0 | 0 | 0 | 0 | 0 | 0 | 0 | 0 | 0 | 0 | 0 | 0 | 0 | 0 | 0 | 0 | 0 | 0 | 0 | 0 | 0 | 0 | 0 | 0 | 0 | 0 | 0 | 0 | 0 | 0 | 0 | 0 | 0 | 0 | 0 | 0 | 0 | 0 | 0 | 0 | 0 | 0 | 0 | 0 | 0 | 0 | 0 | 0 | 0 | 0 | 0 | 0 | 0 | 0 | 0 | 0 | 0 | 0 | 0 | 0 | 0 | 0 | 0 | 0 | 0 | 0 | 0 | 0 | 0 | 0 | 0 | 0 | 0 | 0 | 0 | 0 | 0 | 0 | 0 | 0 | 3.1981 | 6.3963 | 9.5944 | 10.1325 | 10.6706 | 11.2087 | 12.1195 | 13.0303 | 13.9411 | 16.0092 | 18.0774 | 20.1455 | 23.6428 | 27.1402 | 30.6375 | 32.6621 | 34.6867 | 36.7112 | 39.9327 | 43.1541 | 46.3755 | 49.4679 | 52.5603 | 55.6527 | 58.4263 | 61.1998 | 63.9733 | 67.0764 | 70.1796 | 73.2827 | 78.0056 | 82.7284 | 87.4513 | 90.5258 | 93.6003 | 96.6748 | 98.771 | 100.8672 | 102.9635 | 104.5007 | 106.038 | 107.5752 | 110.8038 | 114.0324 | 117.261 | 120.7261 | 124.1912 | 127.6562 | 127.5703 | 127.4843 | 127.3983 | 128.3013 | 129.2043 | 130.1072 | 129.4228 | 128.7384 | 128.054 | 127.7924 | 127.5308 | 127.2692 | 126.2946 | 125.3199 | 124.3452 | 116.0821 | 107.8189 | 99.5558 | 94.7899 | 90.0241 | 85.2583 | 83.3376 | 81.4169 | 79.4963 | 80.5103 | 81.5244 | 82.5385 | 83.2193 | 83.9002 | 84.581 | 85.2511 | 85.9212 | 86.5913 | 79.914 | 73.2367 | 66.5595 | 64.7339 | 62.9082 | 61.0826 | 60.319 | 59.5554 | 58.7918 | 57.5304 | 56.2691 | 55.0078 | 51.2452 | 47.4828 | 43.7203 | 41.9286 | 40.1369 | 38.3453 | 37.2237 | 36.1021 | 34.9805 | 33.1349 | 31.2893 | 29.4437 | 26.5846 | 23.7254 | 20.8663 | 18.2994 | 15.7325 | 13.1656 | 10.9589 | 8.7522 | 6.5456 | 6.5137 | 6.4819 | 6.45 | 4.3 | 2.15 | 0 | 0 | 0 | 0 | 0 | 0 | 0 | 0 | 0 | 0 | 0 | 0 | 0 | 0 | 0 | 0 | 0 | 0 | 0 | 0 | 0 | 0 | 0 | 0 | 0 | 0 | 0 | 0 | 0 | 0 | 0 | 0 | 0 | 0 | 0 | 0 | 0 | 0 | 0 | 0 | 0 | 0
| F | 0 | 0 | 0 | 0 | 0 | 0 | 0 | 0 | 0 | 0 | 0 | 0 | 0 | 0 | 0 | 0 | 0 | 0 | 0 | 0 | 0 | 0 | 0 | 0 | 0 | 0 | 0 | 0 | 0 | 0 | 0 | 0 | 0 | 0 | 0 | 0 | 0 | 0 | 0 | 0 | 0 | 0 | 0 | 0 | 0 | 0 | 0 | 0 | 0 | 0 | 0 | 0 | 0 | 0 | 0 | 0 | 0 | 0 | 0 | 0 | 0 | 0 | 0 | 0 | 0 | 0 | 0 | 0 | 0 | 0 | 0 | 0 | 0 | 0 | 0 | 0 | 0 | 0 | 0 | 0 | 0 | 0 | 0 | 0 | 0 | 0 | 0 | 0 | 0 | 0 | 5.096 | 10.192 | 15.288 | 20.9666 | 26.6452 | 32.3238 | 40.6055 | 48.8872 | 57.1689 | 64.0868 | 71.0046 | 77.9225 | 88.1468 | 98.3712 | 108.5955 | 118.5722 | 128.5489 | 138.5256 | 149.6799 | 160.8341 | 171.9883 | 181.2513 | 190.5142 | 199.7772 | 207.0632 | 214.3491 | 221.6351 | 229.3463 | 237.0575 | 244.7687 | 265.0558 | 285.343 | 305.6301 | 313.1985 | 320.7669 | 328.3353 | 333.9521 | 339.5689 | 345.1857 | 344.0338 | 342.8818 | 341.7299 | 335.1294 | 328.5289 | 321.9283 | 326.9041 | 331.8799 | 336.8557 | 348.4288 | 360.002 | 371.5751 | 377.5156 | 383.4561 | 389.3966 | 390.7294 | 392.0622 | 393.395 | 394.4644 | 395.5338 | 396.6032 | 393.3474 | 390.0915 | 386.8357 | 390.0376 | 393.2395 | 396.4414 | 392.2653 | 388.0891 | 383.913 | 370.2931 | 356.6731 | 343.0532 | 329.3761 | 315.6991 | 302.022 | 298.0919 | 294.1617 | 290.2316 | 282.3463 | 274.461 | 266.5757 | 249.1296 | 231.6836 | 214.2376 | 199.9701 | 185.7026 | 171.4352 | 166.2837 | 161.1323 | 155.9808 | 147.5036 | 139.0264 | 130.5493 | 125.5106 | 120.4718 | 115.4331 | 108.0896 | 100.746 | 93.4025 | 87.4869 | 81.5714 | 75.6558 | 69.4772 | 63.2986 | 57.12 | 50.6425 | 44.1651 | 37.6876 | 33.5226 | 29.3575 | 25.1925 | 23.5243 | 21.8562 | 20.188 | 18.7581 | 17.3283 | 15.8984 | 15.0777 | 14.2569 | 13.4362 | 8.9575 | 4.4787 | 0 | 0 | 0 | 0 | 0 | 0 | 0 | 0 | 0 | 0 | 0 | 0 | 0 | 0 | 0 | 0 | 0 | 0 | 0 | 0 | 0 | 0 | 0 | 0 | 0 | 0 | 0 | 0 | 0 | 0 | 0 | 0 | 0 | 0 | 0 | 0 | 0 | 0 | 0 | 0 | 0 | 0
| G | 0 | 0 | 0 | 0 | 0 | 0 | 0 | 0 | 0 | 0 | 0 | 0 | 0 | 0 | 0 | 0 | 0 | 0 | 0 | 0 | 0 | 0 | 0 | 0 | 0 | 0 | 0 | 0 | 0 | 0 | 0 | 0 | 0 | 0 | 0 | 0 | 0 | 0 | 0 | 0 | 0 | 0 | 0 | 0 | 0 | 0 | 0 | 0 | 0 | 0 | 0 | 0 | 0 | 0 | 0 | 0 | 0 | 0 | 0 | 0 | 0 | 0 | 0 | 0 | 0 | 0 | 0 | 0 | 0 | 0 | 0 | 0 | 0 | 0 | 0 | 0 | 0 | 0 | 0 | 0 | 0 | 0 | 0 | 0 | 0 | 0 | 0 | 0 | 0 | 0 | 8.8383 | 17.6766 | 26.5148 | 28.7358 | 30.9567 | 33.1776 | 39.9389 | 46.7003 | 53.4616 | 63.537 | 73.6124 | 83.6878 | 93.8643 | 104.0408 | 114.2173 | 123.8046 | 133.3919 | 142.9793 | 153.5045 | 164.0298 | 174.555 | 185.4926 | 196.4301 | 207.3676 | 218.0286 | 228.6897 | 239.3507 | 250.0245 | 260.6983 | 271.3721 | 282.4761 | 293.58 | 304.684 | 315.2349 | 325.7859 | 336.3368 | 344.3966 | 352.4563 | 360.5161 | 367.3495 | 374.1829 | 381.0163 | 387.2096 | 393.403 | 399.5963 | 405.6001 | 411.604 | 417.6079 | 422.1345 | 426.661 | 431.1876 | 435.3378 | 439.4881 | 443.6383 | 444.7955 | 445.9528 | 447.11 | 446.3112 | 445.5124 | 444.7136 | 440.5992 | 436.4848 | 432.3705 | 426.8479 | 421.3254 | 415.8029 | 411.9957 | 408.1886 | 404.3814 | 401.1606 | 397.9398 | 394.7189 | 391.8105 | 388.902 | 385.9935 | 379.9282 | 373.8629 | 367.7976 | 361.8859 | 355.9742 | 350.0625 | 342.653 | 335.2435 | 327.8341 | 318.4814 | 309.1287 | 299.7759 | 285.254 | 270.7321 | 256.2101 | 238.8233 | 221.4364 | 204.0495 | 192.8303 | 181.6112 | 170.392 | 162.0557 | 153.7194 | 145.3831 | 140.324 | 135.2649 | 130.2058 | 123.8025 | 117.3992 | 110.996 | 98.9498 | 86.9037 | 74.8576 | 66.8371 | 58.8167 | 50.7962 | 44.497 | 38.1977 | 31.8985 | 27.3161 | 22.7337 | 18.1513 | 18.5989 | 19.0464 | 19.494 | 12.996 | 6.498 | 0 | 0 | 0 | 0 | 0 | 0 | 0 | 0 | 0 | 0 | 0 | 0 | 0 | 0 | 0 | 0 | 0 | 0 | 0 | 0 | 0 | 0 | 0 | 0 | 0 | 0 | 0 | 0 | 0 | 0 | 0 | 0 | 0 | 0 | 0 | 0 | 0 | 0 | 0 | 0 | 0 | 0
| H | 0 | 0 | 0 | 0 | 0 | 0 | 0 | 0 | 0 | 0 | 0 | 0 | 0 | 0 | 0 | 0 | 0 | 0 | 0 | 0 | 0 | 0 | 0 | 0 | 0 | 0 | 0 | 0 | 0 | 0 | 0 | 0 | 0 | 0 | 0 | 0 | 0 | 0 | 0 | 0 | 0 | 0 | 0 | 0 | 0 | 0 | 0 | 0 | 0 | 0 | 0 | 0 | 0 | 0 | 0 | 0 | 0 | 0 | 0 | 0 | 0 | 0 | 0 | 0 | 0 | 0 | 0 | 0 | 0 | 0 | 0 | 0 | 0 | 0 | 0 | 0 | 0 | 0 | 0 | 0 | 0 | 0 | 0 | 0 | 0 | 0 | 0 | 0 | 0 | 0 | 1.4975 | 2.995 | 4.4924 | 4.8896 | 5.2868 | 5.684 | 6.4834 | 7.2827 | 8.0821 | 9.3162 | 10.5504 | 11.7845 | 13.1916 | 14.5987 | 16.0058 | 17.7457 | 19.4857 | 21.2256 | 23.0645 | 24.9035 | 26.7424 | 28.324 | 29.9056 | 31.4871 | 33.279 | 35.0709 | 36.8627 | 38.2526 | 39.6424 | 41.0322 | 42.6414 | 44.2505 | 45.8597 | 47.1654 | 48.4711 | 49.7768 | 51.3659 | 52.9549 | 54.544 | 56.0996 | 57.6551 | 59.2107 | 60.2684 | 61.3262 | 62.384 | 63.2494 | 64.1147 | 64.9801 | 65.5746 | 66.169 | 66.7635 | 67.4029 | 68.0424 | 68.6818 | 68.9288 | 69.1758 | 69.4228 | 69.8602 | 70.2977 | 70.7352 | 70.2096 | 69.6841 | 69.1586 | 69.5041 | 69.8497 | 70.1953 | 68.5402 | 66.8851 | 65.2299 | 62.8454 | 60.4609 | 58.0763 | 55.9837 | 53.8911 | 51.7986 | 52.8889 | 53.9792 | 55.0695 | 55.0064 | 54.9432 | 54.88 | 54.1027 | 53.3254 | 52.5481 | 49.9606 | 47.3731 | 44.7856 | 42.5083 | 40.231 | 37.9536 | 37.6933 | 37.4329 | 37.1725 | 35.4236 | 33.6747 | 31.9257 | 30.3386 | 28.7515 | 27.1643 | 23.0251 | 18.8859 | 14.7467 | 14.0665 | 13.3863 | 12.7061 | 12.1903 | 11.6745 | 11.1587 | 10.2381 | 9.3176 | 8.397 | 7.4965 | 6.596 | 5.6955 | 4.8573 | 4.019 | 3.1808 | 2.1205 | 1.0603 | 0 | 0 | 0 | 0 | 0 | 0 | 0 | 0 | 0 | 0 | 0 | 0 | 0 | 0 | 0 | 0 | 0 | 0 | 0 | 0 | 0 | 0 | 0 | 0 | 0 | 0 | 0 | 0 | 0 | 0 | 0 | 0 | 0 | 0 | 0 | 0 | 0 | 0 | 0 | 0 | 0 | 0 | 0 | 0 | 0
| I | 0 | 0 | 0 | 0 | 0 | 0 | 0 | 0 | 0 | 0 | 0 | 0 | 0 | 0 | 0 | 0 | 0 | 0 | 0 | 0 | 0 | 0 | 0 | 0 | 0 | 0 | 0 | 0 | 0 | 0 | 0 | 0 | 0 | 0 | 0 | 0 | 0 | 0 | 0 | 0 | 0 | 0 | 0 | 0 | 0 | 0 | 0 | 0 | 0 | 0 | 0 | 0 | 0 | 0 | 0 | 0 | 0 | 0 | 0 | 0 | 0 | 0 | 0 | 0 | 0 | 0 | 0 | 0 | 0 | 0 | 0 | 0 | 0 | 0 | 0 | 0 | 0 | 0 | 0 | 0 | 0 | 0 | 0 | 0 | 0 | 0 | 0 | 0 | 0 | 0 | 1.9521 | 3.9041 | 5.8562 | 6.374 | 6.8917 | 7.4095 | 8.4515 | 9.4935 | 10.5355 | 12.1443 | 13.7531 | 15.3619 | 17.1962 | 19.0305 | 20.8647 | 23.1328 | 25.401 | 27.6691 | 30.0663 | 32.4634 | 34.8606 | 36.9223 | 38.984 | 41.0457 | 43.3816 | 45.7174 | 48.0532 | 49.8649 | 51.6767 | 53.4884 | 55.5861 | 57.6837 | 59.7814 | 61.4835 | 63.1856 | 64.8876 | 66.9591 | 69.0305 | 71.102 | 73.1298 | 75.1576 | 77.1853 | 78.5642 | 79.9431 | 81.322 | 82.4501 | 83.5781 | 84.7062 | 85.4811 | 86.2561 | 87.031 | 87.8645 | 88.6981 | 89.5317 | 89.8536 | 90.1756 | 90.4975 | 91.0678 | 91.6381 | 92.2084 | 91.5233 | 90.8382 | 90.1531 | 90.6036 | 91.0541 | 91.5046 | 89.347 | 87.1895 | 85.0319 | 81.9235 | 78.815 | 75.7066 | 72.9788 | 70.251 | 67.5231 | 68.9444 | 70.3658 | 71.7871 | 71.7047 | 71.6224 | 71.54 | 70.5267 | 69.5135 | 68.5002 | 65.1272 | 61.7543 | 58.3813 | 55.4126 | 52.4439 | 49.4753 | 49.1359 | 48.7964 | 48.457 | 46.1772 | 43.8973 | 41.6175 | 39.5485 | 37.4796 | 35.4106 | 30.0149 | 24.6191 | 19.2233 | 18.3367 | 17.45 | 16.5633 | 15.8909 | 15.2186 | 14.5462 | 13.3462 | 12.1461 | 10.9461 | 9.7722 | 8.5984 | 7.4245 | 6.3318 | 5.2391 | 4.1464 | 2.7643 | 1.3821 | 0 | 0 | 0 | 0 | 0 | 0 | 0 | 0 | 0 | 0 | 0 | 0 | 0 | 0 | 0 | 0 | 0 | 0 | 0 | 0 | 0 | 0 | 0 | 0 | 0 | 0 | 0 | 0 | 0 | 0 | 0 | 0 | 0 | 0 | 0 | 0 | 0 | 0 | 0 | 0 | 0 | 0 | 0 | 0 | 0
| J | 0 | 0 | 0 | 0 | 0 | 0 | 0 | 0 | 0 | 0 | 0 | 0 | 0 | 0 | 0 | 0 | 0 | 0 | 0 | 0 | 0 | 0 | 0 | 0 | 0 | 0 | 0 | 0 | 0 | 0 | 0 | 0 | 0 | 0 | 0 | 0 | 0 | 0 | 0 | 0 | 0 | 0 | 0 | 0 | 0 | 0 | 0 | 0 | 0 | 0 | 0 | 0 | 0 | 0 | 0 | 0 | 0 | 0 | 0 | 0 | 0 | 0 | 0 | 0 | 0 | 0 | 0 | 0 | 0 | 0 | 0 | 0 | 0 | 0 | 0 | 0 | 0 | 0 | 0 | 0 | 0 | 0 | 0 | 0 | 0 | 0 | 0 | 0 | 0 | 0 | 7.4055 | 14.811 | 22.2164 | 25.9781 | 29.7397 | 33.5013 | 38.55 | 43.5987 | 48.6473 | 54.9052 | 61.1631 | 67.4209 | 75.4641 | 83.5073 | 91.5505 | 98.8147 | 106.0788 | 113.343 | 121.2214 | 129.0998 | 136.9782 | 144.939 | 152.8998 | 160.8606 | 168.5767 | 176.2929 | 184.009 | 191.3777 | 198.7463 | 206.115 | 212.3519 | 218.5888 | 224.8256 | 230.5759 | 236.3261 | 242.0764 | 246.8952 | 251.7139 | 256.5327 | 261.6491 | 266.7655 | 271.8818 | 276.0258 | 280.1698 | 284.3138 | 288.1307 | 291.9475 | 295.7644 | 297.6387 | 299.5131 | 301.3874 | 303.0368 | 304.6862 | 306.3357 | 306.5083 | 306.681 | 306.8537 | 308.1873 | 309.5209 | 310.8545 | 309.7663 | 308.678 | 307.5898 | 307.5807 | 307.5716 | 307.5625 | 306.088 | 304.6135 | 303.1391 | 297.3684 | 291.5976 | 285.8269 | 275.3806 | 264.9343 | 254.4879 | 244.989 | 235.4901 | 225.9911 | 224.7461 | 223.5011 | 222.2561 | 221.4609 | 220.6657 | 219.8706 | 216.5104 | 213.1502 | 209.79 | 199.998 | 190.206 | 180.4139 | 178.844 | 177.2741 | 175.7042 | 169.6882 | 163.6721 | 157.656 | 152.7853 | 147.9147 | 143.044 | 135.9916 | 128.9392 | 121.8868 | 105.1105 | 88.3343 | 71.558 | 65.8645 | 60.171 | 54.4775 | 50.134 | 45.7905 | 41.4471 | 36.5656 | 31.6841 | 26.8026 | 23.9962 | 21.1899 | 18.3835 | 14.673 | 10.9625 | 7.252 | 4.8347 | 2.4173 | 0 | 0 | 0 | 0 | 0 | 0 | 0 | 0 | 0 | 0 | 0 | 0 | 0 | 0 | 0 | 0 | 0 | 0 | 0 | 0 | 0 | 0 | 0 | 0 | 0 | 0 | 0 | 0 | 0 | 0 | 0 | 0 | 0 | 0 | 0 | 0 | 0 | 0 | 0 | 0 | 0 | 0
| K | 0 | 0 | 0 | 0 | 0 | 0 | 0 | 0 | 0 | 0 | 0 | 0 | 0 | 0 | 0 | 0 | 0 | 0 | 0 | 0 | 0 | 0 | 0 | 0 | 0 | 0 | 0 | 0 | 0 | 0 | 0 | 0 | 0 | 0 | 0 | 0 | 0 | 0 | 0 | 0 | 0 | 0 | 0 | 0 | 0 | 0 | 0 | 0 | 0 | 0 | 0 | 0 | 0 | 0 | 0 | 0 | 0 | 0 | 0 | 0 | 0 | 0 | 0 | 0 | 0 | 0 | 0 | 0 | 0 | 0 | 0 | 0 | 0 | 0 | 0 | 0 | 0 | 0 | 0 | 0 | 0 | 0 | 0 | 0 | 0 | 0 | 0 | 0 | 0 | 0 | 14.4175 | 28.8349 | 43.2524 | 50.965 | 58.6776 | 66.3902 | 79.8248 | 93.2594 | 106.694 | 124.7953 | 142.8965 | 160.9978 | 180.5222 | 200.0466 | 219.571 | 240.0094 | 260.4477 | 280.8861 | 303.6107 | 326.3353 | 349.0598 | 370.9689 | 392.878 | 414.7871 | 436.5295 | 458.2719 | 480.0143 | 501.4017 | 522.789 | 544.1763 | 565.8203 | 587.4643 | 609.1083 | 628.1425 | 647.1768 | 666.211 | 682.9392 | 699.6674 | 716.3957 | 731.0712 | 745.7467 | 760.4222 | 770.7577 | 781.0932 | 791.4288 | 801.2603 | 811.0919 | 820.9235 | 830.5497 | 840.1759 | 849.8021 | 855.0687 | 860.3354 | 865.602 | 869.307 | 873.012 | 876.717 | 877.4004 | 878.0837 | 878.7671 | 875.4146 | 872.0621 | 868.7095 | 861.8723 | 855.035 | 848.1978 | 843.3419 | 838.486 | 833.6301 | 828.8469 | 824.0638 | 819.2806 | 803.0872 | 786.8938 | 770.7003 | 740.2558 | 709.8113 | 679.3668 | 641.2556 | 603.1443 | 565.0331 | 562.3677 | 559.7023 | 557.0369 | 565.0245 | 573.0121 | 580.9997 | 557.8883 | 534.7768 | 511.6653 | 477.242 | 442.8187 | 408.3953 | 396.0438 | 383.6923 | 371.3408 | 346.3383 | 321.3358 | 296.3334 | 284.2229 | 272.1125 | 260.0021 | 223.8904 | 187.7788 | 151.6671 | 132.7832 | 113.8994 | 95.0155 | 86.507 | 77.9986 | 69.4901 | 61.4004 | 53.3107 | 45.221 | 40.4637 | 35.7063 | 30.949 | 20.6326 | 10.3163 | 0 | 0 | 0 | 0 | 0 | 0 | 0 | 0 | 0 | 0 | 0 | 0 | 0 | 0 | 0 | 0 | 0 | 0 | 0 | 0 | 0 | 0 | 0 | 0 | 0 | 0 | 0 | 0 | 0 | 0 | 0 | 0 | 0 | 0 | 0 | 0 | 0 | 0 | 0 | 0 | 0 | 0 | 0 | 0 | 0
| TOTAL | 0 | 0 | 0 | 0 | 0 | 0 | 0 | 0 | 0 | 0 | 0 | 0 | 0 | 0 | 0 | 0 | 0 | 0 | 0 | 0 | 0 | 0 | 0 | 0 | 0 | 0 | 0 | 0 | 0 | 0 | 0 | 0 | 0 | 0 | 0 | 0 | 0 | 0 | 0 | 0 | 0 | 0 | 0 | 0 | 0 | 0 | 0 | 0 | 0 | 0 | 0 | 0 | 0 | 0 | 0 | 0 | 0 | 0 | 0 | 0 | 0 | 0 | 0 | 0 | 0 | 0 | 0 | 0 | 0 | 0 | 0 | 0 | 0 | 0 | 0 | 0 | 0 | 0 | 0 | 0 | 0 | 0 | 0 | 0 | 0 | 0 | 0 | 0 | 0 | 0 | 39.2068 | 78.4136 | 117.6203 | 143.9908 | 170.3613 | 196.7318 | 239.3645 | 281.9972 | 324.6299 | 378.8985 | 433.167 | 487.4356 | 551.8755 | 616.3154 | 680.7553 | 745.1828 | 809.6103 | 874.0377 | 942.9659 | 1011.8941 | 1080.8224 | 1150.8089 | 1220.7955 | 1290.7821 | 1360.4068 | 1430.0315 | 1499.6562 | 1567.4807 | 1635.3053 | 1703.1299 | 1775.7201 | 1848.3104 | 1920.9006 | 1980.6528 | 2040.4051 | 2100.1573 | 2154.7293 | 2209.3013 | 2263.8733 | 2305.9493 | 2348.0254 | 2390.1014 | 2423.5558 | 2457.0102 | 2490.4646 | 2523.3485 | 2556.2324 | 2589.1163 | 2624.4461 | 2659.776 | 2695.1058 | 2719.2714 | 2743.437 | 2767.6026 | 2772.7995 | 2777.9964 | 2783.1933 | 2786.9019 | 2790.6104 | 2794.319 | 2773.3748 | 2752.4307 | 2731.4866 | 2698.604 | 2665.7214 | 2632.8388 | 2605.6677 | 2578.4967 | 2551.3256 | 2519.3813 | 2487.437 | 2455.4926 | 2406.5569 | 2357.6211 | 2308.6854 | 2257.5458 | 2206.4063 | 2155.2667 | 2103.9201 | 2052.5734 | 2001.2268 | 1973.225 | 1945.2233 | 1917.2215 | 1881.4464 | 1845.6713 | 1809.8962 | 1740.7008 | 1671.5054 | 1602.31 | 1524.926 | 1447.5421 | 1370.1582 | 1316.6733 | 1263.1885 | 1209.7037 | 1152.524 | 1095.3444 | 1038.1647 | 985.9815 | 933.7982 | 881.615 | 796.825 | 712.035 | 627.245 | 567.2297 | 507.2144 | 447.1991 | 407.2075 | 367.2159 | 327.2243 | 290.704 | 254.1836 | 217.6632 | 192.3769 | 167.0906 | 141.8043 | 118.2186 | 94.6329 | 71.0472 | 47.3648 | 23.6824 | 0 | 0 | 0 | 0 | 0 | 0 | 0 | 0 | 0 | 0 | 0 | 0 | 0 | 0 | 0 | 0 | 0 | 0 | 0 | 0 | 0 | 0 | 0 | 0 | 0 | 0 | 0 | 0 | 0 | 0 | 0 | 0 | 0 | 0 | 0 | 0 | 0 | 0 | 0 | 0 | 0 | 0
All Incremental Generation Resources, as modeled
Wind
| Zone | 0:00 | 0:05 | 0:10 | 0:15 | 0:20 | 0:25 | 0:30 | 0:35 | 0:40 | 0:45 | 0:50 | 0:55 | 1:00 | 1:05 | 1:10 | 1:15 | 1:20 | 1:25 | 1:30 | 1:35 | 1:40 | 1:45 | 1:50 | 1:55 | 2:00 | 2:05 | 2:10 | 2:15 | 2:20 | 2:25 | 2:30 | 2:35 | 2:40 | 2:45 | 2:50 | 2:55 | 3:00 | 3:05 | 3:10 | 3:15 | 3:20 | 3:25 | 3:30 | 3:35 | 3:40 | 3:45 | 3:50 | 3:55 | 4:00 | 4:05 | 4:10 | 4:15 | 4:20 | 4:25 | 4:30 | 4:35 | 4:40 | 4:45 | 4:50 | 4:55 | 5:00 | 5:05 | 5:10 | 5:15 | 5:20 | 5:25 | 5:30 | 5:35 | 5:40 | 5:45 | 5:50 | 5:55 | 6:00 | 6:05 | 6:10 | 6:15 | 6:20 | 6:25 | 6:30 | 6:35 | 6:40 | 6:45 | 6:50 | 6:55 | 7:00 | 7:05 | 7:10 | 7:15 | 7:20 | 7:25 | 7:30 | 7:35 | 7:40 | 7:45 | 7:50 | 7:55 | 8:00 | 8:05 | 8:10 | 8:15 | 8:20 | 8:25 | 8:30 | 8:35 | 8:40 | 8:45 | 8:50 | 8:55 | 9:00 | 9:05 | 9:10 | 9:15 | 9:20 | 9:25 | 9:30 | 9:35 | 9:40 | 9:45 | 9:50 | 9:55 | 10:00 | 10:05 | 10:10 | 10:15 | 10:20 | 10:25 | 10:30 | 10:35 | 10:40 | 10:45 | 10:50 | 10:55 | 11:00 | 11:05 | 11:10 | 11:15 | 11:20 | 11:25 | 11:30 | 11:35 | 11:40 | 11:45 | 11:50 | 11:55 | 12:00 | 12:05 | 12:10 | 12:15 | 12:20 | 12:25 | 12:30 | 12:35 | 12:40 | 12:45 | 12:50 | 12:55 | 13:00 | 13:05 | 13:10 | 13:15 | 13:20 | 13:25 | 13:30 | 13:35 | 13:40 | 13:45 | 13:50 | 13:55 | 14:00 | 14:05 | 14:10 | 14:15 | 14:20 | 14:25 | 14:30 | 14:35 | 14:40 | 14:45 | 14:50 | 14:55 | 15:00 | 15:05 | 15:10 | 15:15 | 15:20 | 15:25 | 15:30 | 15:35 | 15:40 | 15:45 | 15:50 | 15:55 | 16:00 | 16:05 | 16:10 | 16:15 | 16:20 | 16:25 | 16:30 | 16:35 | 16:40 | 16:45 | 16:50 | 16:55 | 17:00 | 17:05 | 17:10 | 17:15 | 17:20 | 17:25 | 17:30 | 17:35 | 17:40 | 17:45 | 17:50 | 17:55 | 18:00 | 18:05 | 18:10 | 18:15 | 18:20 | 18:25 | 18:30 | 18:35 | 18:40 | 18:45 | 18:50 | 18:55 | 19:00 | 19:05 | 19:10 | 19:15 | 19:20 | 19:25 | 19:30 | 19:35 | 19:40 | 19:45 | 19:50 | 19:55 | 20:00 | 20:05 | 20:10 | 20:15 | 20:20 | 20:25 | 20:30 | 20:35 | 20:40 | 20:45 | 20:50 | 20:55 | 21:00 | 21:05
| A | 107.2493 | 105.8713 | 108.6099 | 123.6032 | 142.5036 | 154.5403 | 147.8604 | 131.7384 | 112.7178 | 119.5211 | 137.1296 | 159.8585 | 202.8077 | 216.6735 | 230.5058 | 220.044 | 223.407 | 234.831 | 248.4973 | 258.4926 | 243.3081 | 239.1587 | 253.0396 | 275.4362 | 276.4084 | 272.9141 | 298.2513 | 292.4117 | 260.6383 | 246.7846 | 225.1772 | 218.8805 | 227.3414 | 226.031 | 218.6201 | 223.3917 | 239.9744 | 267.2786 | 286.8979 | 300.2792 | 328.7779 | 359.0215 | 371.4933 | 372.739 | 402.1335 | 406.5165 | 415.1137 | 391.8104 | 377.1503 | 362.2686 | 353.0581 | 356.5287 | 355.4191 | 358.8555 | 359.8652 | 355.3359 | 357.6788 | 382.6452 | 397.2649 | 420.3407 | 457.4066 | 480.3917 | 479.3236 | 498.6666 | 503.6611 | 502.7638 | 516.8169 | 519.7644 | 506.6864 | 507.749 | 536.5042 | 582.135 | 602.5738 | 619.3063 | 645.8116 | 687.2359 | 688.7838 | 231.1288 | 243.6245 | 246.123 | 241.1368 | 262.1711 | 271.9247 | 284.0889 | 310.3877 | 328.1261 | 330.4911 | 300.8291 | 271.7326 | 281.509 | 288.7821 | 298.4253 | 306.849 | 323.4542 | 359.4504 | 384.3945 | 386.0736 | 395.0244 | 390.5575 | 392.793 | 403.9074 | 414.9157 | 431.5025 | 533.2232 | 561.5791 | 632.4986 | 658.4469 | 656.1913 | 660.4663 | 676.0058 | 677.4888 | 678.9681 | 681.9159 | 711.2463 | 747.081 | 781.054 | 795.1743 | 791.3739 | 797.0601 | 788.1749 | 794.387 | 789.298 | 786.7317 | 800.6539 | 812.8593 | 838.7664 | 854.3145 | 851.6973 | 851.6973 | 856.9049 | 856.9049 | 847.987 | 861.0959 | 865.6087 | 870.029 | 866.5958 | 868.5691 | 853.9083 | 865.6087 | 881.4037 | 883.6936 | 882.3262 | 869.5434 | 863.1163 | 862.0296 | 860 | 856.9296 | 868.0096 | 886.3728 | 875.7392 | 870.9388 | 878.5658 | 867.5137 | 863.038 | 863.5376 | 858.9788 | 857.2445 | 864.3419 | 863.838 | 867.3186 | 871.7115 | 887.0784 | 882.5465 | 882.0836 | 869.7659 | 860.8164 | 864.8387 | 876.4891 | 889.2113 | 899.1174 | 918.6997 | 926.4674 | 934.3569 | 936.5396 | 933.0828 | 922.2938 | 916.8603 | 924.7499 | 921.2263 | 934.3569 | 926.6557 | 921.7826 | 919.989 | 924.2453 | 928.6773 | 938.2249 | 931.3196 | 937.9232 | 943.4908 | 940.6072 | 927.6733 | 924.2453 | 930.4438 | 927.4381 | 937.4229 | 933.3627 | 938.6375 | 945.0041 | 949.8267 | 947.9916 | 946.9217 | 952.3564 | 958.4343 | 962.0165 | 963.2362 | 967.4378 | 966.0387 | 968.1056 | 969.5564 | 971.782 | 972.8712 | 972.7378 | 971.4986 | 971.5003 | 968.9268 | 968.9268 | 967.6859 | 968.6749 | 968.1851 | 968.836 | 970.5402 | 968.5127 | 968.3494 | 967.6839 | 967.175 | 964.2978 | 956.8255 | 949.805 | 948.0807 | 945.0973 | 947.2802 | 951.1868 | 957.3895 | 962.673 | 964.0337 | 966.943 | 964.6002 | 962.0745 | 961.8736 | 957.3895 | 952.7263 | 949.1854 | 955.5992 | 953.7001 | 955.8308 | 956.9753 | 963.2876 | 960.6688 | 963.2876 | 958.5344 | 956.749 | 958.9687 | 954.9634 | 952.3
| B | 28.6783 | 28.6783 | 28.6783 | 28.6783 | 28.6783 | 21.7225 | 21.7225 | 21.7225 | 21.7225 | 28.6783 | 35.6002 | 42.3273 | 47.0073 | 47.0073 | 40.597 | 34.1611 | 34.1611 | 47.0073 | 59.5105 | 65.6033 | 77.4716 | 83.2471 | 94.4806 | 88.9167 | 90.3517 | 112.2416 | 112.2416 | 117.4089 | 106.9015 | 90.3517 | 106.9015 | 95.9553 | 101.516 | 106.9015 | 112.2416 | 117.4089 | 116.9773 | 111.8008 | 116.9773 | 127.0052 | 136.5994 | 141.2339 | 141.2339 | 131.8565 | 127.0052 | 116.9773 | 101.1225 | 101.1225 | 105.9363 | 105.9363 | 100.597 | 111.233 | 111.233 | 111.233 | 121.4406 | 126.3541 | 131.2198 | 145.0583 | 157.987 | 145.0583 | 127.0052 | 116.9773 | 116.9773 | 127.0052 | 122.0454 | 116.9773 | 136.5994 | 158.7379 | 166.8119 | 162.8291 | 162.8291 | 166.8119 | 163.0236 | 167.0011 | 167.0011 | 158.9376 | 158.9376 | 141.4545 | 145.9754 | 158.9376 | 170.8703 | 178.3268 | 178.3268 | 181.8694 | 182.7486 | 179.1903 | 186.1958 | 179.1903 | 182.7486 | 182.7486 | 175.5211 | 167.8964 | 159.7833 | 151.2261 | 142.2796 | 151.2261 | 149.8094 | 158.2878 | 170.2714 | 170.2714 | 177.675 | 184.6911 | 184.6911 | 200.2998 | 205.7691 | 208.3583 | 213.1837 | 213.1837 | 216.3718 | 214.1248 | 216.3587 | 218.483 | 222.4024 | 218.483 | 211.7954 | 218.483 | 216.3718 | 218.483 | 218.483 | 218.483 | 216.2673 | 220.4153 | 222.3137 | 220.4153 | 214.0424 | 214.0424 | 218.4086 | 216.2673 | 209.2375 | 211.6804 | 216.2673 | 216.2673 | 222.3803 | 209.2976 | 216.3457 | 214.0973 | 198.3816 | 214.0973 | 222.3803 | 211.7667 | 216.3457 | 201.2921 | 201.2921 | 216.3457 | 220.6732 | 204.32 | 201.5297 | 209.5375 | 214.3162 | 218.6808 | 198.6284 | 189.2974 | 204.32 | 192.5305 | 192.5305 | 204.32 | 206.7488 | 209.3276 | 211.7667 | 214.1248 | 214.1248 | 218.483 | 218.483 | 220.4858 | 220.4858 | 218.483 | 222.4024 | 222.4024 | 222.4024 | 224.1871 | 225.883 | 224.1871 | 225.883 | 224.1871 | 218.483 | 222.4024 | 222.4024 | 224.1871 | 222.4024 | 222.4024 | 211.8815 | 218.582 | 211.8815 | 214.2343 | 216.45 | 220.603 | 216.45 | 216.45 | 211.8815 | 214.2343 | 209.4477 | 218.582 | 216.1101 | 213.8499 | 220.2503 | 213.8499 | 216.1101 | 216.1101 | 216.1101 | 213.8499 | 218.2344 | 216.1101 | 216.1101 | 222.1801 | 220.2739 | 220.2739 | 218.2344 | 213.8774 | 206.4974 | 209.0567 | 209.0567 | 203.797 | 211.5075 | 218.2344 | 218.2344 | 218.2344 | 220.5093 | 218.483 | 211.7954 | 204.0917 | 206.7488 | 206.7488 | 201.2921 | 201.2921 | 198.4169 | 211.7954 | 198.4169 | 204.0917 | 208.9963 | 208.9963 | 208.9963 | 206.4344 | 208.9963 | 208.9963 | 211.4786 | 213.8223 | 208.9963 | 211.4786 | 211.4786 | 211.4786 | 206.8742 | 206.8742 | 206.8742 | 198.5227 | 201.428 | 206.8742 | 201.428 | 201.428 | 195.5064 | 198.5227 | 201.428 | 204.1896 | 206.3082 | 206.3082
| C | 221.5594 | 218.9932 | 214.6346 | 211.1546 | 205.9351 | 195.6756 | 191.8512 | 190.6623 | 195.6614 | 196.2486 | 200.0655 | 201.7894 | 208.2454 | 215.4919 | 219.5537 | 218.9546 | 221.283 | 232.3518 | 251.3635 | 257.089 | 274.3189 | 292.6803 | 306.4629 | 326.8699 | 347.9482 | 373.1009 | 388.5328 | 393.9549 | 392.228 | 392.2341 | 389.6402 | 396.4899 | 416.1119 | 417.344 | 418.3508 | 414.3959 | 416.0939 | 418.5956 | 425.4009 | 436.3027 | 454.7199 | 470.7153 | 482.9168 | 497.5188 | 505.3534 | 513.5302 | 517.4123 | 517.5603 | 539.7016 | 565.8572 | 568.8608 | 565.7304 | 566.7922 | 576.3065 | 580.7837 | 601.2851 | 606.3996 | 597.9326 | 602.1924 | 602.7926 | 604.643 | 601.5748 | 609.6133 | 614.6112 | 612.4555 | 614.4194 | 620.8818 | 630.0035 | 630.9877 | 635.2121 | 638.1336 | 638.2181 | 638.7883 | 636.5247 | 645.4572 | 659.4093 | 678.8551 | 681.1638 | 687.6623 | 690.2595 | 689.7536 | 688.2057 | 688.4 | 679.635 | 676.9377 | 683.4626 | 693.0114 | 705.9094 | 706.5845 | 706.8925 | 705.4071 | 704.7486 | 700.3954 | 690.6859 | 685.6905 | 676.9441 | 679.5521 | 683.1062 | 682.9585 | 682.8023 | 678.221 | 686.1711 | 684.101 | 690.7317 | 696.7602 | 702.5362 | 717.351 | 713.2432 | 721.0829 | 730.4183 | 740.499 | 750.3394 | 769.2995 | 775.3156 | 776.3045 | 777.0164 | 783.5939 | 798.5986 | 802.0165 | 794.2241 | 794.033 | 792.9598 | 801.7005 | 814.4495 | 818.5382 | 822.9146 | 823.9958 | 827.3374 | 835.3694 | 837.645 | 839.0002 | 845.7436 | 847.1954 | 843.3895 | 839.1702 | 843.6326 | 846.8279 | 860.3135 | 869.4117 | 869.5123 | 869.3213 | 873.9266 | 878.7747 | 882.5599 | 882.046 | 891.9137 | 894.682 | 895.3832 | 890.2981 | 896.1612 | 892.5567 | 886.6675 | 877.2625 | 867.2775 | 855.1819 | 858.3644 | 876.7399 | 881.5468 | 883.9833 | 886.1124 | 890.6555 | 891.4598 | 882.9388 | 888.196 | 882.4326 | 883.6364 | 883.3819 | 880.0665 | 873.9655 | 881.3607 | 892.5777 | 900.0445 | 904.596 | 904.4522 | 905.9283 | 903.036 | 903.3935 | 897.8033 | 898.7172 | 899.5439 | 897.6073 | 899.0362 | 898.7362 | 891.102 | 887.4979 | 887.0844 | 898.1425 | 901.21 | 896.577 | 894.5626 | 897.3532 | 899.8538 | 904.4657 | 908.2443 | 912.1545 | 912.907 | 912.011 | 918.2909 | 915.3824 | 912.394 | 915.2589 | 916.5873 | 916.9465 | 915.9314 | 913.9678 | 917.9427 | 920.8397 | 920.6087 | 919.938 | 920.3425 | 923.4589 | 925.8223 | 927.5807 | 929.9813 | 931.2557 | 933.9965 | 932.4399 | 932.2724 | 931.0427 | 930.2082 | 932.5621 | 934.617 | 934.6183 | 933.6486 | 933.9239 | 935.4414 | 936.7621 | 936.3406 | 935.3896 | 934.5666 | 935.5013 | 936.5747 | 935.7205 | 934.4905 | 934.7187 | 935.2057 | 937.1249 | 935.8297 | 935.7575 | 935.5387 | 934.2686 | 933.0862 | 932.0584 | 931.2093 | 931.5955 | 931.8917 | 931.038 | 931.4668 | 931.8897 | 931.4663 | 931.9306 | 933.6799 | 934.1492 | 933.2422
| D | 271.2446 | 263.0591 | 246.5046 | 234.5309 | 242.1978 | 266.5846 | 257.6629 | 234.5599 | 229.726 | 234.0507 | 220.0134 | 194.4505 | 189.5341 | 191.0642 | 161.3647 | 143.9192 | 158.7344 | 151.0074 | 147.341 | 153.7816 | 144.6531 | 144.2289 | 144.3466 | 145.9652 | 148.3697 | 150.9889 | 160.064 | 174.9384 | 194.4147 | 223.4763 | 247.561 | 265.4802 | 288.0184 | 315.1446 | 340.7224 | 355.2565 | 365.4155 | 380.7488 | 409.033 | 420.0188 | 421.6232 | 416.5487 | 419.9753 | 424.8132 | 424.6088 | 435.2081 | 445.4769 | 457.191 | 461.8975 | 458.159 | 450.2624 | 460.9041 | 479.1185 | 486.3726 | 493.1741 | 512.5605 | 516.6734 | 489.8721 | 467.7556 | 467.0163 | 455.5502 | 460.1698 | 471.2482 | 474.6503 | 474.2706 | 490.7062 | 481.7982 | 469.9236 | 471.8178 | 470.1032 | 469.5324 | 465.7095 | 465.913 | 461.1319 | 451.4742 | 450.5073 | 452.0491 | 451.8466 | 428.9588 | 425.962 | 433.3627 | 460.743 | 491.9898 | 500.9695 | 508.3923 | 518.4029 | 518.9423 | 526.5341 | 544.162 | 556.7952 | 558.6206 | 564.2602 | 554.6312 | 549.0763 | 545.6844 | 540.7345 | 531.8442 | 534.95 | 547.7673 | 546.5774 | 525.5576 | 509.9602 | 509.7687 | 518.6769 | 512.1275 | 522.4293 | 515.3557 | 517.493 | 515.5755 | 526.3347 | 529.767 | 533.181 | 539.9543 | 537.7355 | 528.2169 | 513.0682 | 497.1779 | 485.9387 | 494.4467 | 507.201 | 519.7972 | 523.6087 | 518.5728 | 512.7512 | 528.6207 | 528.9574 | 510.8245 | 505.96 | 484.1715 | 455.5062 | 429.8797 | 391.3014 | 372.4263 | 395.2517 | 441.3777 | 482.3643 | 509.928 | 527.817 | 557.9609 | 562.1496 | 586.0096 | 620.5856 | 643.4501 | 666.3332 | 665.3885 | 668.2957 | 681.9306 | 666.3253 | 661.2761 | 643.2201 | 639.4197 | 623.5959 | 602.1885 | 595.8626 | 601.4162 | 623.5977 | 620.0229 | 636.9129 | 636.6538 | 635.2324 | 661.183 | 682.3075 | 705.2695 | 720.3775 | 738.007 | 761.8576 | 774.4616 | 783.2452 | 788.7873 | 783.1397 | 795.1949 | 794.2441 | 793.5972 | 789.7949 | 791.8426 | 800.6156 | 802.2599 | 804.4874 | 803.7728 | 802.437 | 790.7318 | 780.0606 | 769.379 | 771.4734 | 777.2677 | 785.7615 | 792.7886 | 793.9127 | 799.0658 | 797.8184 | 798.5398 | 802.0685 | 805.48 | 812.4743 | 811.3762 | 811.6207 | 808.3842 | 810.4521 | 813.9154 | 815.7321 | 816.0234 | 815.9165 | 819.4004 | 819.4541 | 820.0674 | 814.3299 | 811.704 | 803.9983 | 808.4085 | 811.874 | 813.5534 | 814.911 | 818.9891 | 820.9276 | 826.9292 | 827.3571 | 826.8983 | 833.5102 | 833.5102 | 835.2067 | 834.9735 | 835.3614 | 834.9422 | 834.2739 | 831.6904 | 831.3567 | 829.9203 | 828.7173 | 830.5141 | 834.7046 | 835.4346 | 836.1958 | 834.272 | 832.4054 | 831.5673 | 832.0334 | 831.9872 | 833.5983 | 833.1941 | 833.2741 | 833.2741 | 829.6763 | 829.7703 | 830.5689 | 829.7703 | 831.9851 | 832.6568 | 832.6143 | 834.079 | 833.6352 | 833.0221 | 833.6726 | 833.0532 | 829.9214
| E | 125.2255 | 113.9103 | 112.0925 | 107.6621 | 106.973 | 117.3296 | 133.5835 | 135.1555 | 133.4634 | 136.5018 | 139.1184 | 128.9799 | 118.1835 | 128.325 | 122.5939 | 123.9128 | 120.8215 | 115.0561 | 107.9588 | 93.2228 | 77.9125 | 71.5808 | 63.8619 | 63.4062 | 72.6394 | 92.0688 | 103.7202 | 98.8011 | 95.614 | 105.8381 | 132.3396 | 155.4138 | 170.9505 | 176.9855 | 173.0871 | 176.8428 | 160.8757 | 144.4025 | 146.966 | 156.389 | 158.9918 | 151.2855 | 162.881 | 173.4804 | 187.017 | 214.5895 | 238.5798 | 267.0695 | 301.9575 | 333.3748 | 376.7854 | 414.8251 | 443.7014 | 455.9156 | 474.1959 | 504.746 | 528.3842 | 554.0726 | 573.4417 | 575.0556 | 570.0517 | 577.785 | 605.5102 | 606.4055 | 589.1634 | 561.8828 | 532.5281 | 518.8773 | 540.0884 | 552.8988 | 586.2698 | 593.9018 | 606.0137 | 621.4323 | 628.9964 | 633.9431 | 624.0542 | 624.9684 | 643.532 | 656.6535 | 664.8185 | 671.5919 | 682.6026 | 702.4621 | 710.8765 | 700.7053 | 700.4612 | 708.8575 | 709.921 | 704.4854 | 706.2855 | 731.8861 | 753.6136 | 770.2983 | 776.3315 | 781.1762 | 777.6019 | 764.7582 | 755.704 | 751.1537 | 758.2043 | 776.1561 | 790.0902 | 811.5156 | 819.0007 | 807.4663 | 806.1475 | 809.4151 | 787.7619 | 762.1479 | 752.9859 | 743.6703 | 724.5786 | 710.5113 | 709.7397 | 717.7388 | 732.6698 | 747.5682 | 765.1422 | 783.4864 | 780.7542 | 783.0444 | 780.5749 | 768.5409 | 770.8556 | 781.7465 | 806.1632 | 817.1658 | 828.2849 | 829.7424 | 830.7087 | 833.135 | 829.111 | 813.4466 | 827.9869 | 843.3095 | 823.7605 | 810.9209 | 793.8087 | 807.2472 | 807.2602 | 782.4591 | 747.4831 | 737.4583 | 702.6897 | 683.7183 | 681.0187 | 681.234 | 705.4207 | 744.5713 | 795.7708 | 820.2229 | 820.863 | 808.4535 | 816.6912 | 810.5016 | 792.1458 | 806.6259 | 801.3863 | 794.5575 | 780.3954 | 752.1885 | 742.9514 | 771.7381 | 768.507 | 786.3782 | 781.8318 | 792.6254 | 812.7154 | 821.4037 | 829.5717 | 833.2479 | 824.513 | 816.903 | 820.8757 | 824.1519 | 827.2108 | 818.5866 | 826.533 | 827.1461 | 839.4019 | 852.2677 | 869.1123 | 880.8779 | 892.9363 | 899.5442 | 910.2701 | 911.6745 | 912.4202 | 910.0707 | 910.2701 | 906.4012 | 919.0536 | 922.2123 | 933.1932 | 945.9481 | 951.9814 | 955.8188 | 960.8842 | 963.1669 | 968.4218 | 974.2506 | 975.7566 | 975.9703 | 982.0541 | 986.4426 | 988.9444 | 992.7419 | 996.2581 | 998.7241 | 1000.3818 | 1002.8404 | 1005.7049 | 1007.4314 | 1007.9869 | 1008.6159 | 1010.5264 | 1010.5209 | 1011.1901 | 1012.7815 | 1015.8678 | 1017.2104 | 1015.2538 | 1012.6734 | 1014.559 | 1013.902 | 1013.6661 | 1015.0252 | 1014.3704 | 1013.7169 | 1012.427 | 1017.5873 | 1018.7308 | 1013.4841 | 1010.8956 | 1015.7079 | 1014.6085 | 1003.3793 | 996.7426 | 1003.3508 | 999.5804 | 997.3423 | 992.9939 | 997.5312 | 999.1133 | 994.8984 | 995.515 | 994.3936 | 994.8323 | 989.2052 | 987.9741 | 988.5567 | 989.4799 | 993.7024
| F | 32.9882 | 32.6062 | 31.9572 | 31.4391 | 30.6619 | 29.1344 | 28.565 | 28.3879 | 29.1323 | 29.2197 | 29.788 | 30.0447 | 31.0059 | 32.0849 | 32.6896 | 32.6004 | 32.9471 | 34.5952 | 37.4258 | 38.2783 | 40.8437 | 43.5775 | 45.6296 | 48.6681 | 51.8064 | 55.5515 | 57.8491 | 58.6564 | 58.3993 | 58.4002 | 58.014 | 59.0339 | 61.9554 | 62.1389 | 62.2888 | 61.6999 | 61.9527 | 62.3252 | 63.3385 | 64.9616 | 67.7038 | 70.0854 | 71.9021 | 74.0762 | 75.2427 | 76.4601 | 77.0382 | 77.0602 | 80.3568 | 84.2512 | 84.6984 | 84.2323 | 84.3904 | 85.807 | 86.4736 | 89.5261 | 90.2876 | 89.0269 | 89.6612 | 89.7505 | 90.026 | 89.5692 | 90.7661 | 91.5102 | 91.1893 | 91.4817 | 92.4439 | 93.802 | 93.9485 | 94.5775 | 95.0125 | 95.0251 | 95.11 | 94.773 | 96.1029 | 98.1803 | 101.0756 | 101.4193 | 102.3869 | 102.7736 | 102.6983 | 102.4678 | 102.4967 | 101.1917 | 100.7901 | 101.7616 | 103.1833 | 105.1037 | 105.2042 | 105.2501 | 105.0289 | 104.9309 | 104.2827 | 102.8371 | 102.0933 | 100.791 | 101.1794 | 101.7085 | 101.6865 | 101.6633 | 100.9812 | 102.1649 | 101.8566 | 102.8439 | 103.7415 | 104.6015 | 106.8073 | 106.1957 | 107.3629 | 108.7529 | 110.2538 | 111.719 | 114.542 | 115.4377 | 115.5849 | 115.6909 | 116.6703 | 118.9043 | 119.4132 | 118.253 | 118.2246 | 118.0648 | 119.3662 | 121.2644 | 121.8732 | 122.5248 | 122.6857 | 123.1833 | 124.3792 | 124.718 | 124.9198 | 125.9238 | 126.14 | 125.5733 | 124.9451 | 125.6095 | 126.0853 | 128.0931 | 129.4478 | 129.4628 | 129.4343 | 130.12 | 130.8419 | 131.4054 | 131.3289 | 132.7981 | 133.2103 | 133.3147 | 132.5576 | 133.4305 | 132.8939 | 132.017 | 130.6167 | 129.13 | 127.3291 | 127.8029 | 130.5389 | 131.2546 | 131.6174 | 131.9344 | 132.6108 | 132.7305 | 131.4618 | 132.2446 | 131.3865 | 131.5657 | 131.5278 | 131.0342 | 130.1258 | 131.2269 | 132.897 | 134.0087 | 134.6864 | 134.665 | 134.8848 | 134.4542 | 134.5074 | 133.675 | 133.8111 | 133.9342 | 133.6459 | 133.8586 | 133.8139 | 132.6773 | 132.1407 | 132.0791 | 133.7255 | 134.1823 | 133.4925 | 133.1925 | 133.608 | 133.9803 | 134.667 | 135.2296 | 135.8118 | 135.9239 | 135.7904 | 136.7255 | 136.2924 | 135.8475 | 136.274 | 136.4718 | 136.5253 | 136.3742 | 136.0818 | 136.6736 | 137.105 | 137.0706 | 136.9707 | 137.0309 | 137.4949 | 137.8468 | 138.1086 | 138.4661 | 138.6558 | 139.0639 | 138.8321 | 138.8072 | 138.6241 | 138.4999 | 138.8503 | 139.1563 | 139.1565 | 139.0121 | 139.0531 | 139.279 | 139.4757 | 139.4129 | 139.2713 | 139.1488 | 139.2879 | 139.4478 | 139.3206 | 139.1374 | 139.1714 | 139.2439 | 139.5297 | 139.3368 | 139.3261 | 139.2935 | 139.1044 | 138.9284 | 138.7753 | 138.6489 | 138.7064 | 138.7505 | 138.6234 | 138.6872 | 138.7502 | 138.6872 | 138.7563 | 139.0168 | 139.0866 | 138.9516
G
H
I
| J | 346.38 | 311.4585 | 278.7341 | 299.4991 | 341.5932 | 360.6964 | 370.9734 | 376.3688 | 368.9807 | 354.571 | 349.1623 | 362.0925 | 371.1728 | 377.5782 | 388.5546 | 399.9675 | 405.4173 | 405.9577 | 405.352 | 404.1661 | 406.0469 | 407.0428 | 407.3015 | 407.2738 | 406.802 | 405.3643 | 401.1577 | 395.4066 | 390.5493 | 392.8516 | 398.3317 | 400.4883 | 399.9388 | 396.6298 | 392.5057 | 385.8976 | 375.4246 | 366.2697 | 360.2787 | 362.8761 | 363.316 | 362.8931 | 380.6442 | 401.2039 | 407.8594 | 408 | 408 | 407.9983 | 407.9903 | 407.9917 | 407.9865 | 407.9356 | 407.8498 | 407.8398 | 407.883 | 407.866 | 407.8777 | 407.8459 | 407.3952 | 406.7881 | 405.5336 | 404.8718 | 405.7088 | 406.4031 | 406.6304 | 406.7489 | 406.7602 | 406.777 | 406.802 | 406.7348 | 406.2496 | 405.5415 | 405.1297 | 404.9956 | 405.6006 | 406.1238 | 406.5128 | 406.1514 | 405.6781 | 404.5888 | 403.3124 | 402.0942 | 402.0757 | 401.5483 | 401.0716 | 400.7285 | 400.2511 | 398.9875 | 396.8838 | 395.3438 | 393.1936 | 391.1038 | 390.0393 | 389.5979 | 388.6102 | 388.8651 | 387.3106 | 382.3212 | 377.1871 | 372.839 | 373.1676 | 375.9557 | 375.4679 | 368.9649 | 360.4007 | 350.2227 | 335.7071 | 329.3698 | 332.5608 | 344.7641 | 364.5895 | 375.1792 | 374.6856 | 370.2788 | 367.5483 | 371.2035 | 375.7982 | 374.1882 | 370.3098 | 369.028 | 369.5934 | 372.4938 | 374.2616 | 370.8196 | 367.4358 | 366.2208 | 369.2483 | 372.3733 | 372.4035 | 370.8196 | 369.9991 | 371.4176 | 371.4481 | 368.2836 | 367.7408 | 362.5533 | 353.7744 | 346.38 | 340.6433 | 336.1787 | 337.0107 | 336.2001 | 328.9663 | 317.2726 | 310.7377 | 306.1784 | 294.1484 | 285.0844 | 285.2523 | 280.1083 | 265.4934 | 248.1784 | 235.2883 | 231.1493 | 230.4098 | 231.6861 | 234.6241 | 235.056 | 235.9513 | 233.2583 | 231.6526 | 233.8919 | 234.5243 | 230.5444 | 226.5193 | 229.0951 | 248.7206 | 267.1762 | 270.1862 | 258.384 | 247.1874 | 236.6461 | 220.3106 | 205.4295 | 198.5441 | 199.6754 | 194.874 | 181.7397 | 173.4232 | 179.6079 | 195.5738 | 210.9612 | 215.2965 | 206.291 | 187.1006 | 167.391 | 156.4601 | 143.4826 | 128.1128 | 119.558 | 114.9514 | 113.0032 | 110.4826 | 103.5618 | 94.1506 | 83.9602 | 75.9576 | 70.0424 | 61.4948 | 52.9832 | 49.2628 | 48.0663 | 43.5012 | 36.1373 | 28.3062 | 20.5427 | 13.704 | 10.1363 | 11.0423 | 12.9014 | 15.0064 | 16.6065 | 18.0537 | 18.7016 | 16.7563 | 15.9569 | 15.2566 | 14.155 | 12.3491 | 7.412 | 2.3426 | 0 | 0 | 0 | 5.1347 | 10.0859 | 12.9014 | 9.1788 | 6.7548 | 6.2489 | 3.9683 | 2.5969 | 2.6985 | 3.6637 | 7.5636 | 13.9546 | 14.706 | 13.4532 | 10.3377 | 6.0464 | 4.5771 | 6.2489 | 5.9452 | 0.71369 | 0 | 0 | 0 | 0 | 0 | 0 | 0 | 0 | 0 | 0
| K | 303.7324 | 298.6108 | 283.9337 | 270.5857 | 294.8576 | 338.7993 | 303.4233 | 230.9745 | 185.3916 | 187.1034 | 228.3751 | 294.6484 | 332.6332 | 343.7932 | 346.8891 | 348.406 | 364.4146 | 364.6433 | 343.841 | 342.5015 | 356.8043 | 328.4154 | 326.7879 | 348.4534 | 382.43 | 401.6278 | 408.9162 | 425.4967 | 472.0527 | 527.0782 | 555.0531 | 561.6925 | 545.5508 | 562.865 | 581.0888 | 587.0985 | 575.7875 | 549.4579 | 554.9072 | 588.0365 | 591 | 591 | 590.8757 | 590.4835 | 590.5449 | 590.7123 | 590.6043 | 589.5188 | 585.4106 | 580.5261 | 578.2182 | 581.5053 | 587.1523 | 589.2082 | 589.4553 | 588.342 | 587.3291 | 586.1863 | 587.0261 | 588.7783 | 590.18 | 590.7331 | 590.7866 | 590.8379 | 590.819 | 590.7991 | 590.4159 | 590.0276 | 588.9601 | 585.6873 | 581.0217 | 578.3591 | 575.6569 | 572.5499 | 568.1802 | 566.6755 | 566.8102 | 564.1554 | 559.4978 | 558.4488 | 555.3621 | 551.2019 | 553.5993 | 561.2466 | 570.0978 | 574.2824 | 577.4688 | 580.2689 | 581.1461 | 581.4114 | 580.9351 | 579.0936 | 577.4128 | 577.424 | 577.3231 | 576.5251 | 577.5581 | 580.3484 | 584.1146 | 586.2593 | 586.1729 | 583.9944 | 580.79 | 579.6223 | 581.0792 | 582.086 | 580.6536 | 579.1355 | 578.2942 | 576.9383 | 576.2579 | 576.5482 | 576.675 | 579.0726 | 582.4541 | 584.9413 | 585.9296 | 585.2732 | 582.4274 | 577.2893 | 571.4103 | 564.3284 | 554.4493 | 543.9179 | 535.4122 | 526.3717 | 521.2666 | 523.3069 | 522.9313 | 515.0434 | 498.8767 | 483.1173 | 472.417 | 465.0252 | 457.1287 | 452.9477 | 459.892 | 461.0723 | 444.7973 | 428.532 | 412.7909 | 394.9204 | 374.9026 | 348.548 | 328.6616 | 316.5146 | 319.7273 | 335.6527 | 362.3056 | 380.4064 | 387.9664 | 387.6198 | 377.8409 | 348.5953 | 307.9403 | 270.0416 | 239.3435 | 224.2549 | 224.1967 | 228.8957 | 225.476 | 213.705 | 194.8222 | 179.0017 | 163.6257 | 144.9566 | 126.085 | 108.8264 | 90.9815 | 83.8212 | 89.7576 | 97.416 | 94.7795 | 86.1453 | 74.1949 | 59.7959 | 50.7932 | 54.3893 | 68.4451 | 87.2372 | 105.2834 | 103.1379 | 92.9501 | 88.0553 | 99.2372 | 127.7217 | 178.1377 | 224.5458 | 246.205 | 273.6246 | 310.389 | 338.4131 | 360.5099 | 373.6052 | 380.0976 | 389.4359 | 395.9827 | 389.9533 | 395.3457 | 405.6624 | 409.5308 | 414.9748 | 414.3695 | 430.3859 | 475.7031 | 500.5318 | 509.0776 | 511.9671 | 508.499 | 493.1616 | 483.9679 | 480.4498 | 476.6149 | 471.9201 | 472.6816 | 477.0046 | 479.5212 | 476.9397 | 467.3 | 462.1784 | 459.1603 | 451.6235 | 442.1398 | 432.1142 | 411.6939 | 373.874 | 344.7956 | 340.6779 | 363.957 | 397.8032 | 416.2625 | 411.409 | 404.7926 | 401.7114 | 407.2311 | 437.3186 | 463.3827 | 473.0779 | 473.6053 | 478.4922 | 478.8464 | 475.6052 | 487.0576 | 505.0409 | 519.5046 | 520.0432 | 516.7813 | 518.1623 | 529.7703 | 540.0032 | 546.1226 | 545.9392 | 544.1678 | 543.1223
Hydroelectric
| Zone | 0:00 | 0:05 | 0:10 | 0:15 | 0:20 | 0:25 | 0:30 | 0:35 | 0:40 | 0:45 | 0:50 | 0:55 | 1:00 | 1:05 | 1:10 | 1:15 | 1:20 | 1:25 | 1:30 | 1:35 | 1:40 | 1:45 | 1:50 | 1:55 | 2:00 | 2:05 | 2:10 | 2:15 | 2:20 | 2:25 | 2:30 | 2:35 | 2:40 | 2:45 | 2:50 | 2:55 | 3:00 | 3:05 | 3:10 | 3:15 | 3:20 | 3:25 | 3:30 | 3:35 | 3:40 | 3:45 | 3:50 | 3:55 | 4:00 | 4:05 | 4:10 | 4:15 | 4:20 | 4:25 | 4:30 | 4:35 | 4:40 | 4:45 | 4:50 | 4:55 | 5:00 | 5:05 | 5:10 | 5:15 | 5:20 | 5:25 | 5:30 | 5:35 | 5:40 | 5:45 | 5:50 | 5:55 | 6:00 | 6:05 | 6:10 | 6:15 | 6:20 | 6:25 | 6:30 | 6:35 | 6:40 | 6:45 | 6:50 | 6:55 | 7:00 | 7:05 | 7:10 | 7:15 | 7:20 | 7:25 | 7:30 | 7:35 | 7:40 | 7:45 | 7:50 | 7:55 | 8:00 | 8:05 | 8:10 | 8:15 | 8:20 | 8:25 | 8:30 | 8:35 | 8:40 | 8:45 | 8:50 | 8:55 | 9:00 | 9:05 | 9:10 | 9:15 | 9:20 | 9:25 | 9:30 | 9:35 | 9:40 | 9:45 | 9:50 | 9:55 | 10:00 | 10:05 | 10:10 | 10:15 | 10:20 | 10:25 | 10:30 | 10:35 | 10:40 | 10:45 | 10:50 | 10:55 | 11:00 | 11:05 | 11:10 | 11:15 | 11:20 | 11:25 | 11:30 | 11:35 | 11:40 | 11:45 | 11:50 | 11:55 | 12:00 | 12:05 | 12:10 | 12:15 | 12:20 | 12:25 | 12:30 | 12:35 | 12:40 | 12:45 | 12:50 | 12:55 | 13:00 | 13:05 | 13:10 | 13:15 | 13:20 | 13:25 | 13:30 | 13:35 | 13:40 | 13:45 | 13:50 | 13:55 | 14:00 | 14:05 | 14:10 | 14:15 | 14:20 | 14:25 | 14:30 | 14:35 | 14:40 | 14:45 | 14:50 | 14:55 | 15:00 | 15:05 | 15:10 | 15:15 | 15:20 | 15:25 | 15:30 | 15:35 | 15:40 | 15:45 | 15:50 | 15:55 | 16:00 | 16:05 | 16:10 | 16:15 | 16:20 | 16:25 | 16:30 | 16:35 | 16:40 | 16:45 | 16:50 | 16:55 | 17:00 | 17:05 | 17:10 | 17:15 | 17:20 | 17:25 | 17:30 | 17:35 | 17:40 | 17:45 | 17:50 | 17:55 | 18:00 | 18:05 | 18:10 | 18:15 | 18:20 | 18:25 | 18:30 | 18:35 | 18:40 | 18:45 | 18:50 | 18:55 | 19:00 | 19:05 | 19:10 | 19:15 | 19:20 | 19:25 | 19:30 | 19:35 | 19:40 | 19:45 | 19:50 | 19:55 | 20:00 | 20:05 | 20:10 | 20:15 | 20:20 | 20:25 | 20:30 | 20:35 | 20:40 | 20:45 | 20:50 | 20:55 | 21:00 | 21:05
| A | 3.5549 | 3.5549 | 3.5549 | 3.5549 | 3.5549 | 3.5549 | 3.5549 | 3.5549 | 3.5549 | 3.5549 | 3.5549 | 3.5549 | 3.5138 | 3.5138 | 3.5138 | 3.5138 | 3.5138 | 3.5138 | 3.5138 | 3.5138 | 3.5138 | 3.5138 | 3.5138 | 3.5138 | 3.5426 | 3.5426 | 3.5426 | 3.5426 | 3.5426 | 3.5426 | 3.5426 | 3.5426 | 3.5426 | 3.5426 | 3.5426 | 3.5426 | 3.5221 | 3.5221 | 3.5221 | 3.5221 | 3.5221 | 3.5221 | 3.5221 | 3.5221 | 3.5221 | 3.5221 | 3.5221 | 3.5221 | 3.5385 | 3.5385 | 3.5385 | 3.5385 | 3.5385 | 3.5385 | 3.5385 | 3.5385 | 3.5385 | 3.5385 | 3.5385 | 3.5385 | 3.5795 | 3.5795 | 3.5795 | 3.5795 | 3.5795 | 3.4092 | 3.4092 | 3.5795 | 3.5795 | 3.5795 | 3.5795 | 3.5795 | 3.5672 | 3.3969 | 3.5672 | 3.3969 | 3.5672 | 3.5672 | 3.5672 | 3.5672 | 3.5672 | 3.5672 | 3.5672 | 3.5672 | 3.5446 | 3.5446 | 3.5446 | 3.5446 | 3.5446 | 3.5446 | 3.5446 | 3.5446 | 3.5446 | 3.5446 | 3.5446 | 3.5446 | 3.561 | 3.561 | 3.561 | 3.561 | 3.561 | 3.561 | 3.561 | 3.561 | 3.561 | 3.561 | 3.561 | 3.561 | 3.5508 | 3.5508 | 3.5508 | 3.5508 | 3.5508 | 3.5508 | 3.5508 | 3.5508 | 3.5508 | 3.5508 | 3.5508 | 3.5508 | 3.5733 | 3.5733 | 3.5733 | 3.5733 | 3.5733 | 3.5733 | 3.5733 | 3.5733 | 3.5733 | 3.5733 | 3.5733 | 3.5733 | 3.5713 | 3.5713 | 3.5713 | 3.5713 | 3.5713 | 3.5713 | 3.5713 | 3.5713 | 3.5713 | 3.5713 | 3.5713 | 3.5713 | 3.5856 | 3.5856 | 3.5856 | 3.5856 | 3.5856 | 3.5856 | 3.5856 | 3.5856 | 3.5856 | 3.5856 | 3.5856 | 3.5856 | 3.8072 | 3.8072 | 3.8072 | 3.8072 | 3.8072 | 3.8072 | 3.8072 | 3.8072 | 3.8072 | 3.8072 | 3.8072 | 3.8072 | 3.8482 | 3.8482 | 3.8482 | 3.8482 | 3.8482 | 3.8482 | 3.8482 | 3.8482 | 3.8482 | 3.8482 | 3.8482 | 3.8482 | 3.9303 | 3.9303 | 3.9303 | 3.9303 | 3.76 | 3.9303 | 3.9303 | 3.9303 | 3.76 | 3.76 | 3.76 | 3.76 | 3.6554 | 3.8215 | 3.8215 | 3.8215 | 3.8215 | 3.8215 | 3.8215 | 3.8215 | 3.8215 | 3.8215 | 3.8215 | 3.8215 | 3.7949 | 3.7949 | 3.7949 | 3.7949 | 3.7949 | 3.7949 | 3.7949 | 3.7949 | 3.7949 | 3.7949 | 3.7949 | 3.7949 | 3.7867 | 3.7867 | 3.7867 | 3.7867 | 3.7867 | 3.7867 | 3.7867 | 3.7867 | 3.7867 | 3.7867 | 3.7867 | 3.7867 | 3.7949 | 3.7949 | 3.7949 | 3.7949 | 3.7949 | 3.7949 | 3.7949 | 3.7949 | 3.7949 | 3.7949 | 3.7949 | 3.7949 | 3.7703 | 3.7703 | 3.7703 | 3.7703 | 3.7703 | 3.7703 | 3.7703 | 3.7703 | 3.7703 | 3.7703 | 3.7703 | 3.7703 | 3.7723 | 3.7723
| B | 7.8445 | 7.8445 | 7.8445 | 7.8903 | 7.7992 | 7.7992 | 7.7992 | 7.7992 | 7.845 | 7.7992 | 7.7992 | 7.7992 | 7.8472 | 7.8472 | 7.8472 | 7.8014 | 7.8014 | 7.8472 | 7.8472 | 7.8014 | 7.8472 | 7.8472 | 7.893 | 7.893 | 7.9129 | 7.9129 | 7.9129 | 8.0045 | 8.0045 | 8.0045 | 7.9587 | 7.9587 | 7.9587 | 7.9587 | 7.9587 | 7.9587 | 7.9631 | 7.9631 | 7.9631 | 7.9631 | 7.9173 | 7.8715 | 7.8715 | 7.9173 | 7.9173 | 7.9173 | 7.9173 | 7.8715 | 7.9179 | 7.9179 | 7.8715 | 7.8721 | 7.8721 | 7.8721 | 7.8721 | 7.8721 | 7.8721 | 7.8721 | 7.8721 | 7.8721 | 7.8743 | 7.8743 | 7.8743 | 7.8285 | 7.8743 | 7.8743 | 7.8285 | 7.8285 | 7.8285 | 7.8285 | 7.8743 | 7.8743 | 7.8577 | 7.9035 | 7.8577 | 7.8577 | 7.8119 | 7.8577 | 7.8577 | 7.8577 | 7.8577 | 7.8577 | 7.8577 | 7.8119 | 7.8577 | 7.8577 | 7.8577 | 7.8577 | 7.8119 | 7.8119 | 7.8577 | 7.8577 | 7.8577 | 7.8119 | 7.8119 | 7.8119 | 7.7887 | 7.6077 | 7.2909 | 7.245 | 7.245 | 7.245 | 7.245 | 7.245 | 7.245 | 7.107 | 6.9696 | 6.9696 | 7.2622 | 7.3985 | 7.3985 | 7.3985 | 7.1727 | 7.1225 | 7.0767 | 7.0767 | 7.1225 | 7.1225 | 7.0314 | 7.0778 | 7.0795 | 7.0336 | 7.0795 | 7.0795 | 7.0789 | 7.1253 | 7.1711 | 7.0331 | 6.9873 | 7.0789 | 7.0789 | 7.0331 | 7.048 | 7.048 | 7.048 | 7.0022 | 7.1854 | 6.9111 | 6.9111 | 6.9569 | 6.8653 | 6.8653 | 6.9564 | 7.1396 | 7.1838 | 7.2301 | 7.3223 | 7.2759 | 7.4609 | 7.553 | 7.6452 | 7.7374 | 7.7374 | 7.7374 | 7.7374 | 7.7374 | 7.7059 | 7.7059 | 7.7059 | 7.7059 | 7.6143 | 7.5679 | 7.5679 | 7.5221 | 7.5221 | 7.5221 | 7.5679 | 7.5221 | 7.5597 | 7.5138 | 7.468 | 7.468 | 7.5138 | 7.5138 | 7.5138 | 7.5138 | 7.5138 | 7.5138 | 7.5597 | 7.5597 | 7.5701 | 7.5243 | 7.616 | 7.6623 | 7.616 | 7.6623 | 7.6623 | 7.616 | 7.6623 | 7.6623 | 7.6623 | 7.6623 | 7.5878 | 7.5878 | 7.6336 | 7.5878 | 7.6336 | 7.6336 | 7.6336 | 7.6336 | 7.6336 | 7.5878 | 7.5878 | 7.5878 | 7.5895 | 7.5448 | 7.6353 | 7.5895 | 7.6353 | 7.6353 | 7.5895 | 7.5906 | 7.5906 | 7.5906 | 7.5906 | 7.5906 | 7.5768 | 7.4388 | 7.4851 | 7.4851 | 7.4851 | 7.531 | 7.531 | 7.4851 | 7.4851 | 7.531 | 7.5768 | 7.531 | 7.5481 | 7.5481 | 7.5017 | 7.5017 | 7.5017 | 7.5017 | 7.5017 | 7.5017 | 7.5017 | 7.5017 | 7.5017 | 7.5017 | 7.5166 | 7.5624 | 7.5166 | 7.5166 | 7.5166 | 7.4708 | 7.4708 | 7.4708 | 7.3792 | 7.3792 | 7.3328 | 7.3328 | 7.3251 | 7.3709
| C | 37.0151 | 37.0151 | 37.0795 | 37.0842 | 32.732 | 32.36 | 32.4212 | 32.4212 | 32.4259 | 32.36 | 32.4212 | 32.4212 | 31.9126 | 31.7886 | 31.7203 | 31.7886 | 31.7886 | 31.7203 | 31.8435 | 31.8435 | 31.7101 | 31.5822 | 31.4487 | 31.4487 | 31.287 | 31.3514 | 31.3514 | 31.4205 | 31.3514 | 31.4205 | 31.3514 | 31.3514 | 31.287 | 31.287 | 31.218 | 31.218 | 30.8216 | 30.8263 | 30.7572 | 30.689 | 30.8907 | 30.8263 | 30.8263 | 30.689 | 30.4865 | 30.4174 | 30.4174 | 30.3483 | 30.3915 | 30.3271 | 30.4606 | 30.3962 | 30.3962 | 30.4645 | 30.3993 | 30.3993 | 30.331 | 30.3993 | 30.3993 | 30.3342 | 30.3491 | 30.3491 | 30.284 | 30.2149 | 30.284 | 30.284 | 30.3491 | 30.3491 | 30.284 | 32.3215 | 34.3057 | 34.177 | 34.0169 | 34.0169 | 34.0169 | 33.9525 | 33.9525 | 33.9015 | 33.9525 | 33.9525 | 33.9525 | 33.9525 | 33.8881 | 33.8371 | 37.6156 | 41.2606 | 41.4113 | 41.5447 | 41.3477 | 41.4113 | 41.4113 | 41.4113 | 41.9615 | 42.3704 | 42.5572 | 42.755 | 42.9017 | 43.036 | 43.105 | 43.1733 | 43.448 | 43.4449 | 43.5132 | 43.448 | 43.4355 | 43.627 | 43.4904 | 43.5587 | 43.999 | 43.6552 | 43.6552 | 43.6552 | 43.8044 | 43.7243 | 43.7243 | 43.7243 | 43.7243 | 43.4488 | 43.4488 | 43.4488 | 43.335 | 43.335 | 43.2659 | 43.1286 | 43.4033 | 43.4716 | 43.335 | 43.5406 | 43.3342 | 43.5406 | 43.6097 | 43.5406 | 43.0909 | 40.1444 | 36.3566 | 36.2522 | 36.3048 | 36.3048 | 36.2522 | 36.2522 | 36.0458 | 36.1149 | 36.1831 | 36.2522 | 36.0615 | 36.1306 | 36.1306 | 36.1306 | 36.1306 | 36.1125 | 36.0615 | 36.0623 | 36.0434 | 36.1125 | 36.0615 | 36.0615 | 35.91 | 35.9618 | 35.7051 | 35.9116 | 35.9806 | 35.9806 | 36.1172 | 35.9124 | 35.9806 | 36.1172 | 36.1863 | 36.1863 | 35.9343 | 35.9343 | 36.0034 | 36.0042 | 35.9343 | 35.9343 | 35.797 | 35.6596 | 35.7295 | 35.7287 | 35.7295 | 35.797 | 35.87 | 35.7318 | 35.6628 | 35.6643 | 35.7318 | 35.7318 | 35.5254 | 35.7318 | 35.7326 | 36.0073 | 35.9375 | 35.6628 | 35.7044 | 35.7044 | 35.7044 | 35.5662 | 35.6353 | 35.6345 | 35.7726 | 35.7044 | 35.8417 | 35.6353 | 35.7726 | 35.5662 | 39.6484 | 43.3303 | 43.3036 | 43.2345 | 43.3036 | 43.2353 | 43.3036 | 43.3036 | 43.3036 | 43.3719 | 43.3036 | 43.3719 | 43.1788 | 42.9049 | 42.9049 | 42.9724 | 42.9724 | 42.9724 | 42.9724 | 42.8374 | 42.9049 | 43.0422 | 43.0422 | 43.1097 | 42.9237 | 42.9928 | 42.9928 | 42.8547 | 42.8547 | 42.9237 | 43.0619 | 42.9928 | 42.8547 | 42.8547 | 42.8547 | 42.9928 | 42.7259 | 42.8672 | 42.66 | 42.7291 | 42.7291 | 42.795 | 42.795 | 42.7291 | 42.7291 | 42.7291 | 42.5917 | 42.5917 | 41.6318 | 39.6625
| D | 0 | 0 | 0 | 0 | 0 | 0 | 0 | 0 | 0 | 0 | 0 | 0 | 0 | 0 | 0 | 0 | 0 | 0 | 0 | 0 | 0 | 0 | 0 | 0 | 0 | 0 | 0 | 0 | 0 | 0 | 0 | 0 | 0 | 0 | 0 | 0 | 0 | 0 | 0 | 0 | 0 | 0 | 0 | 0 | 0 | 0 | 0 | 0 | 0 | 0 | 0 | 0 | 0 | 0 | 0 | 0 | 0 | 0 | 0 | 0 | 0 | 0 | 0 | 0 | 0 | 0 | 0 | 0 | 0 | 0 | 0 | 0 | 0 | 0 | 0 | 0 | 0 | 0 | 0 | 0 | 0 | 0 | 0 | 0 | 0 | 0 | 0 | 0 | 0 | 0 | 0 | 0 | 0 | 0 | 0 | 0 | 0 | 0 | 0 | 0 | 0 | 0 | 0 | 0 | 0 | 0 | 0 | 0 | 0 | 0 | 0 | 0 | 0 | 0 | 0 | 0 | 0 | 0 | 0 | 0 | 0 | 0 | 0 | 0 | 0 | 0 | 0 | 0 | 0 | 0 | 0 | 0 | 0 | 0 | 0 | 0 | 0 | 0 | 0 | 0 | 0 | 0 | 0 | 0 | 0 | 0 | 0 | 0 | 0 | 0 | 0 | 0 | 0 | 0 | 0 | 0 | 0 | 0 | 0 | 0 | 0 | 0 | 0 | 0 | 0 | 0 | 0 | 0 | 0 | 0 | 0 | 0 | 0 | 0 | 0 | 0 | 0 | 0 | 0 | 0 | 0 | 0 | 0 | 0 | 0 | 0 | 0 | 0 | 0 | 0 | 0 | 0 | 0 | 0 | 0 | 0 | 0 | 0 | 0 | 0 | 0 | 0 | 0 | 0 | 0 | 0 | 0 | 0 | 0 | 0 | 0 | 0 | 0 | 0 | 0 | 0 | 0 | 0 | 0 | 0 | 0 | 0 | 0 | 0 | 0 | 0 | 0 | 0 | 0 | 0 | 0 | 0 | 0 | 0 | 0 | 0 | 0 | 0 | 0 | 0 | 0 | 0 | 0 | 0 | 0 | 0 | 0 | 0 | 0 | 0 | 0 | 0 | 0 | 0
| E | 96.6325 | 96.7469 | 97.0345 | 97.0352 | 96.9773 | 96.7483 | 96.8056 | 96.7483 | 96.8621 | 96.8056 | 96.7483 | 96.8056 | 96.9593 | 97.1896 | 97.1889 | 97.1889 | 97.0731 | 97.1317 | 97.0166 | 97.0172 | 97.1889 | 97.1889 | 97.1317 | 97.3041 | 97.2551 | 97.3124 | 97.2558 | 97.0828 | 97.14 | 97.0255 | 97.0821 | 96.6256 | 96.5677 | 96.5697 | 96.5132 | 96.6263 | 96.3601 | 96.4167 | 96.4732 | 96.6456 | 96.6456 | 96.6456 | 96.6463 | 96.589 | 97.2172 | 97.1014 | 96.9876 | 98.0419 | 109.8413 | 111.3596 | 111.3031 | 111.3038 | 111.4182 | 111.361 | 111.4196 | 111.3624 | 111.2486 | 111.3052 | 111.3624 | 116.7546 | 125.0028 | 125.1724 | 125.3428 | 125.2862 | 124.9442 | 125.1718 | 125.2862 | 125.0007 | 125.571 | 125.7985 | 125.7413 | 125.6275 | 126.0599 | 126.0585 | 125.9454 | 126.4626 | 126.977 | 127.148 | 127.2066 | 127.0914 | 126.5777 | 115.9554 | 110.1591 | 116.3684 | 124.2485 | 124.3746 | 123.9733 | 122.1957 | 120.7104 | 120.9966 | 117.8433 | 117.2145 | 117.1566 | 117.0552 | 113.7771 | 109.3234 | 111.5375 | 112.1105 | 112.2236 | 112.2229 | 111.6479 | 111.1341 | 110.7908 | 110.3894 | 110.5611 | 111.2996 | 112.7815 | 114.9225 | 116.3505 | 116.2946 | 116.2946 | 116.2946 | 114.0488 | 111.9257 | 111.9795 | 112.3767 | 112.4332 | 112.4319 | 112.376 | 112.2036 | 111.3776 | 110.8673 | 111.0397 | 110.7508 | 110.697 | 110.6377 | 110.7528 | 110.8108 | 110.868 | 110.7515 | 110.8673 | 131.5479 | 135.7741 | 136.0589 | 137.1421 | 138.2792 | 137.9385 | 137.5972 | 137.3138 | 137.027 | 137.1421 | 135.9423 | 139.7631 | 139.8189 | 140.1726 | 140.4029 | 140.3443 | 140.4002 | 140.5133 | 140.7429 | 141.0263 | 141.2531 | 141.6531 | 141.5965 | 148.7726 | 152.1878 | 152.3947 | 152.3961 | 151.4804 | 148.9987 | 143.1935 | 134.1992 | 124.0726 | 119.934 | 117.331 | 116.5353 | 116.5394 | 124.4677 | 131.5486 | 132.2216 | 132.3912 | 135.4362 | 136.5808 | 137.4965 | 137.9544 | 136.5402 | 136.4857 | 135.9754 | 135.5176 | 135.5121 | 137.5593 | 148.8015 | 152.3416 | 152.9091 | 154.3364 | 155.3059 | 155.4797 | 155.479 | 155.308 | 155.3645 | 155.5369 | 154.453 | 153.0415 | 153.0994 | 152.9291 | 152.3016 | 152.3044 | 153.0429 | 154.5267 | 154.6964 | 154.3606 | 154.4688 | 154.8667 | 155.3239 | 156.1437 | 156.3161 | 162.1675 | 169.0594 | 169.9276 | 169.8131 | 169.6993 | 170.2689 | 169.9345 | 169.9903 | 169.7607 | 170.5675 | 170.4033 | 170.5185 | 170.6916 | 170.4571 | 170.8005 | 172.745 | 172.6899 | 172.7457 | 172.6885 | 172.8602 | 172.8609 | 172.8057 | 172.8326 | 172.834 | 172.603 | 172.7202 | 172.7202 | 172.6057 | 172.6057 | 172.6637 | 172.8353 | 172.7781 | 172.6064 | 172.6643 | 172.6485 | 172.7071 | 172.5912 | 172.6499 | 172.7085 | 172.8781 | 173.2222 | 173.1649 | 173.1063 | 173.2229 | 172.9939 | 168.5388 | 155.5693 | 151.732
| F | 26.7565 | 26.4906 | 26.2798 | 26.1702 | 26.2234 | 25.7948 | 26.1164 | 25.8466 | 26.3842 | 26.0088 | 25.9543 | 26.3285 | 24.4835 | 23.8986 | 23.7922 | 23.8999 | 23.9012 | 23.8973 | 23.6878 | 23.8999 | 23.7922 | 23.9518 | 23.9531 | 24.2215 | 23.9576 | 24.2267 | 24.1735 | 23.9576 | 23.9582 | 24.0659 | 24.0652 | 23.9051 | 24.0121 | 23.9083 | 23.9064 | 24.0691 | 23.8804 | 23.8791 | 24.3091 | 23.6671 | 23.8273 | 23.9336 | 24.0425 | 23.9887 | 24.2578 | 23.9913 | 23.99 | 24.2565 | 24.1236 | 24.6223 | 24.4556 | 24.5665 | 24.5101 | 24.2903 | 24.7883 | 24.955 | 26.1196 | 26.3421 | 26.2863 | 27.3407 | 26.7967 | 26.8498 | 26.7435 | 26.7967 | 26.6352 | 26.475 | 26.9575 | 26.8498 | 26.7967 | 26.6903 | 26.7967 | 26.7947 | 26.8647 | 27.3985 | 26.595 | 26.7552 | 26.4886 | 26.5412 | 26.6488 | 26.8096 | 26.9166 | 26.8635 | 26.4355 | 26.5431 | 26.379 | 26.2733 | 26.6482 | 24.8272 | 23.6729 | 23.5153 | 24.2066 | 23.4057 | 23.0834 | 22.9764 | 22.6554 | 22.7611 | 23.0964 | 23.6943 | 24.1281 | 24.7183 | 24.8823 | 25.3136 | 25.6372 | 25.8032 | 26.1268 | 26.1845 | 26.237 | 25.9653 | 25.9024 | 25.9011 | 25.9011 | 25.9011 | 25.6015 | 25.7318 | 25.7896 | 29.4561 | 30.602 | 30.9249 | 31.0332 | 30.9269 | 30.8886 | 31.0468 | 30.5663 | 30.7265 | 30.3523 | 30.4586 | 30.565 | 30.4586 | 30.5663 | 30.6195 | 30.6195 | 30.5131 | 30.6234 | 30.4113 | 30.5702 | 30.5144 | 30.5682 | 30.4113 | 30.1928 | 30.1422 | 29.9788 | 30.1389 | 30.2472 | 30.4055 | 30.7206 | 30.7206 | 30.4535 | 30.5079 | 30.6688 | 30.779 | 30.7796 | 30.6752 | 32.0889 | 32.4677 | 32.5254 | 33.8392 | 33.8599 | 37.1504 | 37.8021 | 38.5569 | 38.9356 | 39.0452 | 39.315 | 38.5076 | 38.184 | 38.0757 | 37.8579 | 40.4057 | 40.7935 | 41.1068 | 41.1606 | 40.9453 | 39.5673 | 39.3533 | 39.4616 | 39.4084 | 39.4097 | 39.3546 | 39.1425 | 38.8228 | 38.5511 | 38.389 | 38.3338 | 38.3877 | 38.3877 | 38.4973 | 38.1185 | 36.5051 | 36.6121 | 40.326 | 43.1767 | 45.0074 | 56.3786 | 56.4869 | 56.4337 | 56.0589 | 56.0589 | 55.8436 | 55.5187 | 55.5187 | 55.4648 | 55.627 | 54.7158 | 54.022 | 53.7885 | 53.52 | 53.6828 | 53.4662 | 53.1964 | 53.5194 | 53.3573 | 53.3021 | 53.3021 | 53.4643 | 53.4636 | 53.5726 | 54.6309 | 54.6886 | 54.6893 | 54.911 | 54.854 | 54.8527 | 54.5771 | 54.6951 | 54.6387 | 54.8611 | 54.8047 | 51.941 | 52.6018 | 54.2223 | 54.5472 | 48.4424 | 41.6897 | 43.5263 | 46.5521 | 46.6604 | 48.3886 | 53.7911 | 53.4662 | 53.3579 | 53.1582 | 52.8352 | 52.7795 | 52.8339 | 53.0473 | 53.0473 | 53.0473 | 53.2626 | 53.2088 | 52.4585 | 48.3886 | 48.2291 | 47.4593 | 39.1036
| G | 0.2918 | 0.2918 | 0.2918 | 0.2918 | 0.2918 | 0.25947 | 0.2918 | 0.25947 | 0.2918 | 0.25947 | 0.25947 | 0.2918 | 0.25947 | 0.2918 | 0.2918 | 0.2918 | 0.2918 | 0.25947 | 0.2918 | 0.25947 | 0.2918 | 0.2918 | 0.25947 | 0.2918 | 0.28239 | 0.28239 | 0.28239 | 0.28239 | 0.28239 | 0.28239 | 0.28239 | 0.28239 | 0.28239 | 0.28239 | 0.28239 | 0.28239 | 0.29917 | 0.26602 | 0.29917 | 0.26602 | 0.26602 | 0.26602 | 0.26602 | 0.26602 | 0.29917 | 0.29917 | 0.26602 | 0.29917 | 0.25087 | 0.28239 | 0.28239 | 0.28239 | 0.28239 | 0.28239 | 0.28239 | 0.28239 | 0.28239 | 0.28239 | 0.28239 | 0.28239 | 0.28239 | 0.28239 | 0.28239 | 0.28239 | 0.25087 | 0.28239 | 0.28239 | 0.28239 | 0.28239 | 0.28239 | 0.28239 | 0.28239 | 0.28362 | 0.28362 | 0.28362 | 0.2521 | 0.28362 | 0.2521 | 0.28362 | 0.28362 | 0.28362 | 0.28362 | 0.28362 | 0.28362 | 0.2742 | 0.2742 | 0.2742 | 0.2742 | 0.2742 | 0.2742 | 0.2742 | 0.2742 | 0.2742 | 0.2742 | 0.2742 | 0.2742 | 0.28484 | 0.28484 | 0.28484 | 0.28484 | 0.25292 | 0.28484 | 0.25292 | 0.25292 | 0.25292 | 0.25292 | 0.28484 | 0.28484 | 0.27829 | 0.27829 | 0.27829 | 0.27829 | 0.27789 | 0.27829 | 0.24719 | 0.27829 | 0.27829 | 0.27829 | 0.27829 | 0.27829 | 0.27952 | 0.27952 | 0.27952 | 0.27952 | 0.27952 | 0.27952 | 0.27952 | 0.27952 | 0.27952 | 0.27952 | 0.27952 | 0.27952 | 0.28239 | 0.28239 | 0.28239 | 0.28239 | 0.28239 | 0.094129 | 0 | 0 | 0 | 0 | 0 | 0 | 0 | 0 | 0 | 0 | 0 | 0 | 0 | 0 | 0 | 0 | 0 | 0 | 0 | 0 | 0 | 0 | 0 | 0 | 0 | 0 | 0 | 0 | 0 | 0 | 0 | 0 | 0 | 0 | 0 | 0 | 0 | 0 | 0 | 0 | 0 | 0 | 0 | 0 | 0 | 0 | 0 | 0 | 0 | 0 | 0 | 0 | 0 | 0 | 0 | 0 | 0 | 0 | 0 | 0 | 0 | 0 | 0 | 0 | 0 | 0 | 0 | 0 | 0 | 0 | 0 | 0 | 0 | 0 | 0 | 0 | 0 | 0 | 0 | 0 | 0 | 0 | 0 | 0 | 0 | 0 | 0 | 0 | 0 | 0 | 0 | 0 | 0 | 0 | 0 | 0 | 0 | 0 | 0 | 0 | 0 | 0 | 0 | 0 | 0 | 0 | 0 | 0 | 0 | 0 | 0 | 0 | 0 | 0 | 0 | 0
| H | 0 | 0 | 0 | 0 | 0 | 0 | 0 | 0 | 0 | 0 | 0 | 0 | 0 | 0 | 0 | 0 | 0 | 0 | 0 | 0 | 0 | 0 | 0 | 0 | 0 | 0 | 0 | 0 | 0 | 0 | 0 | 0 | 0 | 0 | 0 | 0 | 0 | 0 | 0 | 0 | 0 | 0 | 0 | 0 | 0 | 0 | 0 | 0 | 0 | 0 | 0 | 0 | 0 | 0 | 0 | 0 | 0 | 0 | 0 | 0 | 0 | 0 | 0 | 0 | 0 | 0 | 0 | 0 | 0 | 0 | 0 | 0 | 0 | 0 | 0 | 0 | 0 | 0 | 0 | 0 | 0 | 0 | 0 | 0 | 0 | 0 | 0 | 0 | 0 | 0 | 0 | 0 | 0 | 0 | 0 | 0 | 0 | 0 | 0 | 0 | 0 | 0 | 0 | 0 | 0 | 0 | 0 | 0 | 0 | 0 | 0 | 0 | 0 | 0 | 0 | 0 | 0 | 0 | 0 | 0 | 0 | 0 | 0 | 0 | 0 | 0 | 0 | 0 | 0 | 0 | 0 | 0 | 0 | 0 | 0 | 0 | 0 | 0 | 0 | 0 | 0 | 0 | 0 | 0 | 0 | 0 | 0 | 0 | 0 | 0 | 0 | 0 | 0 | 0 | 0 | 0 | 0 | 0 | 0 | 0 | 0 | 0 | 0 | 0 | 0 | 0 | 0 | 0 | 0 | 0 | 0 | 0 | 0 | 0 | 0 | 0 | 0 | 0 | 0 | 0 | 0 | 0 | 0 | 0 | 0 | 0 | 0 | 0 | 0 | 0 | 0 | 0 | 0 | 0 | 0 | 0 | 0 | 0 | 0 | 0 | 0 | 0 | 0 | 0 | 0 | 0 | 0 | 0 | 0 | 0 | 0 | 0 | 0 | 0 | 0 | 0 | 0 | 0 | 0 | 0 | 0 | 0 | 0 | 0 | 0 | 0 | 0 | 0 | 0 | 0 | 0 | 0 | 0 | 0 | 0 | 0 | 0 | 0 | 0 | 0 | 0 | 0 | 0 | 0 | 0 | 0 | 0 | 0 | 0 | 0 | 0 | 0 | 0 | 0
I
J
K
Solar (Utility Scale)
| Zone | 0:00 | 0:05 | 0:10 | 0:15 | 0:20 | 0:25 | 0:30 | 0:35 | 0:40 | 0:45 | 0:50 | 0:55 | 1:00 | 1:05 | 1:10 | 1:15 | 1:20 | 1:25 | 1:30 | 1:35 | 1:40 | 1:45 | 1:50 | 1:55 | 2:00 | 2:05 | 2:10 | 2:15 | 2:20 | 2:25 | 2:30 | 2:35 | 2:40 | 2:45 | 2:50 | 2:55 | 3:00 | 3:05 | 3:10 | 3:15 | 3:20 | 3:25 | 3:30 | 3:35 | 3:40 | 3:45 | 3:50 | 3:55 | 4:00 | 4:05 | 4:10 | 4:15 | 4:20 | 4:25 | 4:30 | 4:35 | 4:40 | 4:45 | 4:50 | 4:55 | 5:00 | 5:05 | 5:10 | 5:15 | 5:20 | 5:25 | 5:30 | 5:35 | 5:40 | 5:45 | 5:50 | 5:55 | 6:00 | 6:05 | 6:10 | 6:15 | 6:20 | 6:25 | 6:30 | 6:35 | 6:40 | 6:45 | 6:50 | 6:55 | 7:00 | 7:05 | 7:10 | 7:15 | 7:20 | 7:25 | 7:30 | 7:35 | 7:40 | 7:45 | 7:50 | 7:55 | 8:00 | 8:05 | 8:10 | 8:15 | 8:20 | 8:25 | 8:30 | 8:35 | 8:40 | 8:45 | 8:50 | 8:55 | 9:00 | 9:05 | 9:10 | 9:15 | 9:20 | 9:25 | 9:30 | 9:35 | 9:40 | 9:45 | 9:50 | 9:55 | 10:00 | 10:05 | 10:10 | 10:15 | 10:20 | 10:25 | 10:30 | 10:35 | 10:40 | 10:45 | 10:50 | 10:55 | 11:00 | 11:05 | 11:10 | 11:15 | 11:20 | 11:25 | 11:30 | 11:35 | 11:40 | 11:45 | 11:50 | 11:55 | 12:00 | 12:05 | 12:10 | 12:15 | 12:20 | 12:25 | 12:30 | 12:35 | 12:40 | 12:45 | 12:50 | 12:55 | 13:00 | 13:05 | 13:10 | 13:15 | 13:20 | 13:25 | 13:30 | 13:35 | 13:40 | 13:45 | 13:50 | 13:55 | 14:00 | 14:05 | 14:10 | 14:15 | 14:20 | 14:25 | 14:30 | 14:35 | 14:40 | 14:45 | 14:50 | 14:55 | 15:00 | 15:05 | 15:10 | 15:15 | 15:20 | 15:25 | 15:30 | 15:35 | 15:40 | 15:45 | 15:50 | 15:55 | 16:00 | 16:05 | 16:10 | 16:15 | 16:20 | 16:25 | 16:30 | 16:35 | 16:40 | 16:45 | 16:50 | 16:55 | 17:00 | 17:05 | 17:10 | 17:15 | 17:20 | 17:25 | 17:30 | 17:35 | 17:40 | 17:45 | 17:50 | 17:55 | 18:00 | 18:05 | 18:10 | 18:15 | 18:20 | 18:25 | 18:30 | 18:35 | 18:40 | 18:45 | 18:50 | 18:55 | 19:00 | 19:05 | 19:10 | 19:15 | 19:20 | 19:25 | 19:30 | 19:35 | 19:40 | 19:45 | 19:50 | 19:55 | 20:00 | 20:05 | 20:10 | 20:15 | 20:20 | 20:25 | 20:30 | 20:35 | 20:40 | 20:45 | 20:50 | 20:55 | 21:00 | 21:05
| A | 0 | 0 | 0 | 0 | 0 | 0 | 0 | 0 | 0 | 0 | 0 | 0 | 0 | 0 | 0 | 0 | 0 | 0 | 0 | 0 | 0 | 0 | 0 | 0 | 0 | 0 | 0 | 0 | 0 | 0 | 0 | 0 | 0 | 0 | 0 | 0 | 0 | 0 | 0 | 0 | 0 | 0 | 0 | 0 | 0 | 0 | 0 | 0 | 0 | 0 | 0 | 0 | 0 | 0 | 0 | 0 | 0 | 0 | 0 | 0 | 0 | 0 | 0 | 0 | 0 | 0 | 0 | 0 | 0 | 0 | 0 | 0 | 0 | 0 | 0 | 0 | 0 | 0 | 0 | 0 | 0 | 0 | 0 | 0 | 0 | 9.251 | 18.502 | 27.753 | 38.7355 | 49.7179 | 60.7004 | 75.0147 | 89.329 | 103.6432 | 110.7632 | 117.8832 | 125.0032 | 137.3506 | 149.698 | 162.0454 | 174.6604 | 187.2754 | 199.8904 | 213.796 | 227.7017 | 241.6073 | 258.5207 | 275.4342 | 292.3476 | 285.2592 | 278.1708 | 271.0823 | 274.5131 | 277.9438 | 281.3746 | 299.4627 | 317.5509 | 335.6391 | 356.5039 | 377.3687 | 398.2335 | 424.9586 | 451.6837 | 478.4089 | 478.9815 | 479.5542 | 480.1269 | 475.2958 | 470.4647 | 465.6337 | 476.4999 | 487.3662 | 498.2324 | 500.5552 | 502.878 | 505.2007 | 509.1254 | 513.05 | 516.9747 | 496.0031 | 475.0315 | 454.0599 | 422.1153 | 390.1706 | 358.226 | 358.0925 | 357.959 | 357.8255 | 374.1115 | 390.3975 | 406.6836 | 431.4063 | 456.129 | 480.8518 | 483.268 | 485.6842 | 488.1004 | 487.4863 | 486.8723 | 486.2582 | 490.2096 | 494.1609 | 498.1123 | 492.3187 | 486.5252 | 480.7316 | 468.4237 | 456.1157 | 443.8077 | 432.0471 | 420.2864 | 408.5258 | 395.8173 | 383.1089 | 370.4004 | 357.1714 | 343.9423 | 330.7132 | 311.971 | 293.2287 | 274.4864 | 249.9065 | 225.3266 | 200.7467 | 177.8715 | 154.9963 | 132.1211 | 127.4159 | 122.7108 | 118.0056 | 106.8027 | 95.5997 | 84.3968 | 74.0657 | 63.7346 | 53.4035 | 50.6002 | 47.7968 | 44.9935 | 29.9957 | 14.9978 | 0 | 0 | 0 | 0 | 0 | 0 | 0 | 0 | 0 | 0 | 0 | 0 | 0 | 0 | 0 | 0 | 0 | 0 | 0 | 0 | 0 | 0 | 0 | 0 | 0 | 0 | 0 | 0 | 0 | 0 | 0 | 0 | 0 | 0 | 0 | 0 | 0 | 0 | 0 | 0 | 0 | 0 | 0 | 0 | 0 | 0 | 0 | 0 | 0 | 0 | 0 | 0 | 0
| B | 0 | 0 | 0 | 0 | 0 | 0 | 0 | 0 | 0 | 0 | 0 | 0 | 0 | 0 | 0 | 0 | 0 | 0 | 0 | 0 | 0 | 0 | 0 | 0 | 0 | 0 | 0 | 0 | 0 | 0 | 0 | 0 | 0 | 0 | 0 | 0 | 0 | 0 | 0 | 0 | 0 | 0 | 0 | 0 | 0 | 0 | 0 | 0 | 0 | 0 | 0 | 0 | 0 | 0 | 0 | 0 | 0 | 0 | 0 | 0 | 0 | 0 | 0 | 0 | 0 | 0 | 0 | 0 | 0 | 0 | 0 | 0 | 0 | 0 | 0 | 0 | 0 | 0 | 0 | 0 | 0 | 0 | 0 | 0 | 0 | 0 | 0 | 0 | 0 | 0 | 0 | 0 | 0 | 0 | 0 | 0 | 0 | 0 | 0 | 0 | 0 | 0 | 0 | 0 | 0 | 0 | 0 | 0 | 0 | 0 | 0 | 0 | 0 | 0 | 0 | 0 | 0 | 0 | 0 | 0 | 0 | 0 | 0 | 0 | 0 | 0 | 0 | 0 | 0 | 0 | 0 | 0 | 0 | 0 | 0 | 0 | 0 | 0 | 0 | 0 | 0 | 0 | 0 | 0 | 0 | 0 | 0 | 0 | 0 | 0 | 0 | 0 | 0 | 0 | 0 | 0 | 0 | 0 | 0 | 0 | 0 | 0 | 0 | 0 | 0 | 0 | 0 | 0 | 0 | 0 | 0 | 0 | 0 | 0 | 0 | 0 | 0 | 0 | 0 | 0 | 0 | 0 | 0 | 0 | 0 | 0 | 0 | 0 | 0 | 0 | 0 | 0 | 0 | 0 | 0 | 0 | 0 | 0 | 0 | 0 | 0 | 0 | 0 | 0 | 0 | 0 | 0 | 0 | 0 | 0 | 0 | 0 | 0 | 0 | 0 | 0 | 0 | 0 | 0 | 0 | 0 | 0 | 0 | 0 | 0 | 0 | 0 | 0 | 0 | 0 | 0 | 0 | 0 | 0 | 0 | 0 | 0 | 0 | 0 | 0 | 0 | 0 | 0 | 0 | 0 | 0 | 0 | 0 | 0 | 0 | 0 | 0 | 0 | 0
| C | 0 | 0 | 0 | 0 | 0 | 0 | 0 | 0 | 0 | 0 | 0 | 0 | 0 | 0 | 0 | 0 | 0 | 0 | 0 | 0 | 0 | 0 | 0 | 0 | 0 | 0 | 0 | 0 | 0 | 0 | 0 | 0 | 0 | 0 | 0 | 0 | 0 | 0 | 0 | 0 | 0 | 0 | 0 | 0 | 0 | 0 | 0 | 0 | 0 | 0 | 0 | 0 | 0 | 0 | 0 | 0 | 0 | 0 | 0 | 0 | 0 | 0 | 0 | 0 | 0 | 0 | 0 | 0 | 0 | 0 | 0 | 0 | 0 | 0 | 0 | 0 | 0 | 0 | 0 | 0 | 0 | 0 | 3.0846 | 6.1691 | 9.2537 | 11.1769 | 13.1002 | 15.0234 | 19.0868 | 23.1502 | 27.2136 | 33.7665 | 40.3194 | 46.8723 | 52.9439 | 59.0156 | 65.0872 | 68.6157 | 72.1443 | 75.6728 | 81.7381 | 87.8033 | 93.8686 | 102.1368 | 110.405 | 118.6733 | 126.5696 | 134.4659 | 142.3621 | 149.8833 | 157.4045 | 164.9257 | 170.8797 | 176.8337 | 182.7877 | 187.8008 | 192.8139 | 197.8269 | 203.177 | 208.527 | 213.877 | 218.7375 | 223.598 | 228.4584 | 232.1841 | 235.9097 | 239.6353 | 241.6698 | 243.7043 | 245.7387 | 246.632 | 247.5253 | 248.4185 | 243.8982 | 239.3778 | 234.8575 | 233.4683 | 232.0792 | 230.69 | 229.7745 | 228.859 | 227.9435 | 216.8333 | 205.7232 | 194.6131 | 188.8085 | 183.0039 | 177.1993 | 185.8172 | 194.4351 | 203.053 | 202.0485 | 201.0439 | 200.0394 | 200.3827 | 200.726 | 201.0694 | 204.6678 | 208.2663 | 211.8648 | 208.6923 | 205.5198 | 202.3473 | 195.1503 | 187.9534 | 180.7564 | 170.8765 | 160.9966 | 151.1167 | 141.6151 | 132.1135 | 122.6119 | 114.5916 | 106.5713 | 98.5511 | 101.8126 | 105.0741 | 108.3356 | 105.7353 | 103.135 | 100.5347 | 93.9923 | 87.45 | 80.9077 | 74.8461 | 68.7845 | 62.7229 | 56.2171 | 49.7113 | 43.2055 | 37.8204 | 32.4352 | 27.0501 | 23.5436 | 20.0371 | 16.5306 | 15.3214 | 14.1122 | 12.903 | 8.602 | 4.301 | 0 | 0 | 0 | 0 | 0 | 0 | 0 | 0 | 0 | 0 | 0 | 0 | 0 | 0 | 0 | 0 | 0 | 0 | 0 | 0 | 0 | 0 | 0 | 0 | 0 | 0 | 0 | 0 | 0 | 0 | 0 | 0 | 0 | 0 | 0 | 0 | 0 | 0 | 0 | 0 | 0 | 0 | 0 | 0 | 0 | 0 | 0 | 0 | 0 | 0 | 0 | 0 | 0
| D | 0 | 0 | 0 | 0 | 0 | 0 | 0 | 0 | 0 | 0 | 0 | 0 | 0 | 0 | 0 | 0 | 0 | 0 | 0 | 0 | 0 | 0 | 0 | 0 | 0 | 0 | 0 | 0 | 0 | 0 | 0 | 0 | 0 | 0 | 0 | 0 | 0 | 0 | 0 | 0 | 0 | 0 | 0 | 0 | 0 | 0 | 0 | 0 | 0 | 0 | 0 | 0 | 0 | 0 | 0 | 0 | 0 | 0 | 0 | 0 | 0 | 0 | 0 | 0 | 0 | 0 | 0 | 0 | 0 | 0 | 0 | 0 | 0 | 0 | 0 | 0 | 0 | 0 | 0 | 0 | 0 | 0 | 0 | 0 | 0 | 0 | 0 | 0 | 0 | 0 | 0 | 0 | 0 | 0 | 0 | 0 | 0 | 0 | 0 | 0 | 0 | 0 | 0 | 0 | 0 | 0 | 0 | 0 | 0 | 0 | 0 | 0 | 0 | 0 | 0 | 0 | 0 | 0 | 0 | 0 | 0 | 0 | 0 | 0 | 0 | 0 | 0 | 0 | 0 | 0 | 0 | 0 | 0 | 0 | 0 | 0 | 0 | 0 | 0 | 0 | 0 | 0 | 0 | 0 | 0 | 0 | 0 | 0 | 0 | 0 | 0 | 0 | 0 | 0 | 0 | 0 | 0 | 0 | 0 | 0 | 0 | 0 | 0 | 0 | 0 | 0 | 0 | 0 | 0 | 0 | 0 | 0 | 0 | 0 | 0 | 0 | 0 | 0 | 0 | 0 | 0 | 0 | 0 | 0 | 0 | 0 | 0 | 0 | 0 | 0 | 0 | 0 | 0 | 0 | 0 | 0 | 0 | 0 | 0 | 0 | 0 | 0 | 0 | 0 | 0 | 0 | 0 | 0 | 0 | 0 | 0 | 0 | 0 | 0 | 0 | 0 | 0 | 0 | 0 | 0 | 0 | 0 | 0 | 0 | 0 | 0 | 0 | 0 | 0 | 0 | 0 | 0 | 0 | 0 | 0 | 0 | 0 | 0 | 0 | 0 | 0 | 0 | 0 | 0 | 0 | 0 | 0 | 0 | 0 | 0 | 0 | 0 | 0 | 0
| E | 0 | 0 | 0 | 0 | 0 | 0 | 0 | 0 | 0 | 0 | 0 | 0 | 0 | 0 | 0 | 0 | 0 | 0 | 0 | 0 | 0 | 0 | 0 | 0 | 0 | 0 | 0 | 0 | 0 | 0 | 0 | 0 | 0 | 0 | 0 | 0 | 0 | 0 | 0 | 0 | 0 | 0 | 0 | 0 | 0 | 0 | 0 | 0 | 0 | 0 | 0 | 0 | 0 | 0 | 0 | 0 | 0 | 0 | 0 | 0 | 0 | 0 | 0 | 0 | 0 | 0 | 0 | 0 | 0 | 0 | 0 | 0 | 0 | 0 | 0 | 0 | 0 | 0 | 0 | 0 | 0 | 0 | 0 | 0 | 0 | 0 | 0 | 0 | 0 | 0 | 0 | 0 | 0 | 0 | 0 | 0 | 0 | 0 | 0 | 0 | 0 | 0 | 0 | 0 | 0 | 0 | 0 | 0 | 0 | 0 | 0 | 0 | 0 | 0 | 0 | 0 | 0 | 0 | 0 | 0 | 0 | 0 | 0 | 0 | 0 | 0 | 0 | 0 | 0 | 0 | 0 | 0 | 0 | 0 | 0 | 0 | 0 | 0 | 0 | 0 | 0 | 0 | 0 | 0 | 0 | 0 | 0 | 0 | 0 | 0 | 0 | 0 | 0 | 0 | 0 | 0 | 0 | 0 | 0 | 0 | 0 | 0 | 0 | 0 | 0 | 0 | 0 | 0 | 0 | 0 | 0 | 0 | 0 | 0 | 0 | 0 | 0 | 0 | 0 | 0 | 0 | 0 | 0 | 0 | 0 | 0 | 0 | 0 | 0 | 0 | 0 | 0 | 0 | 0 | 0 | 0 | 0 | 0 | 0 | 0 | 0 | 0 | 0 | 0 | 0 | 0 | 0 | 0 | 0 | 0 | 0 | 0 | 0 | 0 | 0 | 0 | 0 | 0 | 0 | 0 | 0 | 0 | 0 | 0 | 0 | 0 | 0 | 0 | 0 | 0 | 0 | 0 | 0 | 0 | 0 | 0 | 0 | 0 | 0 | 0 | 0 | 0 | 0 | 0 | 0 | 0 | 0 | 0 | 0 | 0 | 0 | 0 | 0 | 0
| F | 0 | 0 | 0 | 0 | 0 | 0 | 0 | 0 | 0 | 0 | 0 | 0 | 0 | 0 | 0 | 0 | 0 | 0 | 0 | 0 | 0 | 0 | 0 | 0 | 0 | 0 | 0 | 0 | 0 | 0 | 0 | 0 | 0 | 0 | 0 | 0 | 0 | 0 | 0 | 0 | 0 | 0 | 0 | 0 | 0 | 0 | 0 | 0 | 0 | 0 | 0 | 0 | 0 | 0 | 0 | 0 | 0 | 0 | 0 | 0 | 0 | 0 | 0 | 0 | 0 | 0 | 0 | 0 | 0 | 0 | 0 | 0 | 0 | 0 | 0 | 0 | 0 | 0 | 0 | 12.9327 | 25.8654 | 38.7981 | 53.2094 | 67.6206 | 82.0318 | 103.0493 | 124.0667 | 145.0841 | 162.6404 | 180.1966 | 197.7529 | 223.7004 | 249.6479 | 275.5954 | 300.9144 | 326.2335 | 351.5525 | 379.8598 | 408.1672 | 436.4746 | 459.9822 | 483.4899 | 506.9976 | 525.4881 | 543.9785 | 562.469 | 582.0386 | 601.6082 | 621.1778 | 672.6627 | 724.1477 | 775.6326 | 794.8398 | 814.047 | 833.2542 | 847.5086 | 861.763 | 876.0174 | 873.0941 | 870.1707 | 867.2474 | 850.4964 | 833.7455 | 816.9946 | 829.6222 | 842.2498 | 854.8774 | 884.2479 | 913.6185 | 942.989 | 958.0648 | 973.1406 | 988.2165 | 991.5989 | 994.9813 | 998.3637 | 1001.0777 | 1003.7916 | 1006.5056 | 998.2429 | 989.9802 | 981.7174 | 989.8433 | 997.9691 | 1006.0949 | 995.4967 | 984.8985 | 974.3003 | 939.7354 | 905.1705 | 870.6056 | 835.8957 | 801.1859 | 766.476 | 756.5021 | 746.5281 | 736.5542 | 716.5427 | 696.5312 | 676.5197 | 632.2449 | 587.9702 | 543.6954 | 507.4872 | 471.2789 | 435.0707 | 421.9973 | 408.9239 | 395.8505 | 374.3369 | 352.8234 | 331.3099 | 318.5226 | 305.7353 | 292.9479 | 274.3114 | 255.6748 | 237.0382 | 222.0256 | 207.0131 | 192.0005 | 176.3203 | 160.6402 | 144.96 | 128.5214 | 112.0828 | 95.6442 | 85.0741 | 74.504 | 63.9339 | 59.7004 | 55.4669 | 51.2334 | 47.6047 | 43.9759 | 40.3472 | 38.2643 | 36.1814 | 34.0985 | 22.7324 | 11.3662 | 0 | 0 | 0 | 0 | 0 | 0 | 0 | 0 | 0 | 0 | 0 | 0 | 0 | 0 | 0 | 0 | 0 | 0 | 0 | 0 | 0 | 0 | 0 | 0 | 0 | 0 | 0 | 0 | 0 | 0 | 0 | 0 | 0 | 0 | 0 | 0 | 0 | 0 | 0 | 0 | 0 | 0 | 0 | 0 | 0 | 0 | 0 | 0 | 0 | 0 | 0 | 0 | 0
| G | 0 | 0 | 0 | 0 | 0 | 0 | 0 | 0 | 0 | 0 | 0 | 0 | 0 | 0 | 0 | 0 | 0 | 0 | 0 | 0 | 0 | 0 | 0 | 0 | 0 | 0 | 0 | 0 | 0 | 0 | 0 | 0 | 0 | 0 | 0 | 0 | 0 | 0 | 0 | 0 | 0 | 0 | 0 | 0 | 0 | 0 | 0 | 0 | 0 | 0 | 0 | 0 | 0 | 0 | 0 | 0 | 0 | 0 | 0 | 0 | 0 | 0 | 0 | 0 | 0 | 0 | 0 | 0 | 0 | 0 | 0 | 0 | 0 | 0 | 0 | 0 | 0 | 0 | 0 | 5.276 | 10.5521 | 15.8281 | 17.1539 | 18.4797 | 19.8055 | 23.8417 | 27.8779 | 31.914 | 37.9286 | 43.9431 | 49.9577 | 56.0326 | 62.1074 | 68.1823 | 73.9055 | 79.6287 | 85.3519 | 91.635 | 97.9181 | 104.2011 | 110.7303 | 117.2595 | 123.7887 | 130.1528 | 136.517 | 142.8811 | 149.2529 | 155.6246 | 161.9964 | 168.6249 | 175.2535 | 181.882 | 188.1804 | 194.4788 | 200.7772 | 205.5885 | 210.3998 | 215.2111 | 219.2904 | 223.3696 | 227.4488 | 231.1459 | 234.843 | 238.5402 | 242.1242 | 245.7082 | 249.2922 | 251.9944 | 254.6965 | 257.3987 | 259.8762 | 262.3537 | 264.8312 | 265.522 | 266.2128 | 266.9036 | 266.4268 | 265.9499 | 265.4731 | 263.017 | 260.5609 | 258.1048 | 254.8081 | 251.5114 | 248.2147 | 245.942 | 243.6694 | 241.3967 | 239.474 | 237.5513 | 235.6286 | 233.8924 | 232.1562 | 230.4199 | 226.7992 | 223.1785 | 219.5578 | 216.0288 | 212.4998 | 208.9708 | 204.5477 | 200.1246 | 195.7015 | 190.1184 | 184.5352 | 178.9521 | 170.2832 | 161.6143 | 152.9454 | 142.5662 | 132.1871 | 121.8079 | 115.1106 | 108.4133 | 101.716 | 96.7396 | 91.7633 | 86.7869 | 83.7668 | 80.7468 | 77.7267 | 73.9043 | 70.0818 | 66.2594 | 59.0684 | 51.8774 | 44.6864 | 39.8986 | 35.1108 | 30.3229 | 26.5626 | 22.8022 | 19.0419 | 16.3064 | 13.571 | 10.8355 | 11.1027 | 11.3698 | 11.637 | 7.758 | 3.879 | 0 | 0 | 0 | 0 | 0 | 0 | 0 | 0 | 0 | 0 | 0 | 0 | 0 | 0 | 0 | 0 | 0 | 0 | 0 | 0 | 0 | 0 | 0 | 0 | 0 | 0 | 0 | 0 | 0 | 0 | 0 | 0 | 0 | 0 | 0 | 0 | 0 | 0 | 0 | 0 | 0 | 0 | 0 | 0 | 0 | 0 | 0 | 0 | 0 | 0 | 0 | 0 | 0
| H | 0 | 0 | 0 | 0 | 0 | 0 | 0 | 0 | 0 | 0 | 0 | 0 | 0 | 0 | 0 | 0 | 0 | 0 | 0 | 0 | 0 | 0 | 0 | 0 | 0 | 0 | 0 | 0 | 0 | 0 | 0 | 0 | 0 | 0 | 0 | 0 | 0 | 0 | 0 | 0 | 0 | 0 | 0 | 0 | 0 | 0 | 0 | 0 | 0 | 0 | 0 | 0 | 0 | 0 | 0 | 0 | 0 | 0 | 0 | 0 | 0 | 0 | 0 | 0 | 0 | 0 | 0 | 0 | 0 | 0 | 0 | 0 | 0 | 0 | 0 | 0 | 0 | 0 | 0 | 0.093593 | 0.18719 | 0.28078 | 0.3056 | 0.33043 | 0.35525 | 0.40521 | 0.45517 | 0.50513 | 0.58226 | 0.6594 | 0.73653 | 0.82448 | 0.91242 | 1.0004 | 1.1091 | 1.2179 | 1.3266 | 1.4415 | 1.5565 | 1.6714 | 1.7702 | 1.8691 | 1.9679 | 2.0799 | 2.1919 | 2.3039 | 2.3908 | 2.4776 | 2.5645 | 2.6651 | 2.7657 | 2.8662 | 2.9478 | 3.0294 | 3.1111 | 3.2104 | 3.3097 | 3.409 | 3.5062 | 3.6034 | 3.7007 | 3.7668 | 3.8329 | 3.899 | 3.9531 | 4.0072 | 4.0613 | 4.0984 | 4.1356 | 4.1727 | 4.2127 | 4.2526 | 4.2926 | 4.3081 | 4.3235 | 4.3389 | 4.3663 | 4.3936 | 4.4209 | 4.3881 | 4.3553 | 4.3224 | 4.344 | 4.3656 | 4.3872 | 4.2838 | 4.1803 | 4.0769 | 3.9278 | 3.7788 | 3.6298 | 3.499 | 3.3682 | 3.2374 | 3.3056 | 3.3737 | 3.4418 | 3.4379 | 3.4339 | 3.43 | 3.3814 | 3.3328 | 3.2843 | 3.1225 | 2.9608 | 2.7991 | 2.6568 | 2.5144 | 2.3721 | 2.3558 | 2.3396 | 2.3233 | 2.214 | 2.1047 | 1.9954 | 1.8962 | 1.797 | 1.6978 | 1.4391 | 1.1804 | 0.92167 | 0.87915 | 0.83664 | 0.79413 | 0.76189 | 0.72966 | 0.69742 | 0.63988 | 0.58235 | 0.52481 | 0.46853 | 0.41225 | 0.35597 | 0.30358 | 0.25119 | 0.1988 | 0.13253 | 0.066267 | 0 | 0 | 0 | 0 | 0 | 0 | 0 | 0 | 0 | 0 | 0 | 0 | 0 | 0 | 0 | 0 | 0 | 0 | 0 | 0 | 0 | 0 | 0 | 0 | 0 | 0 | 0 | 0 | 0 | 0 | 0 | 0 | 0 | 0 | 0 | 0 | 0 | 0 | 0 | 0 | 0 | 0 | 0 | 0 | 0 | 0 | 0 | 0 | 0 | 0 | 0 | 0 | 0 | 0 | 0 | 0
| I | 0 | 0 | 0 | 0 | 0 | 0 | 0 | 0 | 0 | 0 | 0 | 0 | 0 | 0 | 0 | 0 | 0 | 0 | 0 | 0 | 0 | 0 | 0 | 0 | 0 | 0 | 0 | 0 | 0 | 0 | 0 | 0 | 0 | 0 | 0 | 0 | 0 | 0 | 0 | 0 | 0 | 0 | 0 | 0 | 0 | 0 | 0 | 0 | 0 | 0 | 0 | 0 | 0 | 0 | 0 | 0 | 0 | 0 | 0 | 0 | 0 | 0 | 0 | 0 | 0 | 0 | 0 | 0 | 0 | 0 | 0 | 0 | 0 | 0 | 0 | 0 | 0 | 0 | 0 | 0 | 0 | 0 | 0 | 0 | 0 | 0 | 0 | 0 | 0 | 0 | 0 | 0 | 0 | 0 | 0 | 0 | 0 | 0 | 0 | 0 | 0 | 0 | 0 | 0 | 0 | 0 | 0 | 0 | 0 | 0 | 0 | 0 | 0 | 0 | 0 | 0 | 0 | 0 | 0 | 0 | 0 | 0 | 0 | 0 | 0 | 0 | 0 | 0 | 0 | 0 | 0 | 0 | 0 | 0 | 0 | 0 | 0 | 0 | 0 | 0 | 0 | 0 | 0 | 0 | 0 | 0 | 0 | 0 | 0 | 0 | 0 | 0 | 0 | 0 | 0 | 0 | 0 | 0 | 0 | 0 | 0 | 0 | 0 | 0 | 0 | 0 | 0 | 0 | 0 | 0 | 0 | 0 | 0 | 0 | 0 | 0 | 0 | 0 | 0 | 0 | 0 | 0 | 0 | 0 | 0 | 0 | 0 | 0 | 0 | 0 | 0 | 0 | 0 | 0 | 0 | 0 | 0 | 0 | 0 | 0 | 0 | 0 | 0 | 0 | 0 | 0 | 0 | 0 | 0 | 0 | 0 | 0 | 0 | 0 | 0 | 0 | 0 | 0 | 0 | 0 | 0 | 0 | 0 | 0 | 0 | 0 | 0 | 0 | 0 | 0 | 0 | 0 | 0 | 0 | 0 | 0 | 0 | 0 | 0 | 0 | 0 | 0 | 0 | 0 | 0 | 0 | 0 | 0 | 0 | 0 | 0 | 0 | 0 | 0
| J | 0 | 0 | 0 | 0 | 0 | 0 | 0 | 0 | 0 | 0 | 0 | 0 | 0 | 0 | 0 | 0 | 0 | 0 | 0 | 0 | 0 | 0 | 0 | 0 | 0 | 0 | 0 | 0 | 0 | 0 | 0 | 0 | 0 | 0 | 0 | 0 | 0 | 0 | 0 | 0 | 0 | 0 | 0 | 0 | 0 | 0 | 0 | 0 | 0 | 0 | 0 | 0 | 0 | 0 | 0 | 0 | 0 | 0 | 0 | 0 | 0 | 0 | 0 | 0 | 0 | 0 | 0 | 0 | 0 | 0 | 0 | 0 | 0 | 0 | 0 | 0 | 0 | 0 | 0 | 0 | 0 | 0 | 0 | 0 | 0 | 0 | 0 | 0 | 0 | 0 | 0 | 0 | 0 | 0 | 0 | 0 | 0 | 0 | 0 | 0 | 0 | 0 | 0 | 0 | 0 | 0 | 0 | 0 | 0 | 0 | 0 | 0 | 0 | 0 | 0 | 0 | 0 | 0 | 0 | 0 | 0 | 0 | 0 | 0 | 0 | 0 | 0 | 0 | 0 | 0 | 0 | 0 | 0 | 0 | 0 | 0 | 0 | 0 | 0 | 0 | 0 | 0 | 0 | 0 | 0 | 0 | 0 | 0 | 0 | 0 | 0 | 0 | 0 | 0 | 0 | 0 | 0 | 0 | 0 | 0 | 0 | 0 | 0 | 0 | 0 | 0 | 0 | 0 | 0 | 0 | 0 | 0 | 0 | 0 | 0 | 0 | 0 | 0 | 0 | 0 | 0 | 0 | 0 | 0 | 0 | 0 | 0 | 0 | 0 | 0 | 0 | 0 | 0 | 0 | 0 | 0 | 0 | 0 | 0 | 0 | 0 | 0 | 0 | 0 | 0 | 0 | 0 | 0 | 0 | 0 | 0 | 0 | 0 | 0 | 0 | 0 | 0 | 0 | 0 | 0 | 0 | 0 | 0 | 0 | 0 | 0 | 0 | 0 | 0 | 0 | 0 | 0 | 0 | 0 | 0 | 0 | 0 | 0 | 0 | 0 | 0 | 0 | 0 | 0 | 0 | 0 | 0 | 0 | 0 | 0 | 0 | 0 | 0 | 0
| K | 0 | 0 | 0 | 0 | 0 | 0 | 0 | 0 | 0 | 0 | 0 | 0 | 0 | 0 | 0 | 0 | 0 | 0 | 0 | 0 | 0 | 0 | 0 | 0 | 0 | 0 | 0 | 0 | 0 | 0 | 0 | 0 | 0 | 0 | 0 | 0 | 0 | 0 | 0 | 0 | 0 | 0 | 0 | 0 | 0 | 0 | 0 | 0 | 0 | 0 | 0 | 0 | 0 | 0 | 0 | 0 | 0 | 0 | 0 | 0 | 0 | 0 | 0 | 0 | 0 | 0 | 0 | 0 | 0 | 0 | 0 | 0 | 0 | 0 | 0 | 0 | 0 | 0 | 0 | 4.0679 | 8.1357 | 12.2036 | 14.3797 | 16.5558 | 18.7319 | 22.5224 | 26.313 | 30.1035 | 35.2108 | 40.318 | 45.4252 | 50.934 | 56.4428 | 61.9516 | 67.7182 | 73.4849 | 79.2515 | 85.6632 | 92.0749 | 98.4866 | 104.6682 | 110.8499 | 117.0315 | 123.166 | 129.3006 | 135.4352 | 141.4696 | 147.504 | 153.5384 | 159.6452 | 165.752 | 171.8588 | 177.2293 | 182.5998 | 187.9703 | 192.6901 | 197.4099 | 202.1298 | 206.2705 | 210.4111 | 214.5518 | 217.4679 | 220.3841 | 223.3003 | 226.0742 | 228.8482 | 231.6221 | 234.3382 | 237.0542 | 239.7702 | 241.2562 | 242.7421 | 244.2281 | 245.2735 | 246.3188 | 247.3642 | 247.557 | 247.7498 | 247.9426 | 246.9967 | 246.0508 | 245.1049 | 243.1758 | 241.2466 | 239.3175 | 237.9474 | 236.5774 | 235.2073 | 233.8577 | 232.5082 | 231.1586 | 226.5897 | 222.0207 | 217.4518 | 208.8619 | 200.272 | 191.6822 | 180.9291 | 170.1761 | 159.4231 | 158.6711 | 157.919 | 157.167 | 159.4207 | 161.6744 | 163.9281 | 157.4072 | 150.8863 | 144.3655 | 134.653 | 124.9405 | 115.228 | 111.7431 | 108.2581 | 104.7732 | 97.7188 | 90.6643 | 83.6099 | 80.193 | 76.7761 | 73.3591 | 63.1703 | 52.9814 | 42.7926 | 37.4646 | 32.1365 | 26.8085 | 24.4078 | 22.0072 | 19.6065 | 17.324 | 15.0415 | 12.759 | 11.4168 | 10.0745 | 8.7322 | 5.8215 | 2.9107 | 0 | 0 | 0 | 0 | 0 | 0 | 0 | 0 | 0 | 0 | 0 | 0 | 0 | 0 | 0 | 0 | 0 | 0 | 0 | 0 | 0 | 0 | 0 | 0 | 0 | 0 | 0 | 0 | 0 | 0 | 0 | 0 | 0 | 0 | 0 | 0 | 0 | 0 | 0 | 0 | 0 | 0 | 0 | 0 | 0 | 0 | 0 | 0 | 0 | 0 | 0 | 0 | 0 | 0 | 0 | 0
Biomass
| Zone | 0:00 | 0:05 | 0:10 | 0:15 | 0:20 | 0:25 | 0:30 | 0:35 | 0:40 | 0:45 | 0:50 | 0:55 | 1:00 | 1:05 | 1:10 | 1:15 | 1:20 | 1:25 | 1:30 | 1:35 | 1:40 | 1:45 | 1:50 | 1:55 | 2:00 | 2:05 | 2:10 | 2:15 | 2:20 | 2:25 | 2:30 | 2:35 | 2:40 | 2:45 | 2:50 | 2:55 | 3:00 | 3:05 | 3:10 | 3:15 | 3:20 | 3:25 | 3:30 | 3:35 | 3:40 | 3:45 | 3:50 | 3:55 | 4:00 | 4:05 | 4:10 | 4:15 | 4:20 | 4:25 | 4:30 | 4:35 | 4:40 | 4:45 | 4:50 | 4:55 | 5:00 | 5:05 | 5:10 | 5:15 | 5:20 | 5:25 | 5:30 | 5:35 | 5:40 | 5:45 | 5:50 | 5:55 | 6:00 | 6:05 | 6:10 | 6:15 | 6:20 | 6:25 | 6:30 | 6:35 | 6:40 | 6:45 | 6:50 | 6:55 | 7:00 | 7:05 | 7:10 | 7:15 | 7:20 | 7:25 | 7:30 | 7:35 | 7:40 | 7:45 | 7:50 | 7:55 | 8:00 | 8:05 | 8:10 | 8:15 | 8:20 | 8:25 | 8:30 | 8:35 | 8:40 | 8:45 | 8:50 | 8:55 | 9:00 | 9:05 | 9:10 | 9:15 | 9:20 | 9:25 | 9:30 | 9:35 | 9:40 | 9:45 | 9:50 | 9:55 | 10:00 | 10:05 | 10:10 | 10:15 | 10:20 | 10:25 | 10:30 | 10:35 | 10:40 | 10:45 | 10:50 | 10:55 | 11:00 | 11:05 | 11:10 | 11:15 | 11:20 | 11:25 | 11:30 | 11:35 | 11:40 | 11:45 | 11:50 | 11:55 | 12:00 | 12:05 | 12:10 | 12:15 | 12:20 | 12:25 | 12:30 | 12:35 | 12:40 | 12:45 | 12:50 | 12:55 | 13:00 | 13:05 | 13:10 | 13:15 | 13:20 | 13:25 | 13:30 | 13:35 | 13:40 | 13:45 | 13:50 | 13:55 | 14:00 | 14:05 | 14:10 | 14:15 | 14:20 | 14:25 | 14:30 | 14:35 | 14:40 | 14:45 | 14:50 | 14:55 | 15:00 | 15:05 | 15:10 | 15:15 | 15:20 | 15:25 | 15:30 | 15:35 | 15:40 | 15:45 | 15:50 | 15:55 | 16:00 | 16:05 | 16:10 | 16:15 | 16:20 | 16:25 | 16:30 | 16:35 | 16:40 | 16:45 | 16:50 | 16:55 | 17:00 | 17:05 | 17:10 | 17:15 | 17:20 | 17:25 | 17:30 | 17:35 | 17:40 | 17:45 | 17:50 | 17:55 | 18:00 | 18:05 | 18:10 | 18:15 | 18:20 | 18:25 | 18:30 | 18:35 | 18:40 | 18:45 | 18:50 | 18:55 | 19:00 | 19:05 | 19:10 | 19:15 | 19:20 | 19:25 | 19:30 | 19:35 | 19:40 | 19:45 | 19:50 | 19:55 | 20:00 | 20:05 | 20:10 | 20:15 | 20:20 | 20:25 | 20:30 | 20:35 | 20:40 | 20:45 | 20:50 | 20:55 | 21:00 | 21:05
| A | 40.1427 | 40.1427 | 40.1427 | 40.1427 | 40.1427 | 40.1427 | 40.1427 | 40.1427 | 40.1427 | 40.1427 | 40.1427 | 40.1427 | 40.3594 | 40.3594 | 40.3594 | 40.3594 | 40.3594 | 40.3594 | 40.3594 | 40.3594 | 40.3594 | 40.3594 | 40.3594 | 40.3594 | 40.3538 | 40.3538 | 40.3538 | 40.3538 | 40.3538 | 40.3538 | 40.3538 | 40.3538 | 40.3538 | 40.3538 | 40.3538 | 40.3538 | 40.4401 | 40.4401 | 40.4401 | 40.4401 | 40.4401 | 40.4401 | 40.4401 | 40.4401 | 40.4401 | 40.4401 | 40.4401 | 40.4401 | 40.5886 | 40.5886 | 40.5886 | 40.5886 | 40.5886 | 40.5886 | 40.5886 | 40.5886 | 40.5886 | 40.5886 | 40.5886 | 40.5886 | 40.6548 | 40.6548 | 40.6548 | 40.6548 | 40.6548 | 40.6548 | 40.6548 | 40.6548 | 40.6548 | 40.6548 | 40.6548 | 40.6548 | 40.6633 | 40.6633 | 40.6633 | 40.6633 | 40.6633 | 40.6633 | 40.6633 | 40.6633 | 40.6633 | 40.6633 | 40.6633 | 40.6633 | 41.5273 | 41.5273 | 41.5273 | 41.5273 | 41.5273 | 41.5273 | 41.5273 | 41.5273 | 41.5273 | 41.5273 | 41.5273 | 41.5273 | 42.8796 | 42.8796 | 42.8796 | 42.8796 | 42.8796 | 42.8796 | 42.8796 | 42.8796 | 42.8796 | 42.8796 | 42.8796 | 42.8796 | 44.2245 | 44.2245 | 44.2245 | 44.2245 | 44.2245 | 44.2245 | 44.2245 | 44.2245 | 44.2245 | 44.2245 | 44.2245 | 44.2245 | 44.3852 | 44.3852 | 44.3852 | 44.3852 | 44.3852 | 44.3852 | 44.3852 | 44.3852 | 44.3852 | 44.3852 | 44.3852 | 44.3852 | 45.298 | 45.298 | 45.298 | 45.298 | 45.298 | 45.298 | 45.298 | 45.298 | 45.298 | 45.298 | 45.298 | 45.298 | 45.7266 | 45.7266 | 45.7266 | 45.7266 | 45.7266 | 45.7266 | 45.7266 | 45.7266 | 45.7266 | 45.7266 | 45.7266 | 45.7266 | 45.6736 | 45.6736 | 45.6736 | 45.6736 | 45.6736 | 45.6736 | 45.6736 | 45.6736 | 45.6736 | 45.6736 | 45.6736 | 45.6736 | 45.9906 | 45.9906 | 45.9906 | 45.9906 | 45.9906 | 45.9906 | 45.9906 | 45.9906 | 45.9906 | 45.9906 | 45.9906 | 45.9906 | 46.5928 | 46.5928 | 46.5928 | 46.5928 | 46.5928 | 46.5928 | 46.5928 | 46.5928 | 46.5928 | 46.5928 | 46.5928 | 46.5928 | 47.3999 | 47.3999 | 47.3999 | 47.3999 | 47.3999 | 47.3999 | 47.3999 | 47.3999 | 47.3999 | 47.3999 | 47.3999 | 47.3999 | 47.4649 | 47.4649 | 47.4649 | 47.4649 | 47.4649 | 47.4649 | 47.4649 | 47.4649 | 47.4649 | 47.4649 | 47.4649 | 47.4649 | 47.725 | 47.725 | 47.725 | 47.725 | 47.725 | 47.725 | 47.725 | 47.725 | 47.725 | 47.725 | 47.725 | 47.725 | 46.7424 | 46.7424 | 46.7424 | 46.7424 | 46.7424 | 46.7424 | 46.7424 | 46.7424 | 46.7424 | 46.7424 | 46.7424 | 46.7424 | 46.1221 | 46.1221 | 46.1221 | 46.1221 | 46.1221 | 46.1221 | 46.1221 | 46.1221 | 46.1221 | 46.1221 | 46.1221 | 46.1221 | 46.0703 | 46.0703
B
| C | 45.7768 | 45.7768 | 45.7768 | 45.7768 | 45.7768 | 45.7768 | 45.7768 | 45.7768 | 45.7768 | 45.7768 | 45.7768 | 45.7768 | 46.0239 | 46.0239 | 46.0239 | 46.0239 | 46.0239 | 46.0239 | 46.0239 | 46.0239 | 46.0239 | 46.0239 | 46.0239 | 46.0239 | 46.0175 | 46.0175 | 46.0175 | 46.0175 | 46.0175 | 46.0175 | 46.0175 | 46.0175 | 46.0175 | 46.0175 | 46.0175 | 46.0175 | 46.1159 | 46.1159 | 46.1159 | 46.1159 | 46.1159 | 46.1159 | 46.1159 | 46.1159 | 46.1159 | 46.1159 | 46.1159 | 46.1159 | 46.2852 | 46.2852 | 46.2852 | 46.2852 | 46.2852 | 46.2852 | 46.2852 | 46.2852 | 46.2852 | 46.2852 | 46.2852 | 46.2852 | 46.3607 | 46.3607 | 46.3607 | 46.3607 | 46.3607 | 46.3607 | 46.3607 | 46.3607 | 46.3607 | 46.3607 | 46.3607 | 46.3607 | 46.3705 | 46.3705 | 46.3705 | 46.3705 | 46.3705 | 46.3705 | 46.3705 | 46.3705 | 46.3705 | 46.3705 | 46.3705 | 46.3705 | 47.3557 | 47.3557 | 47.3557 | 47.3557 | 47.3557 | 47.3557 | 47.3557 | 47.3557 | 47.3557 | 47.3557 | 47.3557 | 47.3557 | 48.8978 | 48.8978 | 48.8978 | 48.8978 | 48.8978 | 48.8978 | 48.8978 | 48.8978 | 48.8978 | 48.8978 | 48.8978 | 48.8978 | 50.4314 | 50.4314 | 50.4314 | 50.4314 | 50.4314 | 50.4314 | 50.4314 | 50.4314 | 50.4314 | 50.4314 | 50.4314 | 50.4314 | 50.6147 | 50.6147 | 50.6147 | 50.6147 | 50.6147 | 50.6147 | 50.6147 | 50.6147 | 50.6147 | 50.6147 | 50.6147 | 50.6147 | 51.6556 | 51.6556 | 51.6556 | 51.6556 | 51.6556 | 51.6556 | 51.6556 | 51.6556 | 51.6556 | 51.6556 | 51.6556 | 51.6556 | 52.1443 | 52.1443 | 52.1443 | 52.1443 | 52.1443 | 52.1443 | 52.1443 | 52.1443 | 52.1443 | 52.1443 | 52.1443 | 52.1443 | 52.0839 | 52.0839 | 52.0839 | 52.0839 | 52.0839 | 52.0839 | 52.0839 | 52.0839 | 52.0839 | 52.0839 | 52.0839 | 52.0839 | 52.4455 | 52.4455 | 52.4455 | 52.4455 | 52.4455 | 52.4455 | 52.4455 | 52.4455 | 52.4455 | 52.4455 | 52.4455 | 52.4455 | 53.1322 | 53.1322 | 53.1322 | 53.1322 | 53.1322 | 53.1322 | 53.1322 | 53.1322 | 53.1322 | 53.1322 | 53.1322 | 53.1322 | 54.0525 | 54.0525 | 54.0525 | 54.0525 | 54.0525 | 54.0525 | 54.0525 | 54.0525 | 54.0525 | 54.0525 | 54.0525 | 54.0525 | 54.1266 | 54.1266 | 54.1266 | 54.1266 | 54.1266 | 54.1266 | 54.1266 | 54.1266 | 54.1266 | 54.1266 | 54.1266 | 54.1266 | 54.4233 | 54.4233 | 54.4233 | 54.4233 | 54.4233 | 54.4233 | 54.4233 | 54.4233 | 54.4233 | 54.4233 | 54.4233 | 54.4233 | 53.3028 | 53.3028 | 53.3028 | 53.3028 | 53.3028 | 53.3028 | 53.3028 | 53.3028 | 53.3028 | 53.3028 | 53.3028 | 53.3028 | 52.5953 | 52.5953 | 52.5953 | 52.5953 | 52.5953 | 52.5953 | 52.5953 | 52.5953 | 52.5953 | 52.5953 | 52.5953 | 52.5953 | 52.5363 | 52.5363
D
E
F
G
H
I
J
K
Landfill Gas/Anaerobic Digesters
| Zone | 0:00 | 0:05 | 0:10 | 0:15 | 0:20 | 0:25 | 0:30 | 0:35 | 0:40 | 0:45 | 0:50 | 0:55 | 1:00 | 1:05 | 1:10 | 1:15 | 1:20 | 1:25 | 1:30 | 1:35 | 1:40 | 1:45 | 1:50 | 1:55 | 2:00 | 2:05 | 2:10 | 2:15 | 2:20 | 2:25 | 2:30 | 2:35 | 2:40 | 2:45 | 2:50 | 2:55 | 3:00 | 3:05 | 3:10 | 3:15 | 3:20 | 3:25 | 3:30 | 3:35 | 3:40 | 3:45 | 3:50 | 3:55 | 4:00 | 4:05 | 4:10 | 4:15 | 4:20 | 4:25 | 4:30 | 4:35 | 4:40 | 4:45 | 4:50 | 4:55 | 5:00 | 5:05 | 5:10 | 5:15 | 5:20 | 5:25 | 5:30 | 5:35 | 5:40 | 5:45 | 5:50 | 5:55 | 6:00 | 6:05 | 6:10 | 6:15 | 6:20 | 6:25 | 6:30 | 6:35 | 6:40 | 6:45 | 6:50 | 6:55 | 7:00 | 7:05 | 7:10 | 7:15 | 7:20 | 7:25 | 7:30 | 7:35 | 7:40 | 7:45 | 7:50 | 7:55 | 8:00 | 8:05 | 8:10 | 8:15 | 8:20 | 8:25 | 8:30 | 8:35 | 8:40 | 8:45 | 8:50 | 8:55 | 9:00 | 9:05 | 9:10 | 9:15 | 9:20 | 9:25 | 9:30 | 9:35 | 9:40 | 9:45 | 9:50 | 9:55 | 10:00 | 10:05 | 10:10 | 10:15 | 10:20 | 10:25 | 10:30 | 10:35 | 10:40 | 10:45 | 10:50 | 10:55 | 11:00 | 11:05 | 11:10 | 11:15 | 11:20 | 11:25 | 11:30 | 11:35 | 11:40 | 11:45 | 11:50 | 11:55 | 12:00 | 12:05 | 12:10 | 12:15 | 12:20 | 12:25 | 12:30 | 12:35 | 12:40 | 12:45 | 12:50 | 12:55 | 13:00 | 13:05 | 13:10 | 13:15 | 13:20 | 13:25 | 13:30 | 13:35 | 13:40 | 13:45 | 13:50 | 13:55 | 14:00 | 14:05 | 14:10 | 14:15 | 14:20 | 14:25 | 14:30 | 14:35 | 14:40 | 14:45 | 14:50 | 14:55 | 15:00 | 15:05 | 15:10 | 15:15 | 15:20 | 15:25 | 15:30 | 15:35 | 15:40 | 15:45 | 15:50 | 15:55 | 16:00 | 16:05 | 16:10 | 16:15 | 16:20 | 16:25 | 16:30 | 16:35 | 16:40 | 16:45 | 16:50 | 16:55 | 17:00 | 17:05 | 17:10 | 17:15 | 17:20 | 17:25 | 17:30 | 17:35 | 17:40 | 17:45 | 17:50 | 17:55 | 18:00 | 18:05 | 18:10 | 18:15 | 18:20 | 18:25 | 18:30 | 18:35 | 18:40 | 18:45 | 18:50 | 18:55 | 19:00 | 19:05 | 19:10 | 19:15 | 19:20 | 19:25 | 19:30 | 19:35 | 19:40 | 19:45 | 19:50 | 19:55 | 20:00 | 20:05 | 20:10 | 20:15 | 20:20 | 20:25 | 20:30 | 20:35 | 20:40 | 20:45 | 20:50 | 20:55 | 21:00 | 21:05
| A | 3.5 | 3.5 | 3.5 | 3.5 | 3.5 | 3.5 | 3.5 | 3.5 | 3.5 | 3.5 | 3.5 | 3.5 | 3.5 | 3.5 | 3.5 | 3.5 | 3.5 | 3.5 | 3.5 | 3.5 | 3.5 | 3.5 | 3.5 | 3.5 | 3.5 | 3.5 | 3.5 | 3.5 | 3.5 | 3.5 | 3.5 | 3.5 | 3.5 | 3.5 | 3.5 | 3.5 | 3.5 | 3.5 | 3.5 | 3.5 | 3.5 | 3.5 | 3.5 | 3.5 | 3.5 | 3.5 | 3.5 | 3.5 | 3.5 | 3.5 | 3.5 | 3.5 | 3.5 | 3.5 | 3.5 | 3.5 | 3.5 | 3.5 | 3.5 | 3.5 | 3.5 | 3.5 | 3.5 | 3.5 | 3.5 | 3.5 | 3.5 | 3.5 | 3.5 | 3.5 | 3.5 | 3.5 | 3.5 | 3.5 | 3.5 | 3.5 | 3.5 | 3.5 | 3.5 | 3.5 | 3.5 | 3.5 | 3.5 | 3.5 | 3.5 | 3.5 | 3.5 | 3.5 | 3.5 | 3.5 | 3.5 | 3.5 | 3.5 | 3.5 | 3.5 | 3.5 | 3.5 | 3.5 | 3.5 | 3.5 | 3.5 | 3.5 | 3.5 | 3.5 | 3.5 | 3.5 | 3.5 | 3.5 | 3.5 | 3.5 | 3.5 | 3.5 | 3.5 | 3.5 | 3.5 | 3.5 | 3.5 | 3.5 | 3.5 | 3.5 | 3.5 | 3.5 | 3.5 | 3.5 | 3.5 | 3.5 | 3.5 | 3.5 | 3.5 | 3.5 | 3.5 | 3.5 | 3.5 | 3.5 | 3.5 | 3.5 | 3.5 | 3.5 | 3.5 | 3.5 | 3.5 | 3.5 | 3.5 | 3.5 | 3.5 | 3.5 | 3.5 | 3.5 | 3.5 | 3.5 | 3.5 | 3.5 | 3.5 | 3.5 | 3.5 | 3.5 | 3.5 | 3.5 | 3.5 | 3.5 | 3.5 | 3.5 | 3.5 | 3.5 | 3.5 | 3.5 | 3.5 | 3.5 | 3.5 | 3.5 | 3.5 | 3.5 | 3.5 | 3.5 | 3.5 | 3.5 | 3.5 | 3.5 | 3.5 | 3.5 | 3.5 | 3.5 | 3.5 | 3.5 | 3.5 | 3.5 | 3.5 | 3.5 | 3.5 | 3.5 | 3.5 | 3.5 | 3.5 | 3.5 | 3.5 | 3.5 | 3.5 | 3.5 | 3.5 | 3.5 | 3.5 | 3.5 | 3.5 | 3.5 | 3.5 | 3.5 | 3.5 | 3.5 | 3.5 | 3.5 | 3.5 | 3.5 | 3.5 | 3.5 | 3.5 | 3.5 | 3.5 | 3.5 | 3.5 | 3.5 | 3.5 | 3.5 | 3.5 | 3.5 | 3.5 | 3.5 | 3.5 | 3.5 | 3.5 | 3.5 | 3.5 | 3.5 | 3.5 | 3.5 | 3.5 | 3.5 | 3.5 | 3.5 | 3.5 | 3.5 | 3.5 | 3.5 | 3.5 | 3.5 | 3.5 | 3.5 | 3.5 | 3.5 | 3.5 | 3.5 | 3.5 | 3.5 | 3.5 | 3.5
| B | 2.8 | 2.8 | 2.8 | 2.8 | 2.8 | 2.8 | 2.8 | 2.8 | 2.8 | 2.8 | 2.8 | 2.8 | 2.8 | 2.8 | 2.8 | 2.8 | 2.8 | 2.8 | 2.8 | 2.8 | 2.8 | 2.8 | 2.8 | 2.8 | 2.8 | 2.8 | 2.8 | 2.8 | 2.8 | 2.8 | 2.8 | 2.8 | 2.8 | 2.8 | 2.8 | 2.8 | 2.8 | 2.8 | 2.8 | 2.8 | 2.8 | 2.8 | 2.8 | 2.8 | 2.8 | 2.8 | 2.8 | 2.8 | 2.8 | 2.8 | 2.8 | 2.8 | 2.8 | 2.8 | 2.8 | 2.8 | 2.8 | 2.8 | 2.8 | 2.8 | 2.8 | 2.8 | 2.8 | 2.8 | 2.8 | 2.8 | 2.8 | 2.8 | 2.8 | 2.8 | 2.8 | 2.8 | 2.8 | 2.8 | 2.8 | 2.8 | 2.8 | 2.8 | 2.8 | 2.8 | 2.8 | 2.8 | 2.8 | 2.8 | 2.8 | 2.8 | 2.8 | 2.8 | 2.8 | 2.8 | 2.8 | 2.8 | 2.8 | 2.8 | 2.8 | 2.8 | 2.8 | 2.8 | 2.8 | 2.8 | 2.8 | 2.8 | 2.8 | 2.8 | 2.8 | 2.8 | 2.8 | 2.8 | 2.8 | 2.8 | 2.8 | 2.8 | 2.8 | 2.8 | 2.8 | 2.8 | 2.8 | 2.8 | 2.8 | 2.8 | 2.8 | 2.8 | 2.8 | 2.8 | 2.8 | 2.8 | 2.8 | 2.8 | 2.8 | 2.8 | 2.8 | 2.8 | 2.8 | 2.8 | 2.8 | 2.8 | 2.8 | 2.8 | 2.8 | 2.8 | 2.8 | 2.8 | 2.8 | 2.8 | 2.8 | 2.8 | 2.8 | 2.8 | 2.8 | 2.8 | 2.8 | 2.8 | 2.8 | 2.8 | 2.8 | 2.8 | 2.8 | 2.8 | 2.8 | 2.8 | 2.8 | 2.8 | 2.8 | 2.8 | 2.8 | 2.8 | 2.8 | 2.8 | 2.8 | 2.8 | 2.8 | 2.8 | 2.8 | 2.8 | 2.8 | 2.8 | 2.8 | 2.8 | 2.8 | 2.8 | 2.8 | 2.8 | 2.8 | 2.8 | 2.8 | 2.8 | 2.8 | 2.8 | 2.8 | 2.8 | 2.8 | 2.8 | 2.8 | 2.8 | 2.8 | 2.8 | 2.8 | 2.8 | 2.8 | 2.8 | 2.8 | 2.8 | 2.8 | 2.8 | 2.8 | 2.8 | 2.8 | 2.8 | 2.8 | 2.8 | 2.8 | 2.8 | 2.8 | 2.8 | 2.8 | 2.8 | 2.8 | 2.8 | 2.8 | 2.8 | 2.8 | 2.8 | 2.8 | 2.8 | 2.8 | 2.8 | 2.8 | 2.8 | 2.8 | 2.8 | 2.8 | 2.8 | 2.8 | 2.8 | 2.8 | 2.8 | 2.8 | 2.8 | 2.8 | 2.8 | 2.8 | 2.8 | 2.8 | 2.8 | 2.8 | 2.8 | 2.8 | 2.8 | 2.8 | 2.8 | 2.8 | 2.8 | 2.8 | 2.8
| C | 1.4 | 1.4 | 1.4 | 1.4 | 1.4 | 1.4 | 1.4 | 1.4 | 1.4 | 1.4 | 1.4 | 1.4 | 1.4 | 1.4 | 1.4 | 1.4 | 1.4 | 1.4 | 1.4 | 1.4 | 1.4 | 1.4 | 1.4 | 1.4 | 1.4 | 1.4 | 1.4 | 1.4 | 1.4 | 1.4 | 1.4 | 1.4 | 1.4 | 1.4 | 1.4 | 1.4 | 1.4 | 1.4 | 1.4 | 1.4 | 1.4 | 1.4 | 1.4 | 1.4 | 1.4 | 1.4 | 1.4 | 1.4 | 1.4 | 1.4 | 1.4 | 1.4 | 1.4 | 1.4 | 1.4 | 1.4 | 1.4 | 1.4 | 1.4 | 1.4 | 1.4 | 1.4 | 1.4 | 1.4 | 1.4 | 1.4 | 1.4 | 1.4 | 1.4 | 1.4 | 1.4 | 1.4 | 1.4 | 1.4 | 1.4 | 1.4 | 1.4 | 1.4 | 1.4 | 1.4 | 1.4 | 1.4 | 1.4 | 1.4 | 1.4 | 1.4 | 1.4 | 1.4 | 1.4 | 1.4 | 1.4 | 1.4 | 1.4 | 1.4 | 1.4 | 1.4 | 1.4 | 1.4 | 1.4 | 1.4 | 1.4 | 1.4 | 1.4 | 1.4 | 1.4 | 1.4 | 1.4 | 1.4 | 1.4 | 1.4 | 1.4 | 1.4 | 1.4 | 1.4 | 1.4 | 1.4 | 1.4 | 1.4 | 1.4 | 1.4 | 1.4 | 1.4 | 1.4 | 1.4 | 1.4 | 1.4 | 1.4 | 1.4 | 1.4 | 1.4 | 1.4 | 1.4 | 1.4 | 1.4 | 1.4 | 1.4 | 1.4 | 1.4 | 1.4 | 1.4 | 1.4 | 1.4 | 1.4 | 1.4 | 1.4 | 1.4 | 1.4 | 1.4 | 1.4 | 1.4 | 1.4 | 1.4 | 1.4 | 1.4 | 1.4 | 1.4 | 1.4 | 1.4 | 1.4 | 1.4 | 1.4 | 1.4 | 1.4 | 1.4 | 1.4 | 1.4 | 1.4 | 1.4 | 1.4 | 1.4 | 1.4 | 1.4 | 1.4 | 1.4 | 1.4 | 1.4 | 1.4 | 1.4 | 1.4 | 1.4 | 1.4 | 1.4 | 1.4 | 1.4 | 1.4 | 1.4 | 1.4 | 1.4 | 1.4 | 1.4 | 1.4 | 1.4 | 1.4 | 1.4 | 1.4 | 1.4 | 1.4 | 1.4 | 1.4 | 1.4 | 1.4 | 1.4 | 1.4 | 1.4 | 1.4 | 1.4 | 1.4 | 1.4 | 1.4 | 1.4 | 1.4 | 1.4 | 1.4 | 1.4 | 1.4 | 1.4 | 1.4 | 1.4 | 1.4 | 1.4 | 1.4 | 1.4 | 1.4 | 1.4 | 1.4 | 1.4 | 1.4 | 1.4 | 1.4 | 1.4 | 1.4 | 1.4 | 1.4 | 1.4 | 1.4 | 1.4 | 1.4 | 1.4 | 1.4 | 1.4 | 1.4 | 1.4 | 1.4 | 1.4 | 1.4 | 1.4 | 1.4 | 1.4 | 1.4 | 1.4 | 1.4 | 1.4 | 1.4 | 1.4
| D | 0 | 0 | 0 | 0 | 0 | 0 | 0 | 0 | 0 | 0 | 0 | 0 | 0 | 0 | 0 | 0 | 0 | 0 | 0 | 0 | 0 | 0 | 0 | 0 | 0 | 0 | 0 | 0 | 0 | 0 | 0 | 0 | 0 | 0 | 0 | 0 | 0 | 0 | 0 | 0 | 0 | 0 | 0 | 0 | 0 | 0 | 0 | 0 | 0 | 0 | 0 | 0 | 0 | 0 | 0 | 0 | 0 | 0 | 0 | 0 | 0 | 0 | 0 | 0 | 0 | 0 | 0 | 0 | 0 | 0 | 0 | 0 | 0 | 0 | 0 | 0 | 0 | 0 | 0 | 0 | 0 | 0 | 0 | 0 | 0 | 0 | 0 | 0 | 0 | 0 | 0 | 0 | 0 | 0 | 0 | 0 | 0 | 0 | 0 | 0 | 0 | 0 | 0 | 0 | 0 | 0 | 0 | 0 | 0 | 0 | 0 | 0 | 0 | 0 | 0 | 0 | 0 | 0 | 0 | 0 | 0 | 0 | 0 | 0 | 0 | 0 | 0 | 0 | 0 | 0 | 0 | 0 | 0 | 0 | 0 | 0 | 0 | 0 | 0 | 0 | 0 | 0 | 0 | 0 | 0 | 0 | 0 | 0 | 0 | 0 | 0 | 0 | 0 | 0 | 0 | 0 | 0 | 0 | 0 | 0 | 0 | 0 | 0 | 0 | 0 | 0 | 0 | 0 | 0 | 0 | 0 | 0 | 0 | 0 | 0 | 0 | 0 | 0 | 0 | 0 | 0 | 0 | 0 | 0 | 0 | 0 | 0 | 0 | 0 | 0 | 0 | 0 | 0 | 0 | 0 | 0 | 0 | 0 | 0 | 0 | 0 | 0 | 0 | 0 | 0 | 0 | 0 | 0 | 0 | 0 | 0 | 0 | 0 | 0 | 0 | 0 | 0 | 0 | 0 | 0 | 0 | 0 | 0 | 0 | 0 | 0 | 0 | 0 | 0 | 0 | 0 | 0 | 0 | 0 | 0 | 0 | 0 | 0 | 0 | 0 | 0 | 0 | 0 | 0 | 0 | 0 | 0 | 0 | 0 | 0 | 0 | 0 | 0 | 0
| E | 0 | 0 | 0 | 0 | 0 | 0 | 0 | 0 | 0 | 0 | 0 | 0 | 0 | 0 | 0 | 0 | 0 | 0 | 0 | 0 | 0 | 0 | 0 | 0 | 0 | 0 | 0 | 0 | 0 | 0 | 0 | 0 | 0 | 0 | 0 | 0 | 0 | 0 | 0 | 0 | 0 | 0 | 0 | 0 | 0 | 0 | 0 | 0 | 0 | 0 | 0 | 0 | 0 | 0 | 0 | 0 | 0 | 0 | 0 | 0 | 0 | 0 | 0 | 0 | 0 | 0 | 0 | 0 | 0 | 0 | 0 | 0 | 0 | 0 | 0 | 0 | 0 | 0 | 0 | 0 | 0 | 0 | 0 | 0 | 0 | 0 | 0 | 0 | 0 | 0 | 0 | 0 | 0 | 0 | 0 | 0 | 0 | 0 | 0 | 0 | 0 | 0 | 0 | 0 | 0 | 0 | 0 | 0 | 0 | 0 | 0 | 0 | 0 | 0 | 0 | 0 | 0 | 0 | 0 | 0 | 0 | 0 | 0 | 0 | 0 | 0 | 0 | 0 | 0 | 0 | 0 | 0 | 0 | 0 | 0 | 0 | 0 | 0 | 0 | 0 | 0 | 0 | 0 | 0 | 0 | 0 | 0 | 0 | 0 | 0 | 0 | 0 | 0 | 0 | 0 | 0 | 0 | 0 | 0 | 0 | 0 | 0 | 0 | 0 | 0 | 0 | 0 | 0 | 0 | 0 | 0 | 0 | 0 | 0 | 0 | 0 | 0 | 0 | 0 | 0 | 0 | 0 | 0 | 0 | 0 | 0 | 0 | 0 | 0 | 0 | 0 | 0 | 0 | 0 | 0 | 0 | 0 | 0 | 0 | 0 | 0 | 0 | 0 | 0 | 0 | 0 | 0 | 0 | 0 | 0 | 0 | 0 | 0 | 0 | 0 | 0 | 0 | 0 | 0 | 0 | 0 | 0 | 0 | 0 | 0 | 0 | 0 | 0 | 0 | 0 | 0 | 0 | 0 | 0 | 0 | 0 | 0 | 0 | 0 | 0 | 0 | 0 | 0 | 0 | 0 | 0 | 0 | 0 | 0 | 0 | 0 | 0 | 0 | 0
| F | 1.4 | 1.4 | 1.4 | 1.4 | 1.4 | 1.4 | 1.4 | 1.4 | 1.4 | 1.4 | 1.4 | 1.4 | 1.4 | 1.4 | 1.4 | 1.4 | 1.4 | 1.4 | 1.4 | 1.4 | 1.4 | 1.4 | 1.4 | 1.4 | 1.4 | 1.4 | 1.4 | 1.4 | 1.4 | 1.4 | 1.4 | 1.4 | 1.4 | 1.4 | 1.4 | 1.4 | 1.4 | 1.4 | 1.4 | 1.4 | 1.4 | 1.4 | 1.4 | 1.4 | 1.4 | 1.4 | 1.4 | 1.4 | 1.4 | 1.4 | 1.4 | 1.4 | 1.4 | 1.4 | 1.4 | 1.4 | 1.4 | 1.4 | 1.4 | 1.4 | 1.4 | 1.4 | 1.4 | 1.4 | 1.4 | 1.4 | 1.4 | 1.4 | 1.4 | 1.4 | 1.4 | 1.4 | 1.4 | 1.4 | 1.4 | 1.4 | 1.4 | 1.4 | 1.4 | 1.4 | 1.4 | 1.4 | 1.4 | 1.4 | 1.4 | 1.4 | 1.4 | 1.4 | 1.4 | 1.4 | 1.4 | 1.4 | 1.4 | 1.4 | 1.4 | 1.4 | 1.4 | 1.4 | 1.4 | 1.4 | 1.4 | 1.4 | 1.4 | 1.4 | 1.4 | 1.4 | 1.4 | 1.4 | 1.4 | 1.4 | 1.4 | 1.4 | 1.4 | 1.4 | 1.4 | 1.4 | 1.4 | 1.4 | 1.4 | 1.4 | 1.4 | 1.4 | 1.4 | 1.4 | 1.4 | 1.4 | 1.4 | 1.4 | 1.4 | 1.4 | 1.4 | 1.4 | 1.4 | 1.4 | 1.4 | 1.4 | 1.4 | 1.4 | 1.4 | 1.4 | 1.4 | 1.4 | 1.4 | 1.4 | 1.4 | 1.4 | 1.4 | 1.4 | 1.4 | 1.4 | 1.4 | 1.4 | 1.4 | 1.4 | 1.4 | 1.4 | 1.4 | 1.4 | 1.4 | 1.4 | 1.4 | 1.4 | 1.4 | 1.4 | 1.4 | 1.4 | 1.4 | 1.4 | 1.4 | 1.4 | 1.4 | 1.4 | 1.4 | 1.4 | 1.4 | 1.4 | 1.4 | 1.4 | 1.4 | 1.4 | 1.4 | 1.4 | 1.4 | 1.4 | 1.4 | 1.4 | 1.4 | 1.4 | 1.4 | 1.4 | 1.4 | 1.4 | 1.4 | 1.4 | 1.4 | 1.4 | 1.4 | 1.4 | 1.4 | 1.4 | 1.4 | 1.4 | 1.4 | 1.4 | 1.4 | 1.4 | 1.4 | 1.4 | 1.4 | 1.4 | 1.4 | 1.4 | 1.4 | 1.4 | 1.4 | 1.4 | 1.4 | 1.4 | 1.4 | 1.4 | 1.4 | 1.4 | 1.4 | 1.4 | 1.4 | 1.4 | 1.4 | 1.4 | 1.4 | 1.4 | 1.4 | 1.4 | 1.4 | 1.4 | 1.4 | 1.4 | 1.4 | 1.4 | 1.4 | 1.4 | 1.4 | 1.4 | 1.4 | 1.4 | 1.4 | 1.4 | 1.4 | 1.4 | 1.4 | 1.4 | 1.4 | 1.4 | 1.4 | 1.4
| G | 0 | 0 | 0 | 0 | 0 | 0 | 0 | 0 | 0 | 0 | 0 | 0 | 0 | 0 | 0 | 0 | 0 | 0 | 0 | 0 | 0 | 0 | 0 | 0 | 0 | 0 | 0 | 0 | 0 | 0 | 0 | 0 | 0 | 0 | 0 | 0 | 0 | 0 | 0 | 0 | 0 | 0 | 0 | 0 | 0 | 0 | 0 | 0 | 0 | 0 | 0 | 0 | 0 | 0 | 0 | 0 | 0 | 0 | 0 | 0 | 0 | 0 | 0 | 0 | 0 | 0 | 0 | 0 | 0 | 0 | 0 | 0 | 0 | 0 | 0 | 0 | 0 | 0 | 0 | 0 | 0 | 0 | 0 | 0 | 0 | 0 | 0 | 0 | 0 | 0 | 0 | 0 | 0 | 0 | 0 | 0 | 0 | 0 | 0 | 0 | 0 | 0 | 0 | 0 | 0 | 0 | 0 | 0 | 0 | 0 | 0 | 0 | 0 | 0 | 0 | 0 | 0 | 0 | 0 | 0 | 0 | 0 | 0 | 0 | 0 | 0 | 0 | 0 | 0 | 0 | 0 | 0 | 0 | 0 | 0 | 0 | 0 | 0 | 0 | 0 | 0 | 0 | 0 | 0 | 0 | 0 | 0 | 0 | 0 | 0 | 0 | 0 | 0 | 0 | 0 | 0 | 0 | 0 | 0 | 0 | 0 | 0 | 0 | 0 | 0 | 0 | 0 | 0 | 0 | 0 | 0 | 0 | 0 | 0 | 0 | 0 | 0 | 0 | 0 | 0 | 0 | 0 | 0 | 0 | 0 | 0 | 0 | 0 | 0 | 0 | 0 | 0 | 0 | 0 | 0 | 0 | 0 | 0 | 0 | 0 | 0 | 0 | 0 | 0 | 0 | 0 | 0 | 0 | 0 | 0 | 0 | 0 | 0 | 0 | 0 | 0 | 0 | 0 | 0 | 0 | 0 | 0 | 0 | 0 | 0 | 0 | 0 | 0 | 0 | 0 | 0 | 0 | 0 | 0 | 0 | 0 | 0 | 0 | 0 | 0 | 0 | 0 | 0 | 0 | 0 | 0 | 0 | 0 | 0 | 0 | 0 | 0 | 0 | 0
| H | 0 | 0 | 0 | 0 | 0 | 0 | 0 | 0 | 0 | 0 | 0 | 0 | 0 | 0 | 0 | 0 | 0 | 0 | 0 | 0 | 0 | 0 | 0 | 0 | 0 | 0 | 0 | 0 | 0 | 0 | 0 | 0 | 0 | 0 | 0 | 0 | 0 | 0 | 0 | 0 | 0 | 0 | 0 | 0 | 0 | 0 | 0 | 0 | 0 | 0 | 0 | 0 | 0 | 0 | 0 | 0 | 0 | 0 | 0 | 0 | 0 | 0 | 0 | 0 | 0 | 0 | 0 | 0 | 0 | 0 | 0 | 0 | 0 | 0 | 0 | 0 | 0 | 0 | 0 | 0 | 0 | 0 | 0 | 0 | 0 | 0 | 0 | 0 | 0 | 0 | 0 | 0 | 0 | 0 | 0 | 0 | 0 | 0 | 0 | 0 | 0 | 0 | 0 | 0 | 0 | 0 | 0 | 0 | 0 | 0 | 0 | 0 | 0 | 0 | 0 | 0 | 0 | 0 | 0 | 0 | 0 | 0 | 0 | 0 | 0 | 0 | 0 | 0 | 0 | 0 | 0 | 0 | 0 | 0 | 0 | 0 | 0 | 0 | 0 | 0 | 0 | 0 | 0 | 0 | 0 | 0 | 0 | 0 | 0 | 0 | 0 | 0 | 0 | 0 | 0 | 0 | 0 | 0 | 0 | 0 | 0 | 0 | 0 | 0 | 0 | 0 | 0 | 0 | 0 | 0 | 0 | 0 | 0 | 0 | 0 | 0 | 0 | 0 | 0 | 0 | 0 | 0 | 0 | 0 | 0 | 0 | 0 | 0 | 0 | 0 | 0 | 0 | 0 | 0 | 0 | 0 | 0 | 0 | 0 | 0 | 0 | 0 | 0 | 0 | 0 | 0 | 0 | 0 | 0 | 0 | 0 | 0 | 0 | 0 | 0 | 0 | 0 | 0 | 0 | 0 | 0 | 0 | 0 | 0 | 0 | 0 | 0 | 0 | 0 | 0 | 0 | 0 | 0 | 0 | 0 | 0 | 0 | 0 | 0 | 0 | 0 | 0 | 0 | 0 | 0 | 0 | 0 | 0 | 0 | 0 | 0 | 0 | 0 | 0
| I | 2.1 | 2.1 | 2.1 | 2.1 | 2.1 | 2.1 | 2.1 | 2.1 | 2.1 | 2.1 | 2.1 | 2.1 | 2.1 | 2.1 | 2.1 | 2.1 | 2.1 | 2.1 | 2.1 | 2.1 | 2.1 | 2.1 | 2.1 | 2.1 | 2.1 | 2.1 | 2.1 | 2.1 | 2.1 | 2.1 | 2.1 | 2.1 | 2.1 | 2.1 | 2.1 | 2.1 | 2.1 | 2.1 | 2.1 | 2.1 | 2.1 | 2.1 | 2.1 | 2.1 | 2.1 | 2.1 | 2.1 | 2.1 | 2.1 | 2.1 | 2.1 | 2.1 | 2.1 | 2.1 | 2.1 | 2.1 | 2.1 | 2.1 | 2.1 | 2.1 | 2.1 | 2.1 | 2.1 | 2.1 | 2.1 | 2.1 | 2.1 | 2.1 | 2.1 | 2.1 | 2.1 | 2.1 | 2.1 | 2.1 | 2.1 | 2.1 | 2.1 | 2.1 | 2.1 | 2.1 | 2.1 | 2.1 | 2.1 | 2.1 | 2.1 | 2.1 | 2.1 | 2.1 | 2.1 | 2.1 | 2.1 | 2.1 | 2.1 | 2.1 | 2.1 | 2.1 | 2.1 | 2.1 | 2.1 | 2.1 | 2.1 | 2.1 | 2.1 | 2.1 | 2.1 | 2.1 | 2.1 | 2.1 | 2.1 | 2.1 | 2.1 | 2.1 | 2.1 | 2.1 | 2.1 | 2.1 | 2.1 | 2.1 | 2.1 | 2.1 | 2.1 | 2.1 | 2.1 | 2.1 | 2.1 | 2.1 | 2.1 | 2.1 | 2.1 | 2.1 | 2.1 | 2.1 | 2.1 | 2.1 | 2.1 | 2.1 | 2.1 | 2.1 | 2.1 | 2.1 | 2.1 | 2.1 | 2.1 | 2.1 | 2.1 | 2.1 | 2.1 | 2.1 | 2.1 | 2.1 | 2.1 | 2.1 | 2.1 | 2.1 | 2.1 | 2.1 | 2.1 | 2.1 | 2.1 | 2.1 | 2.1 | 2.1 | 2.1 | 2.1 | 2.1 | 2.1 | 2.1 | 2.1 | 2.1 | 2.1 | 2.1 | 2.1 | 2.1 | 2.1 | 2.1 | 2.1 | 2.1 | 2.1 | 2.1 | 2.1 | 2.1 | 2.1 | 2.1 | 2.1 | 2.1 | 2.1 | 2.1 | 2.1 | 2.1 | 2.1 | 2.1 | 2.1 | 2.1 | 2.1 | 2.1 | 2.1 | 2.1 | 2.1 | 2.1 | 2.1 | 2.1 | 2.1 | 2.1 | 2.1 | 2.1 | 2.1 | 2.1 | 2.1 | 2.1 | 2.1 | 2.1 | 2.1 | 2.1 | 2.1 | 2.1 | 2.1 | 2.1 | 2.1 | 2.1 | 2.1 | 2.1 | 2.1 | 2.1 | 2.1 | 2.1 | 2.1 | 2.1 | 2.1 | 2.1 | 2.1 | 2.1 | 2.1 | 2.1 | 2.1 | 2.1 | 2.1 | 2.1 | 2.1 | 2.1 | 2.1 | 2.1 | 2.1 | 2.1 | 2.1 | 2.1 | 2.1 | 2.1 | 2.1 | 2.1 | 2.1 | 2.1 | 2.1 | 2.1 | 2.1
| J | 23.8 | 23.8 | 23.8 | 23.8 | 23.8 | 23.8 | 23.8 | 23.8 | 23.8 | 23.8 | 23.8 | 23.8 | 23.8 | 23.8 | 23.8 | 23.8 | 23.8 | 23.8 | 23.8 | 23.8 | 23.8 | 23.8 | 23.8 | 23.8 | 23.8 | 23.8 | 23.8 | 23.8 | 23.8 | 23.8 | 23.8 | 23.8 | 23.8 | 23.8 | 23.8 | 23.8 | 23.8 | 23.8 | 23.8 | 23.8 | 23.8 | 23.8 | 23.8 | 23.8 | 23.8 | 23.8 | 23.8 | 23.8 | 23.8 | 23.8 | 23.8 | 23.8 | 23.8 | 23.8 | 23.8 | 23.8 | 23.8 | 23.8 | 23.8 | 23.8 | 23.8 | 23.8 | 23.8 | 23.8 | 23.8 | 23.8 | 23.8 | 23.8 | 23.8 | 23.8 | 23.8 | 23.8 | 23.8 | 23.8 | 23.8 | 23.8 | 23.8 | 23.8 | 23.8 | 23.8 | 23.8 | 23.8 | 23.8 | 23.8 | 23.8 | 23.8 | 23.8 | 23.8 | 23.8 | 23.8 | 23.8 | 23.8 | 23.8 | 23.8 | 23.8 | 23.8 | 23.8 | 23.8 | 23.8 | 23.8 | 23.8 | 23.8 | 23.8 | 23.8 | 23.8 | 23.8 | 23.8 | 23.8 | 23.8 | 23.8 | 23.8 | 23.8 | 23.8 | 23.8 | 23.8 | 23.8 | 23.8 | 23.8 | 23.8 | 23.8 | 23.8 | 23.8 | 23.8 | 23.8 | 23.8 | 23.8 | 23.8 | 23.8 | 23.8 | 23.8 | 23.8 | 23.8 | 23.8 | 23.8 | 23.8 | 23.8 | 23.8 | 23.8 | 23.8 | 23.8 | 23.8 | 23.8 | 23.8 | 23.8 | 23.8 | 23.8 | 23.8 | 23.8 | 23.8 | 23.8 | 23.8 | 23.8 | 23.8 | 23.8 | 23.8 | 23.8 | 23.8 | 23.8 | 23.8 | 23.8 | 23.8 | 23.8 | 23.8 | 23.8 | 23.8 | 23.8 | 23.8 | 23.8 | 23.8 | 23.8 | 23.8 | 23.8 | 23.8 | 23.8 | 23.8 | 23.8 | 23.8 | 23.8 | 23.8 | 23.8 | 23.8 | 23.8 | 23.8 | 23.8 | 23.8 | 23.8 | 23.8 | 23.8 | 23.8 | 23.8 | 23.8 | 23.8 | 23.8 | 23.8 | 23.8 | 23.8 | 23.8 | 23.8 | 23.8 | 23.8 | 23.8 | 23.8 | 23.8 | 23.8 | 23.8 | 23.8 | 23.8 | 23.8 | 23.8 | 23.8 | 23.8 | 23.8 | 23.8 | 23.8 | 23.8 | 23.8 | 23.8 | 23.8 | 23.8 | 23.8 | 23.8 | 23.8 | 23.8 | 23.8 | 23.8 | 23.8 | 23.8 | 23.8 | 23.8 | 23.8 | 23.8 | 23.8 | 23.8 | 23.8 | 23.8 | 23.8 | 23.8 | 23.8 | 23.8 | 23.8 | 23.8 | 23.8 | 23.8 | 23.8 | 23.8 | 23.8 | 23.8 | 23.8 | 23.8 | 23.8 | 23.8 | 23.8 | 23.8 | 23.8
| K | 2.1 | 2.1 | 2.1 | 2.1 | 2.1 | 2.1 | 2.1 | 2.1 | 2.1 | 2.1 | 2.1 | 2.1 | 2.1 | 2.1 | 2.1 | 2.1 | 2.1 | 2.1 | 2.1 | 2.1 | 2.1 | 2.1 | 2.1 | 2.1 | 2.1 | 2.1 | 2.1 | 2.1 | 2.1 | 2.1 | 2.1 | 2.1 | 2.1 | 2.1 | 2.1 | 2.1 | 2.1 | 2.1 | 2.1 | 2.1 | 2.1 | 2.1 | 2.1 | 2.1 | 2.1 | 2.1 | 2.1 | 2.1 | 2.1 | 2.1 | 2.1 | 2.1 | 2.1 | 2.1 | 2.1 | 2.1 | 2.1 | 2.1 | 2.1 | 2.1 | 2.1 | 2.1 | 2.1 | 2.1 | 2.1 | 2.1 | 2.1 | 2.1 | 2.1 | 2.1 | 2.1 | 2.1 | 2.1 | 2.1 | 2.1 | 2.1 | 2.1 | 2.1 | 2.1 | 2.1 | 2.1 | 2.1 | 2.1 | 2.1 | 2.1 | 2.1 | 2.1 | 2.1 | 2.1 | 2.1 | 2.1 | 2.1 | 2.1 | 2.1 | 2.1 | 2.1 | 2.1 | 2.1 | 2.1 | 2.1 | 2.1 | 2.1 | 2.1 | 2.1 | 2.1 | 2.1 | 2.1 | 2.1 | 2.1 | 2.1 | 2.1 | 2.1 | 2.1 | 2.1 | 2.1 | 2.1 | 2.1 | 2.1 | 2.1 | 2.1 | 2.1 | 2.1 | 2.1 | 2.1 | 2.1 | 2.1 | 2.1 | 2.1 | 2.1 | 2.1 | 2.1 | 2.1 | 2.1 | 2.1 | 2.1 | 2.1 | 2.1 | 2.1 | 2.1 | 2.1 | 2.1 | 2.1 | 2.1 | 2.1 | 2.1 | 2.1 | 2.1 | 2.1 | 2.1 | 2.1 | 2.1 | 2.1 | 2.1 | 2.1 | 2.1 | 2.1 | 2.1 | 2.1 | 2.1 | 2.1 | 2.1 | 2.1 | 2.1 | 2.1 | 2.1 | 2.1 | 2.1 | 2.1 | 2.1 | 2.1 | 2.1 | 2.1 | 2.1 | 2.1 | 2.1 | 2.1 | 2.1 | 2.1 | 2.1 | 2.1 | 2.1 | 2.1 | 2.1 | 2.1 | 2.1 | 2.1 | 2.1 | 2.1 | 2.1 | 2.1 | 2.1 | 2.1 | 2.1 | 2.1 | 2.1 | 2.1 | 2.1 | 2.1 | 2.1 | 2.1 | 2.1 | 2.1 | 2.1 | 2.1 | 2.1 | 2.1 | 2.1 | 2.1 | 2.1 | 2.1 | 2.1 | 2.1 | 2.1 | 2.1 | 2.1 | 2.1 | 2.1 | 2.1 | 2.1 | 2.1 | 2.1 | 2.1 | 2.1 | 2.1 | 2.1 | 2.1 | 2.1 | 2.1 | 2.1 | 2.1 | 2.1 | 2.1 | 2.1 | 2.1 | 2.1 | 2.1 | 2.1 | 2.1 | 2.1 | 2.1 | 2.1 | 2.1 | 2.1 | 2.1 | 2.1 | 2.1 | 2.1 | 2.1 | 2.1 | 2.1 | 2.1 | 2.1 | 2.1 | 2.1