## Instructions
Project: |  | NYISO Demand Curve Reset 2020
Date: |  | 2020-09-01
Worksheet: |  | Instructions
NYISO Net EAS Revenues Fossil Model: Results Tables
Instructions
Using the Results Tables
The results tables allow users to view several breakdowns of data from their model runs in a user-friendly fashion. There are three tables:
Yearly_Revs: displays the average annual revenues ($/kW-yr), operating hours, and start counts over the three-year period.
Oil_v_Gas_Operation: displays total energy revenues ($/kW-yr) and operating hours by fuel type for each year.
DAM_v_RTD_CoOpt:displays total operating hours and energy revenues ($/kW-yr) for each year by day-ahead commitment (energy/reserve/none) and real-time dispatch decision (energy/reserve/buyout/limited/none).
Each table is set up to display the results for one unit in one case at a time. Users can select different cases and units from their model outputs to view.
Viewing Data:
Each of the three results tables has the following toggle box:
Case: users should type into this field the case ID that correspondents to the case they would like to examine. (See the Individual_Case_Specs sheet found in your Run Specifications.xlsx input workbook and your Diagnostic Tables output workbook to check these.) Case IDs must be unique for each case, or the tables may not pull in the correct data.
Unit: users should select in this field the unit that they would like to examine. (Unit codes used in the Individual_Case_Specs sheet found in your Run Specifications.xlsx workbook and your Diagnostic Tables output workbook are included in parentheses.)
The results tables for that sheet will update automatically to reflect the case and unit you specify. Note that the tables will not provide correct data if you specify a unit that is not in the case selected, or if you input a case that is not in the data in the backup sheets (see Updating Data below).
Updating Data: to view data from a new run …
1. Delete all data in the three backup sheets: "3Yr_Avg_$kWYr", "DAMvRTD_$kWYr", "FuelType_EngOnly_$kWYr"
2. Paste into these worksheets the contents of the corresponding sheets in your run's Diagnostic Tables workbook

## Yearly_Revs
User Toggles
|  |  | Case | dualfuel_SCR | <-- Users should insert a case ID
|  |  | Unit | GE HA.02 25ppm (j25) | <-- Users should select a unit to view
| Unit | j25
| Sheet | 3Yr_Avg_$kWYr | NYISO Demand Curve Reset 2021/2022 Capability Year
| Gas_Only_Toggle | No | Final Net EAS Revenues Yearly Summary
| SCR_Toggle | Yes | GE HA.02 25ppm
| Unit Exists in Case | Yes | Dual Fuel with SCR
|  |  | Load Zone |  | Annual Average Net EAS Revenues ($/kW-year) | Annual Average Run Hours | Annual Average Unit Starts | Annual Average Hours per Start
[5 empty] | Avg.Profit.per.kWyr | Avg.Hour.Count | Avg.Start.Count
Shown | Zone | C | C | Central | 8.2784 | 79.6667 | 14.6667 | 5.4318
Shown | Zone | F | F | Capital | 15.57 | 177.6667 | 15.6667 | 11.3404
Shown | Zone | G1 | G | Hudson Valley (Dutchess) | 30.2399 | 146.6667 | 8.6667 | 16.9231
Shown | Zone | G2 | G | Hudson Valley (Rockland) | 30.2399 | 146.6667 | 8.6667 | 16.9231
Shown | Zone | J | J | New York City | 31.4555 | 156 | 10 | 15.6
Shown | Zone | K | K | Long Island | 40.7602 | 287 | 37 | 7.7568
Notes:
[1] Net EAS Revenues are in $2019.
[2] Assumes a $2.04/kW-year VSS revenues adder for all CT units and a $5.53/kW-year VSS & ancillary services revenues adder for all CC units, based on settlement data provided by NYISO.
[3] Run-time limits were applied based on New Source Performance Standards. All units with SCRs were limited to 3066 hours of runtime in each modeled year (September 1, 2017 to August 31, 2018; September 1, 2018 to August 31, 2019; September 1, 2019 to August 31, 2020). All units without SCRs were limited to 200,000 lbs of NOx emissions in each modeled year.
[4] Gas-only units are modeled only for zones C, F, and G. Units without SCRs are modeled only for zones C, F, and the Dutchess portion of zone G.
Note: reference prices are calculated using fuel and emissions price data from S&P Global Market Intelligence that is not publicly releasable. The figures in this workbook reflect results calculated using placeholder data. See the Price and Cost Input Data.xlsx workbook for information on how to update.

## Oil_v_Gas Operation
User Toggles
|  |  | Case | dualfuel_SCR | <-- Users should insert a case ID
|  |  | Unit | GE HA.02 25ppm (j25) | <-- Users should select a unit to view
| Unit | j25
| Sheet | FuelType_EngOnly_$kWYr | NYISO Demand Curve Reset 2021/2022 Capability Year
| Gas_Only_Toggle | No | Gas vs. Oil Operations: Hours & Energy Revenues
| SCR_Toggle | Yes | GE HA.02 25ppm
| Unit Exists in Case | Yes | Dual Fuel with SCR
[5 empty] | 1 | 1 | 1 | 1 | 1 | 1
[5 empty] | Gas | Oil |  | Gas | Oil
September, 2017 - August, 2018
[5 empty] | Run-Time Hours |  |  | Net Energy Revenues ($/kW-year)
|  |  | Load Zone |  | Gas | Oil | Total | Gas | Oil | Total
[5 empty] | Energy.Hours | Energy.Hours | Energy.Hours | Energy.Profit.per.kWyr | Energy.Profit.per.kWyr | Energy.Profit.per.kWyr
Shown | Zone | C | C | Central | 16 | 0 | 16 | 1.3758 | 0 | 1.3758
Shown | Zone | F | F | Capital | 25 | 0 | 25 | 2.2882 | 0 | 2.2882
Shown | Zone | G1 | G | Hudson Valley (Dutchess) | 10 | 0 | 10 | 0.47486 | 0 | 0.47486
Shown | Zone | G2 | G | Hudson Valley (Rockland) | 10 | 0 | 10 | 0.47486 | 0 | 0.47486
Shown | Zone | J | J | New York City | 31 | 0 | 31 | 0.80675 | 0 | 0.80675
Shown | Zone | K | K | Long Island | 121 | 0 | 121 | 5.766 | 0 | 5.766
[5 empty] | 2 | 2 | 2 | 2 | 2 | 2
September, 2018 - August, 2019
[5 empty] | Run-Time Hours |  |  | Net Energy Revenues ($/kW-year)
|  |  | Load Zone |  | Gas | Oil | Total | Gas | Oil | Total
Shown | Zone | C | C | Central | 202 | 0 | 202 | 11.0662 | 0 | 11.0662
Shown | Zone | F | F | Capital | 449 | 0 | 449 | 26.5954 | 0 | 26.5954
Shown | Zone | G1 | G | Hudson Valley (Dutchess) | 388 | 0 | 388 | 19.9938 | 0 | 19.9938
Shown | Zone | G2 | G | Hudson Valley (Rockland) | 388 | 0 | 388 | 19.9938 | 0 | 19.9938
Shown | Zone | J | J | New York City | 393 | 0 | 393 | 22.2262 | 0 | 22.2262
Shown | Zone | K | K | Long Island | 561 | 0 | 561 | 35.6165 | 0 | 35.6165
[5 empty] | 3 | 3 | 3 | 3 | 3 | 3
September, 2019 - August, 2020
[5 empty] | Run-Time Hours |  |  | Net Energy Revenues ($/kW-year)
|  |  | Load Zone |  | Gas | Oil | Total | Gas | Oil | Total
Shown | Zone | C | C | Central | 21 | 0 | 21 | 2.611 | 0 | 2.611
Shown | Zone | F | F | Capital | 59 | 0 | 59 | 4.1974 | 0 | 4.1974
Shown | Zone | G1 | G | Hudson Valley (Dutchess) | 42 | 0 | 42 | 0.77423 | 0 | 0.77423
Shown | Zone | G2 | G | Hudson Valley (Rockland) | 42 | 0 | 42 | 0.77423 | 0 | 0.77423
Shown | Zone | J | J | New York City | 44 | 0 | 44 | 1.3105 | 0 | 1.3105
Shown | Zone | K | K | Long Island | 179 | 0 | 179 | 10.8083 | 0 | 10.8083
Notes:
[1] Net EAS Revenues are in 2019$.
[2] Results do not assume a $2.04/kW-year VSS revenues adder for all CT units and a $5.53/kW-year VSS & ancillary services revenues adder for all CC units.
[3] Run-time limits were applied based on New Source Performance Standards. All units with SCRs were limited to 3066 hours of runtime in each modeled year (September 1, 2017 to August 31, 2018; September 1, 2018 to August 31, 2019; September 1, 2019 to August 31, 2020). All units without SCRs were limited to 200,000 lbs of NOx emissions in each modeled year.
[4] Gas-only units are modeled only for zones C, F, and G. Units without SCRs are modeled only for zones C, F, and the Dutchess portion of zone G.
Note: reference prices are calculated using fuel and emissions price data from S&P Global Market Intelligence that is not publicly releasable. The figures in this workbook reflect results calculated using placeholder data. See the Price and Cost Input Data.xlsx workbook for information on how to update.

## DAM_v_RTD_CoOptimization
User Toggles
|  |  | Case | dualfuel_SCR | <-- Users should insert a case ID
|  |  | Unit | GE HA.02 25ppm (j25) | <-- Users should select a unit to view
| Unit | j25 | NYISO Demand Curve Reset 2021/2022 Capability Year
| Sheet | DAMvRTD_$kWYr | Day-Ahead Commitments vs. Real-Time Dispatch: Hours & Revenues
| Gas_Only_Toggle | No | GE HA.02 25ppm
| SCR_Toggle | Yes | Dual Fuel with SCR
| Unit Exists in Case | Yes
[5 empty] | Energy | Energy | Energy | Energy | Reserve | Reserve | Reserve | Reserve | None | None | None | None
[5 empty] | Energy.Hours | Reserve.Hours | Buyout.Hours | Limited.Hours | Energy.Hours | Reserve.Hours | Buyout.Hours | Limited.Hours | Energy.Hours | Reserve.Hours | None.Hours | Limited.Hours
[5 empty] | 1 | 1 | 1 | 1 | 1 | 1 | 1 | 1 | 1 | 1 | 1 | 1
Run Hours September, 2017 - August, 2018
|  |  | Day-Ahead Commitment |  | Energy |  |  |  | Reserve |  |  |  | None |  |  |  | Total
|  |  | Real-Time Dispatch |  | Energy | Reserve | Buyout | Limited | Energy | Reserve | Buyout | Limited | Energy | Reserve | None | Limited
Shown | Zone | C | C | Central | 0 | 0 | 0 | 0 | 11 | 25 | 384 | 0 | 5 | 20 | 8315 | 0 | 8760
Shown | Zone | F | F | Capital | 0 | 0 | 44 | 0 | 3 | 30 | 214 | 0 | 22 | 29 | 8418 | 0 | 8760
Shown | Zone | G1 | G | Hudson Valley (Dutchess) | 0 | 0 | 0 | 0 | 10 | 91 | 8646 | 0 | 0 | 0 | 13 | 0 | 8760
Shown | Zone | G2 | G | Hudson Valley (Rockland) | 0 | 0 | 0 | 0 | 10 | 91 | 8646 | 0 | 0 | 0 | 13 | 0 | 8760
Shown | Zone | J | J | NYC | 17 | 0 | 0 | 0 | 14 | 90 | 8626 | 0 | 0 | 0 | 13 | 0 | 8760
Shown | Zone | K | K | Long Island | 64 | 0 | 14 | 0 | 57 | 74 | 8538 | 0 | 0 | 0 | 13 | 0 | 8760
[5 empty] | 2 | 2 | 2 | 2 | 2 | 2 | 2 | 2 | 2 | 2 | 2 | 2
Run Hours September, 2018 - August, 2019
|  |  | Day-Ahead Commitment |  | Energy |  |  |  | Reserve |  |  |  | None |  |  |  | Total
|  |  | Real-Time Dispatch |  | Energy | Reserve | Buyout | Limited | Energy | Reserve | Buyout | Limited | Energy | Reserve | None | Limited
Shown | Zone | C | C | Central | 142 | 0 | 25 | 0 | 10 | 29 | 98 | 0 | 50 | 30 | 8376 | 0 | 8760
Shown | Zone | F | F | Capital | 404 | 0 | 4 | 0 | 3 | 40 | 128 | 0 | 42 | 37 | 8102 | 0 | 8760
Shown | Zone | G1 | G | Hudson Valley (Dutchess) | 358 | 0 | 23 | 0 | 30 | 183 | 8140 | 0 | 0 | 0 | 26 | 0 | 8760
Shown | Zone | G2 | G | Hudson Valley (Rockland) | 358 | 0 | 23 | 0 | 30 | 183 | 8140 | 0 | 0 | 0 | 26 | 0 | 8760
Shown | Zone | J | J | NYC | 373 | 0 | 17 | 0 | 20 | 182 | 8140 | 0 | 0 | 0 | 28 | 0 | 8760
Shown | Zone | K | K | Long Island | 468 | 0 | 15 | 0 | 93 | 151 | 8007 | 0 | 0 | 0 | 26 | 0 | 8760
[5 empty] | 3 | 3 | 3 | 3 | 3 | 3 | 3 | 3 | 3 | 3 | 3 | 3
Run Hours September, 2019 - August, 2020
|  |  | Day-Ahead Commitment |  | Energy |  |  |  | Reserve |  |  |  | None |  |  |  | Total
|  |  | Real-Time Dispatch |  | Energy | Reserve | Buyout | Limited | Energy | Reserve | Buyout | Limited | Energy | Reserve | None | Limited
Shown | Zone | C | C | Central | 5 | 0 | 16 | 0 | 0 | 0 | 12 | 0 | 16 | 46 | 8665 | 0 | 8760
Shown | Zone | F | F | Capital | 31 | 0 | 42 | 0 | 0 | 24 | 67 | 0 | 28 | 65 | 8503 | 0 | 8760
Shown | Zone | G1 | G | Hudson Valley (Dutchess) | 31 | 0 | 28 | 0 | 11 | 214 | 8466 | 0 | 0 | 0 | 10 | 0 | 8760
Shown | Zone | G2 | G | Hudson Valley (Rockland) | 31 | 0 | 28 | 0 | 11 | 214 | 8466 | 0 | 0 | 0 | 10 | 0 | 8760
Shown | Zone | J | J | NYC | 37 | 0 | 40 | 0 | 7 | 256 | 8409 | 0 | 0 | 0 | 11 | 0 | 8760
Shown | Zone | K | K | Long Island | 124 | 0 | 42 | 0 | 55 | 198 | 8333 | 0 | 0 | 0 | 8 | 0 | 8760
[5 empty] | Energy.Profit.per.kWYr | Reserve.Profit.per.kWYr | Buyout.Profit.per.kWYr | Limited.Profit.per.kWYr | Energy.Profit.per.kWYr | Reserve.Profit.per.kWYr | Buyout.Profit.per.kWYr | Limited.Profit.per.kWYr | Energy.Profit.per.kWYr | Reserve.Profit.per.kWYr | Buyout.Profit.per.kWYr | Limited.Profit.per.kWYr
Net EAS Revenues September, 2017 - August, 2018
|  |  | Day-Ahead Commitment |  | Energy |  |  |  | Reserve |  |  |  | None |  |  |  | Total | Total with Adders (VSS, AS)
|  |  | Real-Time Dispatch |  | Energy | Reserve | Buyout | Limited | Energy | Reserve | Buyout | Limited | Energy | Reserve | None | Limited
Shown | Zone | C | C | Central | 0 | 0 | 0 | 0 | 0.41803 | 0.084819 | 0.39148 | 0 | 0.95775 | 0.24868 | 0 | 0 | 2.1007 | 4.1407
Shown | Zone | F | F | Capital | 0 | 0 | 0.84337 | 0 | 0.022774 | 0.17466 | 0.65066 | 0 | 2.2654 | 0.55457 | 0 | 0 | 4.5114 | 6.5514
Shown | Zone | G1 | G | Hudson Valley (Dutchess) | 0 | 0 | 0 | 0 | 0.47486 | 0.61185 | 22.1654 | 0 | 0 | 0 | 0 | 0 | 23.2521 | 25.2921
Shown | Zone | G2 | G | Hudson Valley (Rockland) | 0 | 0 | 0 | 0 | 0.47486 | 0.61185 | 22.1654 | 0 | 0 | 0 | 0 | 0 | 23.2521 | 25.2921
Shown | Zone | J | J | NYC | 0.22655 | 0 | 0 | 0 | 0.5802 | 0.59366 | 21.778 | 0 | 0 | 0 | 0 | 0 | 23.1784 | 25.2184
Shown | Zone | K | K | Long Island | 2.1958 | 0 | 0.81246 | 0 | 3.5701 | 0.41932 | 22.0706 | 0 | 0 | 0 | 0 | 0 | 29.0683 | 31.1083
Net EAS Revenues September, 2018 - August, 2019
|  |  | Day-Ahead Commitment |  | Energy |  |  |  | Reserve |  |  |  | None |  |  |  | Total | Total with Adders (VSS, AS)
|  |  | Real-Time Dispatch |  | Energy | Reserve | Buyout | Limited | Energy | Reserve | Buyout | Limited | Energy | Reserve | None | Limited
Shown | Zone | C | C | Central | 8.2934 | 0 | 0.8702 | 0 | 0.89891 | 0.10176 | 0.16697 | 0 | 1.8739 | 0.53831 | 0 | 0 | 12.7434 | 14.7834
Shown | Zone | F | F | Capital | 24.6564 | 0 | 0.035989 | 0 | 0.024853 | 0.30852 | 0.46706 | 0 | 1.9141 | 0.58703 | 0 | 0 | 27.994 | 30.034
Shown | Zone | G1 | G | Hudson Valley (Dutchess) | 19.1186 | 0 | 0.56263 | 0 | 0.87517 | 1.1023 | 19.3547 | 0 | 0 | 0 | 0 | 0 | 41.0133 | 43.0533
Shown | Zone | G2 | G | Hudson Valley (Rockland) | 19.1186 | 0 | 0.56263 | 0 | 0.87517 | 1.1023 | 19.3547 | 0 | 0 | 0 | 0 | 0 | 41.0133 | 43.0533
Shown | Zone | J | J | NYC | 21.4677 | 0 | 0.33875 | 0 | 0.75843 | 1.0603 | 19.0499 | 0 | 0 | 0 | 0 | 0 | 42.6751 | 44.7151
Shown | Zone | K | K | Long Island | 28.8211 | 0 | 0.78384 | 0 | 6.7955 | 0.67606 | 19.0995 | 0 | 0 | 0 | 0 | 0 | 56.176 | 58.216
Net EAS Revenues September, 2019 - August, 2020
|  |  | Day-Ahead Commitment |  | Energy |  |  |  | Reserve |  |  |  | None |  |  |  | Total | Total with Adders (VSS, AS)
|  |  | Real-Time Dispatch |  | Energy | Reserve | Buyout | Limited | Energy | Reserve | Buyout | Limited | Energy | Reserve | None | Limited
Shown | Zone | C | C | Central | 0.046629 | 0 | 0.46279 | 0 | 0 | 0 | 0.01624 | 0 | 2.5643 | 0.78112 | 0 | 0 | 3.8711 | 5.9111
Shown | Zone | F | F | Capital | 0.63085 | 0 | 1.9551 | 0 | 0 | 0.14356 | 0.17008 | 0 | 3.5665 | 1.6186 | 0 | 0 | 8.0847 | 10.1247
Shown | Zone | G1 | G | Hudson Valley (Dutchess) | 0.49069 | 0 | 1.0408 | 0 | 0.28354 | 1.0107 | 17.5085 | 0 | 0 | 0 | 0 | 0 | 20.3343 | 22.3743
Shown | Zone | G2 | G | Hudson Valley (Rockland) | 0.49069 | 0 | 1.0408 | 0 | 0.28354 | 1.0107 | 17.5085 | 0 | 0 | 0 | 0 | 0 | 20.3343 | 22.3743
Shown | Zone | J | J | NYC | 0.43734 | 0 | 1.6821 | 0 | 0.87318 | 1.343 | 18.0573 | 0 | 0 | 0 | 0 | 0 | 22.393 | 24.433
Shown | Zone | K | K | Long Island | 3.8565 | 0 | 1.4709 | 0 | 6.9518 | 0.87841 | 17.7586 | 0 | 0 | 0 | 0 | 0 | 30.9163 | 32.9563
Notes:
[1] Net EAS Revenues are in 2019$.
[2] Assumes a $2.04/kW-year VSS revenues adder for all CT units and a $5.53/kW-year VSS & ancillary services revenues adder for all CC units, based on settlement data provided by NYISO.
[3] Run-time limits were applied based on New Source Performance Standards. All units with SCRs were limited to 3066 hours of runtime in each modeled year (September 1, 2017 to August 31, 2018; September 1, 2018 to August 31, 2019; September 1, 2019 to August 31, 2020). All units without SCRs were limited to 200,000 lbs of NOx emissions in each modeled year.
[4] For each hour, a unit is committed via day-ahead then dispatched in real time.
[5] "Limited" hours are hours in which a unit would schedule to dispatch energy but does not to avoid exceeding environmental runtime limitatoins for the model year. Units in these hours may earn reserve revenues if it is profitable to do so.
[6] CC units reserve provision is not modeled, and CC units are not affected by environmental runtime limits.
[7] Gas-only units are modeled only for zones C, F, and G. Units without SCRs are modeled only for zones C, F, and the Dutchess portion of zone G.
Note: reference prices are calculated using fuel and emissions price data from S&P Global Market Intelligence that is not publicly releasable. The figures in this workbook reflect results calculated using placeholder data. See the Price and Cost Input Data.xlsx workbook for information on how to update.

## 3Yr_Avg_$kWYr
Case | Unit | Area | Zone | Capacity_Zone | Avg.Profit.per.kWyr | Avg.Hour.Count | Avg.Start.Count | Start_Date | SCR_Toggle | Gas_Only_Toggle | Price_Cost_Inputs | Technical_Inputs
dualfuel_SCR | j25 | C | CENTRL | ROS | 6.2384 | 79.6667 | 14.6667 | 2016-09-01 | Yes | No | [Default] | [Default]
dualfuel_SCR | j25 | F | CAPITL | ROS | 13.53 | 177.6667 | 15.6667 | 2016-09-01 | Yes | No | [Default] | [Default]
dualfuel_SCR | j25 | G1 | HUD VL | HV | 28.1999 | 146.6667 | 8.6667 | 2016-09-01 | Yes | No | [Default] | [Default]
dualfuel_SCR | j25 | G2 | HUD VL | HV | 28.1999 | 146.6667 | 8.6667 | 2016-09-01 | Yes | No | [Default] | [Default]
dualfuel_SCR | j25 | J | N.Y.C. | NYC | 29.4155 | 156 | 10 | 2016-09-01 | Yes | No | [Default] | [Default]
dualfuel_SCR | j25 | K | LONGIL | LI | 38.7202 | 287 | 37 | 2016-09-01 | Yes | No | [Default] | [Default]
dualfuel_SCR | f | C | CENTRL | ROS | 6.1931 | 81 | 18 | 2016-09-01 | Yes | No | [Default] | [Default]
dualfuel_SCR | f | F | CAPITL | ROS | 11.6913 | 177 | 19.6667 | 2016-09-01 | Yes | No | [Default] | [Default]
dualfuel_SCR | f | G1 | HUD VL | HV | 26.5845 | 151.3333 | 18.3333 | 2016-09-01 | Yes | No | [Default] | [Default]
dualfuel_SCR | f | G2 | HUD VL | HV | 26.5845 | 151.3333 | 18.3333 | 2016-09-01 | Yes | No | [Default] | [Default]
dualfuel_SCR | f | J | N.Y.C. | NYC | 27.5198 | 154.3333 | 20.6667 | 2016-09-01 | Yes | No | [Default] | [Default]
dualfuel_SCR | f | K | LONGIL | LI | 37.5533 | 291.6667 | 46.6667 | 2016-09-01 | Yes | No | [Default] | [Default]
dualfuel_SCR | aero | C | CENTRL | ROS | 6.7877 | 102.3333 | 40.6667 | 2016-09-01 | Yes | No | [Default] | [Default]
dualfuel_SCR | aero | F | CAPITL | ROS | 12.2157 | 194.3333 | 42.3333 | 2016-09-01 | Yes | No | [Default] | [Default]
dualfuel_SCR | aero | G1 | HUD VL | HV | 27.1176 | 156.6667 | 34.6667 | 2016-09-01 | Yes | No | [Default] | [Default]
dualfuel_SCR | aero | G2 | HUD VL | HV | 27.1176 | 156.6667 | 34.6667 | 2016-09-01 | Yes | No | [Default] | [Default]
dualfuel_SCR | aero | J | N.Y.C. | NYC | 28.1915 | 158 | 35 | 2016-09-01 | Yes | No | [Default] | [Default]
dualfuel_SCR | aero | K | LONGIL | LI | 37.7746 | 284 | 69 | 2016-09-01 | Yes | No | [Default] | [Default]
dualfuel_noSCR | j15 | C | CENTRL | ROS | 6.1586 | 79.6667 | 14.6667 | 2016-09-01 | No | No | [Default] | [Default]
dualfuel_noSCR | j15 | F | CAPITL | ROS | 13.4799 | 176 | 14.6667 | 2016-09-01 | No | No | [Default] | [Default]
dualfuel_noSCR | j15 | G1 | HUD VL | HV | 28.1751 | 143.3333 | 7.3333 | 2016-09-01 | No | No | [Default] | [Default]
dualfuel_noSCR | f | C | CENTRL | ROS | 6.2456 | 81.6667 | 18 | 2016-09-01 | No | No | [Default] | [Default]
dualfuel_noSCR | f | F | CAPITL | ROS | 11.8354 | 175.3333 | 19 | 2016-09-01 | No | No | [Default] | [Default]
dualfuel_noSCR | f | G1 | HUD VL | HV | 26.6652 | 156 | 19.3333 | 2016-09-01 | No | No | [Default] | [Default]
gasonly_SCR | j25 | C | CENTRL | ROS | 6.2384 | 79.6667 | 14.6667 | 2016-09-01 | Yes | Yes | [Default] | [Default]
gasonly_SCR | j25 | F | CAPITL | ROS | 13.53 | 177.6667 | 15.6667 | 2016-09-01 | Yes | Yes | [Default] | [Default]
gasonly_SCR | j25 | G1 | HUD VL | HV | 28.1999 | 146.6667 | 8.6667 | 2016-09-01 | Yes | Yes | [Default] | [Default]
gasonly_SCR | j25 | G2 | HUD VL | HV | 28.1999 | 146.6667 | 8.6667 | 2016-09-01 | Yes | Yes | [Default] | [Default]
gasonly_SCR | f | C | CENTRL | ROS | 6.1931 | 81 | 18 | 2016-09-01 | Yes | Yes | [Default] | [Default]
gasonly_SCR | f | F | CAPITL | ROS | 11.6913 | 177 | 19.6667 | 2016-09-01 | Yes | Yes | [Default] | [Default]
gasonly_SCR | f | G1 | HUD VL | HV | 26.5845 | 151.3333 | 18.3333 | 2016-09-01 | Yes | Yes | [Default] | [Default]
gasonly_SCR | f | G2 | HUD VL | HV | 26.5845 | 151.3333 | 18.3333 | 2016-09-01 | Yes | Yes | [Default] | [Default]
gasonly_SCR | aero | C | CENTRL | ROS | 6.7877 | 102.3333 | 40.6667 | 2016-09-01 | Yes | Yes | [Default] | [Default]
gasonly_SCR | aero | F | CAPITL | ROS | 12.2157 | 194.3333 | 42.3333 | 2016-09-01 | Yes | Yes | [Default] | [Default]
gasonly_SCR | aero | G1 | HUD VL | HV | 27.1176 | 156.6667 | 34.6667 | 2016-09-01 | Yes | Yes | [Default] | [Default]
gasonly_SCR | aero | G2 | HUD VL | HV | 27.1176 | 156.6667 | 34.6667 | 2016-09-01 | Yes | Yes | [Default] | [Default]
gasonly_noSCR | j15 | C | CENTRL | ROS | 6.1586 | 79.6667 | 14.6667 | 2016-09-01 | No | Yes | [Default] | [Default]
gasonly_noSCR | j15 | F | CAPITL | ROS | 13.4799 | 176 | 14.6667 | 2016-09-01 | No | Yes | [Default] | [Default]
gasonly_noSCR | j15 | G1 | HUD VL | HV | 28.1751 | 143.3333 | 7.3333 | 2016-09-01 | No | Yes | [Default] | [Default]
gasonly_noSCR | f | C | CENTRL | ROS | 6.2456 | 81.6667 | 18 | 2016-09-01 | No | Yes | [Default] | [Default]
gasonly_noSCR | f | F | CAPITL | ROS | 11.8354 | 175.3333 | 19 | 2016-09-01 | No | Yes | [Default] | [Default]
gasonly_noSCR | f | G1 | HUD VL | HV | 26.6652 | 156 | 19.3333 | 2016-09-01 | No | Yes | [Default] | [Default]
dualfuel_CC_SCR | ccj | C | CENTRL | ROS | 9.9404 | 155 | 12.6667 | 2016-09-01 | Yes | No | [Default] | [Default]
dualfuel_CC_SCR | ccj | F | CAPITL | ROS | 20.9725 | 297.3333 | 15.3333 | 2016-09-01 | Yes | No | [Default] | [Default]
dualfuel_CC_SCR | ccj | G1 | HUD VL | HV | 17.4843 | 274.6667 | 16.3333 | 2016-09-01 | Yes | No | [Default] | [Default]
dualfuel_CC_SCR | ccj | G2 | HUD VL | HV | 17.4843 | 274.6667 | 16.3333 | 2016-09-01 | Yes | No | [Default] | [Default]
dualfuel_CC_SCR | ccj | J | N.Y.C. | NYC | 19.1473 | 274.6667 | 16.6667 | 2016-09-01 | Yes | No | [Default] | [Default]
dualfuel_CC_SCR | ccj | K | LONGIL | LI | 35.5015 | 533 | 44 | 2016-09-01 | Yes | No | [Default] | [Default]
gasonly_CC_SCR | ccj | C | CENTRL | ROS | 9.9404 | 155 | 12.6667 | 2016-09-01 | Yes | Yes | [Default] | [Default]
gasonly_CC_SCR | ccj | F | CAPITL | ROS | 20.9725 | 297.3333 | 15.3333 | 2016-09-01 | Yes | Yes | [Default] | [Default]
gasonly_CC_SCR | ccj | G1 | HUD VL | HV | 17.4843 | 274.6667 | 16.3333 | 2016-09-01 | Yes | Yes | [Default] | [Default]
gasonly_CC_SCR | ccj | G2 | HUD VL | HV | 17.4843 | 274.6667 | 16.3333 | 2016-09-01 | Yes | Yes | [Default] | [Default]

## DAMvRTD_$kWYr
Case | Unit | Area | Zone | Capacity_Zone | Model.Year | DAM.Commit | Energy.Profit.per.kWyr | Energy.Hours | Reserve.Profit.per.kWyr | Reserve.Hours | Buyout.Profit.per.kWyr | Buyout.Hours | Limited.Profit.per.kWyr | Limited.Hours | None.Profit.per.kWyr | None.Hours | Start_Date | SCR_Toggle | Gas_Only_Toggle | Price_Cost_Inputs | Technical_Inputs
dualfuel_SCR | j25 | C | CENTRL | ROS | 1 | None | 0.95775 | 5 | 0.24868 | 20 | 0 | 0 | 0 | 0 | 0 | 8315 | 2016-09-01 | Yes | No | [Default] | [Default]
dualfuel_SCR | j25 | C | CENTRL | ROS | 1 | Reserve | 0.41803 | 11 | 0.084819 | 25 | 0.39148 | 384 | 0 | 0 | 0 | 0 | 2016-09-01 | Yes | No | [Default] | [Default]
dualfuel_SCR | j25 | C | CENTRL | ROS | 2 | Energy | 8.2934 | 142 | 0 | 0 | 0.8702 | 25 | 0 | 0 | 0 | 0 | 2016-09-01 | Yes | No | [Default] | [Default]
dualfuel_SCR | j25 | C | CENTRL | ROS | 2 | None | 1.8739 | 50 | 0.53831 | 30 | 0 | 0 | 0 | 0 | 0 | 8376 | 2016-09-01 | Yes | No | [Default] | [Default]
dualfuel_SCR | j25 | C | CENTRL | ROS | 2 | Reserve | 0.89891 | 10 | 0.10176 | 29 | 0.16697 | 98 | 0 | 0 | 0 | 0 | 2016-09-01 | Yes | No | [Default] | [Default]
dualfuel_SCR | j25 | C | CENTRL | ROS | 3 | Energy | 0.046629 | 5 | 0 | 0 | 0.46279 | 16 | 0 | 0 | 0 | 0 | 2016-09-01 | Yes | No | [Default] | [Default]
dualfuel_SCR | j25 | C | CENTRL | ROS | 3 | None | 2.5643 | 16 | 0.78112 | 46 | 0 | 0 | 0 | 0 | 0 | 8665 | 2016-09-01 | Yes | No | [Default] | [Default]
dualfuel_SCR | j25 | C | CENTRL | ROS | 3 | Reserve | 0 | 0 | 0 | 0 | 0.01624 | 12 | 0 | 0 | 0 | 0 | 2016-09-01 | Yes | No | [Default] | [Default]
dualfuel_SCR | j25 | F | CAPITL | ROS | 1 | Energy | 0 | 0 | 0 | 0 | 0.84337 | 44 | 0 | 0 | 0 | 0 | 2016-09-01 | Yes | No | [Default] | [Default]
dualfuel_SCR | j25 | F | CAPITL | ROS | 1 | None | 2.2654 | 22 | 0.55457 | 29 | 0 | 0 | 0 | 0 | 0 | 8418 | 2016-09-01 | Yes | No | [Default] | [Default]
dualfuel_SCR | j25 | F | CAPITL | ROS | 1 | Reserve | 0.022774 | 3 | 0.17466 | 30 | 0.65066 | 214 | 0 | 0 | 0 | 0 | 2016-09-01 | Yes | No | [Default] | [Default]
dualfuel_SCR | j25 | F | CAPITL | ROS | 2 | Energy | 24.6564 | 404 | 0 | 0 | 0.035989 | 4 | 0 | 0 | 0 | 0 | 2016-09-01 | Yes | No | [Default] | [Default]
dualfuel_SCR | j25 | F | CAPITL | ROS | 2 | None | 1.9141 | 42 | 0.58703 | 37 | 0 | 0 | 0 | 0 | 0 | 8102 | 2016-09-01 | Yes | No | [Default] | [Default]
dualfuel_SCR | j25 | F | CAPITL | ROS | 2 | Reserve | 0.024853 | 3 | 0.30852 | 40 | 0.46706 | 128 | 0 | 0 | 0 | 0 | 2016-09-01 | Yes | No | [Default] | [Default]
dualfuel_SCR | j25 | F | CAPITL | ROS | 3 | Energy | 0.63085 | 31 | 0 | 0 | 1.9551 | 42 | 0 | 0 | 0 | 0 | 2016-09-01 | Yes | No | [Default] | [Default]
dualfuel_SCR | j25 | F | CAPITL | ROS | 3 | None | 3.5665 | 28 | 1.6186 | 65 | 0 | 0 | 0 | 0 | 0 | 8503 | 2016-09-01 | Yes | No | [Default] | [Default]
dualfuel_SCR | j25 | F | CAPITL | ROS | 3 | Reserve | 0 | 0 | 0.14356 | 24 | 0.17008 | 67 | 0 | 0 | 0 | 0 | 2016-09-01 | Yes | No | [Default] | [Default]
dualfuel_SCR | j25 | G1 | HUD VL | HV | 1 | None | 0 | 0 | 0 | 0 | 0 | 0 | 0 | 0 | 0 | 13 | 2016-09-01 | Yes | No | [Default] | [Default]
dualfuel_SCR | j25 | G1 | HUD VL | HV | 1 | Reserve | 0.47486 | 10 | 0.61185 | 91 | 22.1654 | 8646 | 0 | 0 | 0 | 0 | 2016-09-01 | Yes | No | [Default] | [Default]
dualfuel_SCR | j25 | G1 | HUD VL | HV | 2 | Energy | 19.1186 | 358 | 0 | 0 | 0.56263 | 23 | 0 | 0 | 0 | 0 | 2016-09-01 | Yes | No | [Default] | [Default]
dualfuel_SCR | j25 | G1 | HUD VL | HV | 2 | None | 0 | 0 | 0 | 0 | 0 | 0 | 0 | 0 | 0 | 26 | 2016-09-01 | Yes | No | [Default] | [Default]
dualfuel_SCR | j25 | G1 | HUD VL | HV | 2 | Reserve | 0.87517 | 30 | 1.1023 | 183 | 19.3547 | 8140 | 0 | 0 | 0 | 0 | 2016-09-01 | Yes | No | [Default] | [Default]
dualfuel_SCR | j25 | G1 | HUD VL | HV | 3 | Energy | 0.49069 | 31 | 0 | 0 | 1.0408 | 28 | 0 | 0 | 0 | 0 | 2016-09-01 | Yes | No | [Default] | [Default]
dualfuel_SCR | j25 | G1 | HUD VL | HV | 3 | None | 0 | 0 | 0 | 0 | 0 | 0 | 0 | 0 | 0 | 10 | 2016-09-01 | Yes | No | [Default] | [Default]
dualfuel_SCR | j25 | G1 | HUD VL | HV | 3 | Reserve | 0.28354 | 11 | 1.0107 | 214 | 17.5085 | 8466 | 0 | 0 | 0 | 0 | 2016-09-01 | Yes | No | [Default] | [Default]
dualfuel_SCR | j25 | G2 | HUD VL | HV | 1 | None | 0 | 0 | 0 | 0 | 0 | 0 | 0 | 0 | 0 | 13 | 2016-09-01 | Yes | No | [Default] | [Default]
dualfuel_SCR | j25 | G2 | HUD VL | HV | 1 | Reserve | 0.47486 | 10 | 0.61185 | 91 | 22.1654 | 8646 | 0 | 0 | 0 | 0 | 2016-09-01 | Yes | No | [Default] | [Default]
dualfuel_SCR | j25 | G2 | HUD VL | HV | 2 | Energy | 19.1186 | 358 | 0 | 0 | 0.56263 | 23 | 0 | 0 | 0 | 0 | 2016-09-01 | Yes | No | [Default] | [Default]
dualfuel_SCR | j25 | G2 | HUD VL | HV | 2 | None | 0 | 0 | 0 | 0 | 0 | 0 | 0 | 0 | 0 | 26 | 2016-09-01 | Yes | No | [Default] | [Default]
dualfuel_SCR | j25 | G2 | HUD VL | HV | 2 | Reserve | 0.87517 | 30 | 1.1023 | 183 | 19.3547 | 8140 | 0 | 0 | 0 | 0 | 2016-09-01 | Yes | No | [Default] | [Default]
dualfuel_SCR | j25 | G2 | HUD VL | HV | 3 | Energy | 0.49069 | 31 | 0 | 0 | 1.0408 | 28 | 0 | 0 | 0 | 0 | 2016-09-01 | Yes | No | [Default] | [Default]
dualfuel_SCR | j25 | G2 | HUD VL | HV | 3 | None | 0 | 0 | 0 | 0 | 0 | 0 | 0 | 0 | 0 | 10 | 2016-09-01 | Yes | No | [Default] | [Default]
dualfuel_SCR | j25 | G2 | HUD VL | HV | 3 | Reserve | 0.28354 | 11 | 1.0107 | 214 | 17.5085 | 8466 | 0 | 0 | 0 | 0 | 2016-09-01 | Yes | No | [Default] | [Default]
dualfuel_SCR | j25 | J | N.Y.C. | NYC | 1 | Energy | 0.22655 | 17 | 0 | 0 | 0 | 0 | 0 | 0 | 0 | 0 | 2016-09-01 | Yes | No | [Default] | [Default]
dualfuel_SCR | j25 | J | N.Y.C. | NYC | 1 | None | 0 | 0 | 0 | 0 | 0 | 0 | 0 | 0 | 0 | 13 | 2016-09-01 | Yes | No | [Default] | [Default]
dualfuel_SCR | j25 | J | N.Y.C. | NYC | 1 | Reserve | 0.5802 | 14 | 0.59366 | 90 | 21.778 | 8626 | 0 | 0 | 0 | 0 | 2016-09-01 | Yes | No | [Default] | [Default]
dualfuel_SCR | j25 | J | N.Y.C. | NYC | 2 | Energy | 21.4677 | 373 | 0 | 0 | 0.33875 | 17 | 0 | 0 | 0 | 0 | 2016-09-01 | Yes | No | [Default] | [Default]
dualfuel_SCR | j25 | J | N.Y.C. | NYC | 2 | None | 0 | 0 | 0 | 0 | 0 | 0 | 0 | 0 | 0 | 28 | 2016-09-01 | Yes | No | [Default] | [Default]
dualfuel_SCR | j25 | J | N.Y.C. | NYC | 2 | Reserve | 0.75843 | 20 | 1.0603 | 182 | 19.0499 | 8140 | 0 | 0 | 0 | 0 | 2016-09-01 | Yes | No | [Default] | [Default]
dualfuel_SCR | j25 | J | N.Y.C. | NYC | 3 | Energy | 0.43734 | 37 | 0 | 0 | 1.6821 | 40 | 0 | 0 | 0 | 0 | 2016-09-01 | Yes | No | [Default] | [Default]
dualfuel_SCR | j25 | J | N.Y.C. | NYC | 3 | None | 0 | 0 | 0 | 0 | 0 | 0 | 0 | 0 | 0 | 11 | 2016-09-01 | Yes | No | [Default] | [Default]
dualfuel_SCR | j25 | J | N.Y.C. | NYC | 3 | Reserve | 0.87318 | 7 | 1.343 | 256 | 18.0573 | 8409 | 0 | 0 | 0 | 0 | 2016-09-01 | Yes | No | [Default] | [Default]
dualfuel_SCR | j25 | K | LONGIL | LI | 1 | Energy | 2.1958 | 64 | 0 | 0 | 0.81246 | 14 | 0 | 0 | 0 | 0 | 2016-09-01 | Yes | No | [Default] | [Default]
dualfuel_SCR | j25 | K | LONGIL | LI | 1 | None | 0 | 0 | 0 | 0 | 0 | 0 | 0 | 0 | 0 | 13 | 2016-09-01 | Yes | No | [Default] | [Default]
dualfuel_SCR | j25 | K | LONGIL | LI | 1 | Reserve | 3.5701 | 57 | 0.41932 | 74 | 22.0706 | 8538 | 0 | 0 | 0 | 0 | 2016-09-01 | Yes | No | [Default] | [Default]
dualfuel_SCR | j25 | K | LONGIL | LI | 2 | Energy | 28.8211 | 468 | 0 | 0 | 0.78384 | 15 | 0 | 0 | 0 | 0 | 2016-09-01 | Yes | No | [Default] | [Default]
dualfuel_SCR | j25 | K | LONGIL | LI | 2 | None | 0 | 0 | 0 | 0 | 0 | 0 | 0 | 0 | 0 | 26 | 2016-09-01 | Yes | No | [Default] | [Default]
dualfuel_SCR | j25 | K | LONGIL | LI | 2 | Reserve | 6.7955 | 93 | 0.67606 | 151 | 19.0995 | 8007 | 0 | 0 | 0 | 0 | 2016-09-01 | Yes | No | [Default] | [Default]
dualfuel_SCR | j25 | K | LONGIL | LI | 3 | Energy | 3.8565 | 124 | 0 | 0 | 1.4709 | 42 | 0 | 0 | 0 | 0 | 2016-09-01 | Yes | No | [Default] | [Default]
dualfuel_SCR | j25 | K | LONGIL | LI | 3 | None | 0 | 0 | 0 | 0 | 0 | 0 | 0 | 0 | 0 | 8 | 2016-09-01 | Yes | No | [Default] | [Default]
dualfuel_SCR | j25 | K | LONGIL | LI | 3 | Reserve | 6.9518 | 55 | 0.87841 | 198 | 17.7586 | 8333 | 0 | 0 | 0 | 0 | 2016-09-01 | Yes | No | [Default] | [Default]
dualfuel_SCR | f | C | CENTRL | ROS | 1 | None | 1.246 | 9 | 0.26714 | 23 | 0 | 0 | 0 | 0 | 0 | 8548 | 2016-09-01 | Yes | No | [Default] | [Default]
dualfuel_SCR | f | C | CENTRL | ROS | 1 | Reserve | 0.35633 | 13 | 0.061633 | 11 | 0.21446 | 156 | 0 | 0 | 0 | 0 | 2016-09-01 | Yes | No | [Default] | [Default]
dualfuel_SCR | f | C | CENTRL | ROS | 2 | Energy | 7.6703 | 130 | 0 | 0 | 0.84534 | 26 | 0 | 0 | 0 | 0 | 2016-09-01 | Yes | No | [Default] | [Default]
dualfuel_SCR | f | C | CENTRL | ROS | 2 | None | 2.355 | 59 | 0.64341 | 39 | 0 | 0 | 0 | 0 | 0 | 8446 | 2016-09-01 | Yes | No | [Default] | [Default]
dualfuel_SCR | f | C | CENTRL | ROS | 2 | Reserve | 0.67748 | 8 | 0.091399 | 9 | 0.12692 | 43 | 0 | 0 | 0 | 0 | 2016-09-01 | Yes | No | [Default] | [Default]
dualfuel_SCR | f | C | CENTRL | ROS | 3 | Energy | 0.049343 | 4 | 0 | 0 | 0.7966 | 21 | 0 | 0 | 0 | 0 | 2016-09-01 | Yes | No | [Default] | [Default]
dualfuel_SCR | f | C | CENTRL | ROS | 3 | None | 2.7274 | 20 | 0.44501 | 33 | 0 | 0 | 0 | 0 | 0 | 8680 | 2016-09-01 | Yes | No | [Default] | [Default]
dualfuel_SCR | f | C | CENTRL | ROS | 3 | Reserve | 0 | 0 | 0 | 0 | 0.0056126 | 2 | 0 | 0 | 0 | 0 | 2016-09-01 | Yes | No | [Default] | [Default]
dualfuel_SCR | f | F | CAPITL | ROS | 1 | Energy | 0.078896 | 7 | 0 | 0 | 0.48891 | 21 | 0 | 0 | 0 | 0 | 2016-09-01 | Yes | No | [Default] | [Default]
dualfuel_SCR | f | F | CAPITL | ROS | 1 | None | 2.5605 | 28 | 0.16188 | 22 | 0 | 0 | 0 | 0 | 0 | 8618 | 2016-09-01 | Yes | No | [Default] | [Default]
dualfuel_SCR | f | F | CAPITL | ROS | 1 | Reserve | 0.12197 | 6 | 0.059153 | 10 | 0.15888 | 48 | 0 | 0 | 0 | 0 | 2016-09-01 | Yes | No | [Default] | [Default]
dualfuel_SCR | f | F | CAPITL | ROS | 2 | Energy | 22.314 | 385 | 0 | 0 | 0.21273 | 9 | 0 | 0 | 0 | 0 | 2016-09-01 | Yes | No | [Default] | [Default]
dualfuel_SCR | f | F | CAPITL | ROS | 2 | None | 2.0314 | 43 | 0.48615 | 36 | 0 | 0 | 0 | 0 | 0 | 8263 | 2016-09-01 | Yes | No | [Default] | [Default]
dualfuel_SCR | f | F | CAPITL | ROS | 2 | Reserve | 0 | 0 | 0.085402 | 9 | 0.069486 | 15 | 0 | 0 | 0 | 0 | 2016-09-01 | Yes | No | [Default] | [Default]
dualfuel_SCR | f | F | CAPITL | ROS | 3 | Energy | 0.42761 | 28 | 0 | 0 | 1.3436 | 29 | 0 | 0 | 0 | 0 | 2016-09-01 | Yes | No | [Default] | [Default]
dualfuel_SCR | f | F | CAPITL | ROS | 3 | None | 4.1114 | 34 | 0.35647 | 30 | 0 | 0 | 0 | 0 | 0 | 8637 | 2016-09-01 | Yes | No | [Default] | [Default]
dualfuel_SCR | f | F | CAPITL | ROS | 3 | Reserve | 0 | 0 | 0 | 0 | 0.0053558 | 2 | 0 | 0 | 0 | 0 | 2016-09-01 | Yes | No | [Default] | [Default]
dualfuel_SCR | f | G1 | HUD VL | HV | 1 | None | 0 | 0 | 0 | 0 | 0 | 0 | 0 | 0 | 0 | 13 | 2016-09-01 | Yes | No | [Default] | [Default]
dualfuel_SCR | f | G1 | HUD VL | HV | 1 | Reserve | 2.0157 | 22 | 0.39443 | 56 | 21.0792 | 8669 | 0 | 0 | 0 | 0 | 2016-09-01 | Yes | No | [Default] | [Default]
dualfuel_SCR | f | G1 | HUD VL | HV | 2 | Energy | 17.0665 | 335 | 0 | 0 | 0.17734 | 5 | 0 | 0 | 0 | 0 | 2016-09-01 | Yes | No | [Default] | [Default]
dualfuel_SCR | f | G1 | HUD VL | HV | 2 | None | 0 | 0 | 0 | 0 | 0 | 0 | 0 | 0 | 0 | 26 | 2016-09-01 | Yes | No | [Default] | [Default]
dualfuel_SCR | f | G1 | HUD VL | HV | 2 | Reserve | 2.0962 | 46 | 0.52746 | 91 | 16.5556 | 8257 | 0 | 0 | 0 | 0 | 2016-09-01 | Yes | No | [Default] | [Default]
dualfuel_SCR | f | G1 | HUD VL | HV | 3 | Energy | 0.39366 | 28 | 0 | 0 | 0.69676 | 18 | 0 | 0 | 0 | 0 | 2016-09-01 | Yes | No | [Default] | [Default]
dualfuel_SCR | f | G1 | HUD VL | HV | 3 | None | 0 | 0 | 0 | 0 | 0 | 0 | 0 | 0 | 0 | 10 | 2016-09-01 | Yes | No | [Default] | [Default]
dualfuel_SCR | f | G1 | HUD VL | HV | 3 | Reserve | 2.1632 | 23 | 0.2564 | 76 | 16.3312 | 8605 | 0 | 0 | 0 | 0 | 2016-09-01 | Yes | No | [Default] | [Default]
dualfuel_SCR | f | G2 | HUD VL | HV | 1 | None | 0 | 0 | 0 | 0 | 0 | 0 | 0 | 0 | 0 | 13 | 2016-09-01 | Yes | No | [Default] | [Default]
dualfuel_SCR | f | G2 | HUD VL | HV | 1 | Reserve | 2.0157 | 22 | 0.39443 | 56 | 21.0792 | 8669 | 0 | 0 | 0 | 0 | 2016-09-01 | Yes | No | [Default] | [Default]
dualfuel_SCR | f | G2 | HUD VL | HV | 2 | Energy | 17.0665 | 335 | 0 | 0 | 0.17734 | 5 | 0 | 0 | 0 | 0 | 2016-09-01 | Yes | No | [Default] | [Default]
dualfuel_SCR | f | G2 | HUD VL | HV | 2 | None | 0 | 0 | 0 | 0 | 0 | 0 | 0 | 0 | 0 | 26 | 2016-09-01 | Yes | No | [Default] | [Default]
dualfuel_SCR | f | G2 | HUD VL | HV | 2 | Reserve | 2.0962 | 46 | 0.52746 | 91 | 16.5556 | 8257 | 0 | 0 | 0 | 0 | 2016-09-01 | Yes | No | [Default] | [Default]
dualfuel_SCR | f | G2 | HUD VL | HV | 3 | Energy | 0.39366 | 28 | 0 | 0 | 0.69676 | 18 | 0 | 0 | 0 | 0 | 2016-09-01 | Yes | No | [Default] | [Default]
dualfuel_SCR | f | G2 | HUD VL | HV | 3 | None | 0 | 0 | 0 | 0 | 0 | 0 | 0 | 0 | 0 | 10 | 2016-09-01 | Yes | No | [Default] | [Default]
dualfuel_SCR | f | G2 | HUD VL | HV | 3 | Reserve | 2.1632 | 23 | 0.2564 | 76 | 16.3312 | 8605 | 0 | 0 | 0 | 0 | 2016-09-01 | Yes | No | [Default] | [Default]
dualfuel_SCR | f | J | N.Y.C. | NYC | 1 | Energy | 0 | 0 | 0 | 0 | 0.11715 | 6 | 0 | 0 | 0 | 0 | 2016-09-01 | Yes | No | [Default] | [Default]
dualfuel_SCR | f | J | N.Y.C. | NYC | 1 | None | 0 | 0 | 0 | 0 | 0 | 0 | 0 | 0 | 0 | 13 | 2016-09-01 | Yes | No | [Default] | [Default]
dualfuel_SCR | f | J | N.Y.C. | NYC | 1 | Reserve | 2.0702 | 28 | 0.36075 | 54 | 20.7715 | 8659 | 0 | 0 | 0 | 0 | 2016-09-01 | Yes | No | [Default] | [Default]
dualfuel_SCR | f | J | N.Y.C. | NYC | 2 | Energy | 19.2077 | 351 | 0 | 0 | 0.069757 | 7 | 0 | 0 | 0 | 0 | 2016-09-01 | Yes | No | [Default] | [Default]
dualfuel_SCR | f | J | N.Y.C. | NYC | 2 | None | 0 | 0 | 0 | 0 | 0 | 0 | 0 | 0 | 0 | 28 | 2016-09-01 | Yes | No | [Default] | [Default]
dualfuel_SCR | f | J | N.Y.C. | NYC | 2 | Reserve | 1.8446 | 31 | 0.52272 | 93 | 16.1987 | 8250 | 0 | 0 | 0 | 0 | 2016-09-01 | Yes | No | [Default] | [Default]
dualfuel_SCR | f | J | N.Y.C. | NYC | 3 | Energy | 0.25202 | 29 | 0 | 0 | 1.233 | 28 | 0 | 0 | 0 | 0 | 2016-09-01 | Yes | No | [Default] | [Default]
dualfuel_SCR | f | J | N.Y.C. | NYC | 3 | None | 0 | 0 | 0 | 0 | 0 | 0 | 0 | 0 | 0 | 11 | 2016-09-01 | Yes | No | [Default] | [Default]
dualfuel_SCR | f | J | N.Y.C. | NYC | 3 | Reserve | 3.5677 | 24 | 0.31931 | 93 | 16.0243 | 8575 | 0 | 0 | 0 | 0 | 2016-09-01 | Yes | No | [Default] | [Default]
dualfuel_SCR | f | K | LONGIL | LI | 1 | Energy | 1.9706 | 58 | 0 | 0 | 1.0352 | 17 | 0 | 0 | 0 | 0 | 2016-09-01 | Yes | No | [Default] | [Default]
dualfuel_SCR | f | K | LONGIL | LI | 1 | None | 0 | 0 | 0 | 0 | 0 | 0 | 0 | 0 | 0 | 13 | 2016-09-01 | Yes | No | [Default] | [Default]
dualfuel_SCR | f | K | LONGIL | LI | 1 | Reserve | 5.2816 | 66 | 0.23788 | 37 | 21.1612 | 8569 | 0 | 0 | 0 | 0 | 2016-09-01 | Yes | No | [Default] | [Default]
dualfuel_SCR | f | K | LONGIL | LI | 2 | Energy | 26.2453 | 455 | 0 | 0 | 0.87777 | 18 | 0 | 0 | 0 | 0 | 2016-09-01 | Yes | No | [Default] | [Default]
dualfuel_SCR | f | K | LONGIL | LI | 2 | None | 0 | 0 | 0 | 0 | 0 | 0 | 0 | 0 | 0 | 26 | 2016-09-01 | Yes | No | [Default] | [Default]
dualfuel_SCR | f | K | LONGIL | LI | 2 | Reserve | 7.8383 | 102 | 0.33417 | 71 | 16.35 | 8088 | 0 | 0 | 0 | 0 | 2016-09-01 | Yes | No | [Default] | [Default]
dualfuel_SCR | f | K | LONGIL | LI | 3 | Energy | 3.2144 | 120 | 0 | 0 | 1.2843 | 38 | 0 | 0 | 0 | 0 | 2016-09-01 | Yes | No | [Default] | [Default]
dualfuel_SCR | f | K | LONGIL | LI | 3 | None | 0 | 0 | 0 | 0 | 0 | 0 | 0 | 0 | 0 | 8 | 2016-09-01 | Yes | No | [Default] | [Default]
dualfuel_SCR | f | K | LONGIL | LI | 3 | Reserve | 10.0943 | 74 | 0.21907 | 66 | 16.5157 | 8454 | 0 | 0 | 0 | 0 | 2016-09-01 | Yes | No | [Default] | [Default]
dualfuel_SCR | aero | C | CENTRL | ROS | 1 | None | 1.2642 | 18 | 0.28076 | 25 | 0 | 0 | 0 | 0 | 0 | 8420 | 2016-09-01 | Yes | No | [Default] | [Default]
dualfuel_SCR | aero | C | CENTRL | ROS | 1 | Reserve | 0.97111 | 19 | 0.073829 | 14 | 0.31432 | 264 | 0 | 0 | 0 | 0 | 2016-09-01 | Yes | No | [Default] | [Default]
dualfuel_SCR | aero | C | CENTRL | ROS | 2 | Energy | 7.1111 | 129 | 0 | 0 | 1.0155 | 26 | 0 | 0 | 0 | 0 | 2016-09-01 | Yes | No | [Default] | [Default]
dualfuel_SCR | aero | C | CENTRL | ROS | 2 | None | 2.6612 | 74 | 0.59347 | 41 | 0 | 0 | 0 | 0 | 0 | 8393 | 2016-09-01 | Yes | No | [Default] | [Default]
dualfuel_SCR | aero | C | CENTRL | ROS | 2 | Reserve | 1.1902 | 17 | 0.091074 | 12 | 0.151 | 68 | 0 | 0 | 0 | 0 | 2016-09-01 | Yes | No | [Default] | [Default]
dualfuel_SCR | aero | C | CENTRL | ROS | 3 | Energy | 0.16538 | 12 | 0 | 0 | 0.58096 | 10 | 0 | 0 | 0 | 0 | 2016-09-01 | Yes | No | [Default] | [Default]
dualfuel_SCR | aero | C | CENTRL | ROS | 3 | None | 3.2959 | 38 | 0.5896 | 40 | 0 | 0 | 0 | 0 | 0 | 8648 | 2016-09-01 | Yes | No | [Default] | [Default]
dualfuel_SCR | aero | C | CENTRL | ROS | 3 | Reserve | 0 | 0 | 0 | 0 | 0.013523 | 12 | 0 | 0 | 0 | 0 | 2016-09-01 | Yes | No | [Default] | [Default]
dualfuel_SCR | aero | F | CAPITL | ROS | 1 | Energy | 0.085934 | 7 | 0 | 0 | 0.52284 | 21 | 0 | 0 | 0 | 0 | 2016-09-01 | Yes | No | [Default] | [Default]
dualfuel_SCR | aero | F | CAPITL | ROS | 1 | None | 3.1559 | 51 | 0.61286 | 28 | 0 | 0 | 0 | 0 | 0 | 8444 | 2016-09-01 | Yes | No | [Default] | [Default]
dualfuel_SCR | aero | F | CAPITL | ROS | 1 | Reserve | 0.22617 | 7 | 0.14946 | 27 | 0.5878 | 175 | 0 | 0 | 0 | 0 | 2016-09-01 | Yes | No | [Default] | [Default]
dualfuel_SCR | aero | F | CAPITL | ROS | 2 | Energy | 18.9467 | 376 | 0 | 0 | 0.28117 | 10 | 0 | 0 | 0 | 0 | 2016-09-01 | Yes | No | [Default] | [Default]
dualfuel_SCR | aero | F | CAPITL | ROS | 2 | None | 2.822 | 63 | 0.57387 | 42 | 0 | 0 | 0 | 0 | 0 | 8117 | 2016-09-01 | Yes | No | [Default] | [Default]
dualfuel_SCR | aero | F | CAPITL | ROS | 2 | Reserve | 0.11948 | 7 | 0.2796 | 34 | 0.43905 | 111 | 0 | 0 | 0 | 0 | 2016-09-01 | Yes | No | [Default] | [Default]
dualfuel_SCR | aero | F | CAPITL | ROS | 3 | Energy | 0.32428 | 21 | 0 | 0 | 1.3487 | 30 | 0 | 0 | 0 | 0 | 2016-09-01 | Yes | No | [Default] | [Default]
dualfuel_SCR | aero | F | CAPITL | ROS | 3 | None | 4.4407 | 50 | 1.4451 | 64 | 0 | 0 | 0 | 0 | 0 | 8508 | 2016-09-01 | Yes | No | [Default] | [Default]
dualfuel_SCR | aero | F | CAPITL | ROS | 3 | Reserve | 0.0081799 | 1 | 0.12897 | 22 | 0.14834 | 64 | 0 | 0 | 0 | 0 | 2016-09-01 | Yes | No | [Default] | [Default]
dualfuel_SCR | aero | G1 | HUD VL | HV | 1 | None | 0 | 0 | 0 | 0 | 0 | 0 | 0 | 0 | 0 | 13 | 2016-09-01 | Yes | No | [Default] | [Default]
dualfuel_SCR | aero | G1 | HUD VL | HV | 1 | Reserve | 1.3384 | 36 | 0.5107 | 82 | 22.0917 | 8629 | 0 | 0 | 0 | 0 | 2016-09-01 | Yes | No | [Default] | [Default]
dualfuel_SCR | aero | G1 | HUD VL | HV | 2 | Energy | 14.5475 | 317 | 0 | 0 | 0.29678 | 10 | 0 | 0 | 0 | 0 | 2016-09-01 | Yes | No | [Default] | [Default]
dualfuel_SCR | aero | G1 | HUD VL | HV | 2 | None | 0 | 0 | 0 | 0 | 0 | 0 | 0 | 0 | 0 | 26 | 2016-09-01 | Yes | No | [Default] | [Default]
dualfuel_SCR | aero | G1 | HUD VL | HV | 2 | Reserve | 1.9391 | 66 | 1.0109 | 180 | 19.3957 | 8161 | 0 | 0 | 0 | 0 | 2016-09-01 | Yes | No | [Default] | [Default]
dualfuel_SCR | aero | G1 | HUD VL | HV | 3 | Energy | 0.37722 | 27 | 0 | 0 | 0.57467 | 14 | 0 | 0 | 0 | 0 | 2016-09-01 | Yes | No | [Default] | [Default]
dualfuel_SCR | aero | G1 | HUD VL | HV | 3 | None | 0 | 0 | 0 | 0 | 0 | 0 | 0 | 0 | 0 | 10 | 2016-09-01 | Yes | No | [Default] | [Default]
dualfuel_SCR | aero | G1 | HUD VL | HV | 3 | Reserve | 0.81215 | 24 | 0.93061 | 208 | 17.5274 | 8477 | 0 | 0 | 0 | 0 | 2016-09-01 | Yes | No | [Default] | [Default]
dualfuel_SCR | aero | G2 | HUD VL | HV | 1 | None | 0 | 0 | 0 | 0 | 0 | 0 | 0 | 0 | 0 | 13 | 2016-09-01 | Yes | No | [Default] | [Default]
dualfuel_SCR | aero | G2 | HUD VL | HV | 1 | Reserve | 1.3384 | 36 | 0.5107 | 82 | 22.0917 | 8629 | 0 | 0 | 0 | 0 | 2016-09-01 | Yes | No | [Default] | [Default]
dualfuel_SCR | aero | G2 | HUD VL | HV | 2 | Energy | 14.5475 | 317 | 0 | 0 | 0.29678 | 10 | 0 | 0 | 0 | 0 | 2016-09-01 | Yes | No | [Default] | [Default]
dualfuel_SCR | aero | G2 | HUD VL | HV | 2 | None | 0 | 0 | 0 | 0 | 0 | 0 | 0 | 0 | 0 | 26 | 2016-09-01 | Yes | No | [Default] | [Default]
dualfuel_SCR | aero | G2 | HUD VL | HV | 2 | Reserve | 1.9391 | 66 | 1.0109 | 180 | 19.3957 | 8161 | 0 | 0 | 0 | 0 | 2016-09-01 | Yes | No | [Default] | [Default]
dualfuel_SCR | aero | G2 | HUD VL | HV | 3 | Energy | 0.37722 | 27 | 0 | 0 | 0.57467 | 14 | 0 | 0 | 0 | 0 | 2016-09-01 | Yes | No | [Default] | [Default]
dualfuel_SCR | aero | G2 | HUD VL | HV | 3 | None | 0 | 0 | 0 | 0 | 0 | 0 | 0 | 0 | 0 | 10 | 2016-09-01 | Yes | No | [Default] | [Default]
dualfuel_SCR | aero | G2 | HUD VL | HV | 3 | Reserve | 0.81215 | 24 | 0.93061 | 208 | 17.5274 | 8477 | 0 | 0 | 0 | 0 | 2016-09-01 | Yes | No | [Default] | [Default]
dualfuel_SCR | aero | J | N.Y.C. | NYC | 1 | Energy | 0.039989 | 5 | 0 | 0 | 0.086713 | 5 | 0 | 0 | 0 | 0 | 2016-09-01 | Yes | No | [Default] | [Default]
dualfuel_SCR | aero | J | N.Y.C. | NYC | 1 | None | 0 | 0 | 0 | 0 | 0 | 0 | 0 | 0 | 0 | 13 | 2016-09-01 | Yes | No | [Default] | [Default]
dualfuel_SCR | aero | J | N.Y.C. | NYC | 1 | Reserve | 1.4948 | 36 | 0.46394 | 82 | 21.7176 | 8619 | 0 | 0 | 0 | 0 | 2016-09-01 | Yes | No | [Default] | [Default]
dualfuel_SCR | aero | J | N.Y.C. | NYC | 2 | Energy | 16.4745 | 337 | 0 | 0 | 0.10814 | 4 | 0 | 0 | 0 | 0 | 2016-09-01 | Yes | No | [Default] | [Default]
dualfuel_SCR | aero | J | N.Y.C. | NYC | 2 | None | 0 | 0 | 0 | 0 | 0 | 0 | 0 | 0 | 0 | 28 | 2016-09-01 | Yes | No | [Default] | [Default]
dualfuel_SCR | aero | J | N.Y.C. | NYC | 2 | Reserve | 1.7614 | 52 | 0.97117 | 178 | 19.1349 | 8161 | 0 | 0 | 0 | 0 | 2016-09-01 | Yes | No | [Default] | [Default]
dualfuel_SCR | aero | J | N.Y.C. | NYC | 3 | Energy | 0.22183 | 19 | 0 | 0 | 1.4027 | 31 | 0 | 0 | 0 | 0 | 2016-09-01 | Yes | No | [Default] | [Default]
dualfuel_SCR | aero | J | N.Y.C. | NYC | 3 | None | 0 | 0 | 0 | 0 | 0 | 0 | 0 | 0 | 0 | 11 | 2016-09-01 | Yes | No | [Default] | [Default]
dualfuel_SCR | aero | J | N.Y.C. | NYC | 3 | Reserve | 1.3842 | 25 | 1.2297 | 251 | 18.0829 | 8423 | 0 | 0 | 0 | 0 | 2016-09-01 | Yes | No | [Default] | [Default]
dualfuel_SCR | aero | K | LONGIL | LI | 1 | Energy | 1.9126 | 57 | 0 | 0 | 1.1695 | 18 | 0 | 0 | 0 | 0 | 2016-09-01 | Yes | No | [Default] | [Default]
dualfuel_SCR | aero | K | LONGIL | LI | 1 | None | 0 | 0 | 0 | 0 | 0 | 0 | 0 | 0 | 0 | 13 | 2016-09-01 | Yes | No | [Default] | [Default]
dualfuel_SCR | aero | K | LONGIL | LI | 1 | Reserve | 4.3426 | 75 | 0.34313 | 68 | 21.9831 | 8529 | 0 | 0 | 0 | 0 | 2016-09-01 | Yes | No | [Default] | [Default]
dualfuel_SCR | aero | K | LONGIL | LI | 2 | Energy | 22.8229 | 425 | 0 | 0 | 1.1811 | 26 | 0 | 0 | 0 | 0 | 2016-09-01 | Yes | No | [Default] | [Default]
dualfuel_SCR | aero | K | LONGIL | LI | 2 | None | 0 | 0 | 0 | 0 | 0 | 0 | 0 | 0 | 0 | 26 | 2016-09-01 | Yes | No | [Default] | [Default]
dualfuel_SCR | aero | K | LONGIL | LI | 2 | Reserve | 8.3912 | 122 | 0.60072 | 145 | 19.087 | 8016 | 0 | 0 | 0 | 0 | 2016-09-01 | Yes | No | [Default] | [Default]
dualfuel_SCR | aero | K | LONGIL | LI | 3 | Energy | 2.7191 | 98 | 0 | 0 | 1.4939 | 43 | 0 | 0 | 0 | 0 | 2016-09-01 | Yes | No | [Default] | [Default]
dualfuel_SCR | aero | K | LONGIL | LI | 3 | None | 0 | 0 | 0 | 0 | 0 | 0 | 0 | 0 | 0 | 8 | 2016-09-01 | Yes | No | [Default] | [Default]
dualfuel_SCR | aero | K | LONGIL | LI | 3 | Reserve | 8.7003 | 75 | 0.80831 | 194 | 17.7683 | 8342 | 0 | 0 | 0 | 0 | 2016-09-01 | Yes | No | [Default] | [Default]
dualfuel_noSCR | j15 | C | CENTRL | ROS | 1 | None | 0.94237 | 5 | 0.24826 | 20 | 0 | 0 | 0 | 0 | 0 | 8315 | 2016-09-01 | No | No | [Default] | [Default]
dualfuel_noSCR | j15 | C | CENTRL | ROS | 1 | Reserve | 0.3894 | 11 | 0.084245 | 25 | 0.37899 | 384 | 0 | 0 | 0 | 0 | 2016-09-01 | No | No | [Default] | [Default]
dualfuel_noSCR | j15 | C | CENTRL | ROS | 2 | Energy | 8.2399 | 142 | 0 | 0 | 0.8688 | 25 | 0 | 0 | 0 | 0 | 2016-09-01 | No | No | [Default] | [Default]
dualfuel_noSCR | j15 | C | CENTRL | ROS | 2 | None | 1.8148 | 50 | 0.53773 | 30 | 0 | 0 | 0 | 0 | 0 | 8390 | 2016-09-01 | No | No | [Default] | [Default]
dualfuel_noSCR | j15 | C | CENTRL | ROS | 2 | Reserve | 0.87915 | 10 | 0.10121 | 29 | 0.16412 | 84 | 0 | 0 | 0 | 0 | 2016-09-01 | No | No | [Default] | [Default]
dualfuel_noSCR | j15 | C | CENTRL | ROS | 3 | Energy | 0.041831 | 5 | 0 | 0 | 0.46191 | 16 | 0 | 0 | 0 | 0 | 2016-09-01 | No | No | [Default] | [Default]
dualfuel_noSCR | j15 | C | CENTRL | ROS | 3 | None | 2.5272 | 16 | 0.78016 | 46 | 0 | 0 | 0 | 0 | 0 | 8665 | 2016-09-01 | No | No | [Default] | [Default]
dualfuel_noSCR | j15 | C | CENTRL | ROS | 3 | Reserve | 0 | 0 | 0 | 0 | 0.015861 | 12 | 0 | 0 | 0 | 0 | 2016-09-01 | No | No | [Default] | [Default]
dualfuel_noSCR | j15 | F | CAPITL | ROS | 1 | Energy | 0 | 0 | 0 | 0 | 0.84192 | 44 | 0 | 0 | 0 | 0 | 2016-09-01 | No | No | [Default] | [Default]
dualfuel_noSCR | j15 | F | CAPITL | ROS | 1 | None | 2.2155 | 22 | 0.55354 | 29 | 0 | 0 | 0 | 0 | 0 | 8421 | 2016-09-01 | No | No | [Default] | [Default]
dualfuel_noSCR | j15 | F | CAPITL | ROS | 1 | Reserve | 0.018202 | 1 | 0.17525 | 32 | 0.64247 | 211 | 0 | 0 | 0 | 0 | 2016-09-01 | No | No | [Default] | [Default]
dualfuel_noSCR | j15 | F | CAPITL | ROS | 2 | Energy | 24.6965 | 404 | 0 | 0 | 0.0358 | 4 | 0 | 0 | 0 | 0 | 2016-09-01 | No | No | [Default] | [Default]
dualfuel_noSCR | j15 | F | CAPITL | ROS | 2 | None | 1.8581 | 41 | 0.5857 | 37 | 0 | 0 | 0 | 0 | 0 | 8109 | 2016-09-01 | No | No | [Default] | [Default]
dualfuel_noSCR | j15 | F | CAPITL | ROS | 2 | Reserve | 0.02109 | 3 | 0.30699 | 40 | 0.46259 | 122 | 0 | 0 | 0 | 0 | 2016-09-01 | No | No | [Default] | [Default]
dualfuel_noSCR | j15 | F | CAPITL | ROS | 3 | Energy | 0.63198 | 31 | 0 | 0 | 1.9536 | 42 | 0 | 0 | 0 | 0 | 2016-09-01 | No | No | [Default] | [Default]
dualfuel_noSCR | j15 | F | CAPITL | ROS | 3 | None | 3.5141 | 26 | 1.6163 | 65 | 0 | 0 | 0 | 0 | 0 | 8505 | 2016-09-01 | No | No | [Default] | [Default]
dualfuel_noSCR | j15 | F | CAPITL | ROS | 3 | Reserve | 0 | 0 | 0.14266 | 24 | 0.16744 | 67 | 0 | 0 | 0 | 0 | 2016-09-01 | No | No | [Default] | [Default]
dualfuel_noSCR | j15 | G1 | HUD VL | HV | 1 | None | 0 | 0 | 0 | 0 | 0 | 0 | 0 | 0 | 0 | 13 | 2016-09-01 | No | No | [Default] | [Default]
dualfuel_noSCR | j15 | G1 | HUD VL | HV | 1 | Reserve | 0.45165 | 10 | 0.61185 | 91 | 22.1654 | 8646 | 0 | 0 | 0 | 0 | 2016-09-01 | No | No | [Default] | [Default]
dualfuel_noSCR | j15 | G1 | HUD VL | HV | 2 | Energy | 19.1139 | 358 | 0 | 0 | 0.56156 | 23 | 0 | 0 | 0 | 0 | 2016-09-01 | No | No | [Default] | [Default]
dualfuel_noSCR | j15 | G1 | HUD VL | HV | 2 | None | 0 | 0 | 0 | 0 | 0 | 0 | 0 | 0 | 0 | 26 | 2016-09-01 | No | No | [Default] | [Default]
dualfuel_noSCR | j15 | G1 | HUD VL | HV | 2 | Reserve | 0.83704 | 25 | 1.1158 | 185 | 19.3641 | 8143 | 0 | 0 | 0 | 0 | 2016-09-01 | No | No | [Default] | [Default]
dualfuel_noSCR | j15 | G1 | HUD VL | HV | 3 | Energy | 0.46415 | 26 | 0 | 0 | 1.0395 | 28 | 0 | 0 | 0 | 0 | 2016-09-01 | No | No | [Default] | [Default]
dualfuel_noSCR | j15 | G1 | HUD VL | HV | 3 | None | 0 | 0 | 0 | 0 | 0 | 0 | 0 | 0 | 0 | 10 | 2016-09-01 | No | No | [Default] | [Default]
dualfuel_noSCR | j15 | G1 | HUD VL | HV | 3 | Reserve | 0.2655 | 11 | 1.0107 | 214 | 17.5242 | 8471 | 0 | 0 | 0 | 0 | 2016-09-01 | No | No | [Default] | [Default]
dualfuel_noSCR | f | C | CENTRL | ROS | 1 | None | 1.2508 | 9 | 0.26714 | 23 | 0 | 0 | 0 | 0 | 0 | 8548 | 2016-09-01 | No | No | [Default] | [Default]
dualfuel_noSCR | f | C | CENTRL | ROS | 1 | Reserve | 0.36332 | 13 | 0.061633 | 11 | 0.21446 | 156 | 0 | 0 | 0 | 0 | 2016-09-01 | No | No | [Default] | [Default]
dualfuel_noSCR | f | C | CENTRL | ROS | 2 | Energy | 7.7416 | 130 | 0 | 0 | 0.84534 | 26 | 0 | 0 | 0 | 0 | 2016-09-01 | No | No | [Default] | [Default]
dualfuel_noSCR | f | C | CENTRL | ROS | 2 | None | 2.3869 | 60 | 0.64341 | 39 | 0 | 0 | 0 | 0 | 0 | 8445 | 2016-09-01 | No | No | [Default] | [Default]
dualfuel_noSCR | f | C | CENTRL | ROS | 2 | Reserve | 0.68186 | 8 | 0.091399 | 9 | 0.12692 | 43 | 0 | 0 | 0 | 0 | 2016-09-01 | No | No | [Default] | [Default]
dualfuel_noSCR | f | C | CENTRL | ROS | 3 | Energy | 0.051537 | 4 | 0 | 0 | 0.82205 | 22 | 0 | 0 | 0 | 0 | 2016-09-01 | No | No | [Default] | [Default]
dualfuel_noSCR | f | C | CENTRL | ROS | 3 | None | 2.7377 | 21 | 0.44501 | 33 | 0 | 0 | 0 | 0 | 0 | 8678 | 2016-09-01 | No | No | [Default] | [Default]
dualfuel_noSCR | f | C | CENTRL | ROS | 3 | Reserve | 0 | 0 | 0 | 0 | 0.0056126 | 2 | 0 | 0 | 0 | 0 | 2016-09-01 | No | No | [Default] | [Default]
dualfuel_noSCR | f | F | CAPITL | ROS | 1 | Energy | 0 | 0 | 0 | 0 | 0.68371 | 36 | 0 | 0 | 0 | 0 | 2016-09-01 | No | No | [Default] | [Default]
dualfuel_noSCR | f | F | CAPITL | ROS | 1 | None | 2.5521 | 28 | 0.16188 | 22 | 0 | 0 | 0 | 0 | 0 | 8610 | 2016-09-01 | No | No | [Default] | [Default]
dualfuel_noSCR | f | F | CAPITL | ROS | 1 | Reserve | 0.12512 | 6 | 0.059153 | 10 | 0.15888 | 48 | 0 | 0 | 0 | 0 | 2016-09-01 | No | No | [Default] | [Default]
dualfuel_noSCR | f | F | CAPITL | ROS | 2 | Energy | 22.5251 | 385 | 0 | 0 | 0.21273 | 9 | 0 | 0 | 0 | 0 | 2016-09-01 | No | No | [Default] | [Default]
dualfuel_noSCR | f | F | CAPITL | ROS | 2 | None | 2.1095 | 45 | 0.48615 | 36 | 0 | 0 | 0 | 0 | 0 | 8261 | 2016-09-01 | No | No | [Default] | [Default]
dualfuel_noSCR | f | F | CAPITL | ROS | 2 | Reserve | 0 | 0 | 0.085402 | 9 | 0.069486 | 15 | 0 | 0 | 0 | 0 | 2016-09-01 | No | No | [Default] | [Default]
dualfuel_noSCR | f | F | CAPITL | ROS | 3 | Energy | 0.44297 | 28 | 0 | 0 | 1.3436 | 29 | 0 | 0 | 0 | 0 | 2016-09-01 | No | No | [Default] | [Default]
dualfuel_noSCR | f | F | CAPITL | ROS | 3 | None | 4.1287 | 34 | 0.35647 | 30 | 0 | 0 | 0 | 0 | 0 | 8637 | 2016-09-01 | No | No | [Default] | [Default]
dualfuel_noSCR | f | F | CAPITL | ROS | 3 | Reserve | 0 | 0 | 0 | 0 | 0.0053558 | 2 | 0 | 0 | 0 | 0 | 2016-09-01 | No | No | [Default] | [Default]
dualfuel_noSCR | f | G1 | HUD VL | HV | 1 | None | 0 | 0 | 0 | 0 | 0 | 0 | 0 | 0 | 0 | 13 | 2016-09-01 | No | No | [Default] | [Default]
dualfuel_noSCR | f | G1 | HUD VL | HV | 1 | Reserve | 2.0268 | 22 | 0.39443 | 56 | 21.0792 | 8669 | 0 | 0 | 0 | 0 | 2016-09-01 | No | No | [Default] | [Default]
dualfuel_noSCR | f | G1 | HUD VL | HV | 2 | Energy | 17.3592 | 347 | 0 | 0 | 0.17734 | 5 | 0 | 0 | 0 | 0 | 2016-09-01 | No | No | [Default] | [Default]
dualfuel_noSCR | f | G1 | HUD VL | HV | 2 | None | 0 | 0 | 0 | 0 | 0 | 0 | 0 | 0 | 0 | 26 | 2016-09-01 | No | No | [Default] | [Default]
dualfuel_noSCR | f | G1 | HUD VL | HV | 2 | Reserve | 2.1214 | 47 | 0.52746 | 91 | 16.4422 | 8244 | 0 | 0 | 0 | 0 | 2016-09-01 | No | No | [Default] | [Default]
dualfuel_noSCR | f | G1 | HUD VL | HV | 3 | Energy | 0.4091 | 29 | 0 | 0 | 0.69676 | 18 | 0 | 0 | 0 | 0 | 2016-09-01 | No | No | [Default] | [Default]
dualfuel_noSCR | f | G1 | HUD VL | HV | 3 | None | 0 | 0 | 0 | 0 | 0 | 0 | 0 | 0 | 0 | 10 | 2016-09-01 | No | No | [Default] | [Default]
dualfuel_noSCR | f | G1 | HUD VL | HV | 3 | Reserve | 2.1754 | 23 | 0.2564 | 76 | 16.3301 | 8604 | 0 | 0 | 0 | 0 | 2016-09-01 | No | No | [Default] | [Default]
gasonly_SCR | j25 | C | CENTRL | ROS | 1 | None | 0.95775 | 5 | 0.24868 | 20 | 0 | 0 | 0 | 0 | 0 | 8315 | 2016-09-01 | Yes | Yes | [Default] | [Default]
gasonly_SCR | j25 | C | CENTRL | ROS | 1 | Reserve | 0.41803 | 11 | 0.084819 | 25 | 0.39148 | 384 | 0 | 0 | 0 | 0 | 2016-09-01 | Yes | Yes | [Default] | [Default]
gasonly_SCR | j25 | C | CENTRL | ROS | 2 | Energy | 8.2934 | 142 | 0 | 0 | 0.8702 | 25 | 0 | 0 | 0 | 0 | 2016-09-01 | Yes | Yes | [Default] | [Default]
gasonly_SCR | j25 | C | CENTRL | ROS | 2 | None | 1.8739 | 50 | 0.53831 | 30 | 0 | 0 | 0 | 0 | 0 | 8376 | 2016-09-01 | Yes | Yes | [Default] | [Default]
gasonly_SCR | j25 | C | CENTRL | ROS | 2 | Reserve | 0.89891 | 10 | 0.10176 | 29 | 0.16697 | 98 | 0 | 0 | 0 | 0 | 2016-09-01 | Yes | Yes | [Default] | [Default]
gasonly_SCR | j25 | C | CENTRL | ROS | 3 | Energy | 0.046629 | 5 | 0 | 0 | 0.46279 | 16 | 0 | 0 | 0 | 0 | 2016-09-01 | Yes | Yes | [Default] | [Default]
gasonly_SCR | j25 | C | CENTRL | ROS | 3 | None | 2.5643 | 16 | 0.78112 | 46 | 0 | 0 | 0 | 0 | 0 | 8665 | 2016-09-01 | Yes | Yes | [Default] | [Default]
gasonly_SCR | j25 | C | CENTRL | ROS | 3 | Reserve | 0 | 0 | 0 | 0 | 0.01624 | 12 | 0 | 0 | 0 | 0 | 2016-09-01 | Yes | Yes | [Default] | [Default]
gasonly_SCR | j25 | F | CAPITL | ROS | 1 | Energy | 0 | 0 | 0 | 0 | 0.84337 | 44 | 0 | 0 | 0 | 0 | 2016-09-01 | Yes | Yes | [Default] | [Default]
gasonly_SCR | j25 | F | CAPITL | ROS | 1 | None | 2.2654 | 22 | 0.55457 | 29 | 0 | 0 | 0 | 0 | 0 | 8418 | 2016-09-01 | Yes | Yes | [Default] | [Default]
gasonly_SCR | j25 | F | CAPITL | ROS | 1 | Reserve | 0.022774 | 3 | 0.17466 | 30 | 0.65066 | 214 | 0 | 0 | 0 | 0 | 2016-09-01 | Yes | Yes | [Default] | [Default]
gasonly_SCR | j25 | F | CAPITL | ROS | 2 | Energy | 24.6564 | 404 | 0 | 0 | 0.035989 | 4 | 0 | 0 | 0 | 0 | 2016-09-01 | Yes | Yes | [Default] | [Default]
gasonly_SCR | j25 | F | CAPITL | ROS | 2 | None | 1.9141 | 42 | 0.58703 | 37 | 0 | 0 | 0 | 0 | 0 | 8102 | 2016-09-01 | Yes | Yes | [Default] | [Default]
gasonly_SCR | j25 | F | CAPITL | ROS | 2 | Reserve | 0.024853 | 3 | 0.30852 | 40 | 0.46706 | 128 | 0 | 0 | 0 | 0 | 2016-09-01 | Yes | Yes | [Default] | [Default]
gasonly_SCR | j25 | F | CAPITL | ROS | 3 | Energy | 0.63085 | 31 | 0 | 0 | 1.9551 | 42 | 0 | 0 | 0 | 0 | 2016-09-01 | Yes | Yes | [Default] | [Default]
gasonly_SCR | j25 | F | CAPITL | ROS | 3 | None | 3.5665 | 28 | 1.6186 | 65 | 0 | 0 | 0 | 0 | 0 | 8503 | 2016-09-01 | Yes | Yes | [Default] | [Default]
gasonly_SCR | j25 | F | CAPITL | ROS | 3 | Reserve | 0 | 0 | 0.14356 | 24 | 0.17008 | 67 | 0 | 0 | 0 | 0 | 2016-09-01 | Yes | Yes | [Default] | [Default]
gasonly_SCR | j25 | G1 | HUD VL | HV | 1 | None | 0 | 0 | 0 | 0 | 0 | 0 | 0 | 0 | 0 | 13 | 2016-09-01 | Yes | Yes | [Default] | [Default]
gasonly_SCR | j25 | G1 | HUD VL | HV | 1 | Reserve | 0.47486 | 10 | 0.61185 | 91 | 22.1654 | 8646 | 0 | 0 | 0 | 0 | 2016-09-01 | Yes | Yes | [Default] | [Default]
gasonly_SCR | j25 | G1 | HUD VL | HV | 2 | Energy | 19.1186 | 358 | 0 | 0 | 0.56263 | 23 | 0 | 0 | 0 | 0 | 2016-09-01 | Yes | Yes | [Default] | [Default]
gasonly_SCR | j25 | G1 | HUD VL | HV | 2 | None | 0 | 0 | 0 | 0 | 0 | 0 | 0 | 0 | 0 | 26 | 2016-09-01 | Yes | Yes | [Default] | [Default]
gasonly_SCR | j25 | G1 | HUD VL | HV | 2 | Reserve | 0.87517 | 30 | 1.1023 | 183 | 19.3547 | 8140 | 0 | 0 | 0 | 0 | 2016-09-01 | Yes | Yes | [Default] | [Default]
gasonly_SCR | j25 | G1 | HUD VL | HV | 3 | Energy | 0.49069 | 31 | 0 | 0 | 1.0408 | 28 | 0 | 0 | 0 | 0 | 2016-09-01 | Yes | Yes | [Default] | [Default]
gasonly_SCR | j25 | G1 | HUD VL | HV | 3 | None | 0 | 0 | 0 | 0 | 0 | 0 | 0 | 0 | 0 | 10 | 2016-09-01 | Yes | Yes | [Default] | [Default]
gasonly_SCR | j25 | G1 | HUD VL | HV | 3 | Reserve | 0.28354 | 11 | 1.0107 | 214 | 17.5085 | 8466 | 0 | 0 | 0 | 0 | 2016-09-01 | Yes | Yes | [Default] | [Default]
gasonly_SCR | j25 | G2 | HUD VL | HV | 1 | None | 0 | 0 | 0 | 0 | 0 | 0 | 0 | 0 | 0 | 13 | 2016-09-01 | Yes | Yes | [Default] | [Default]
gasonly_SCR | j25 | G2 | HUD VL | HV | 1 | Reserve | 0.47486 | 10 | 0.61185 | 91 | 22.1654 | 8646 | 0 | 0 | 0 | 0 | 2016-09-01 | Yes | Yes | [Default] | [Default]
gasonly_SCR | j25 | G2 | HUD VL | HV | 2 | Energy | 19.1186 | 358 | 0 | 0 | 0.56263 | 23 | 0 | 0 | 0 | 0 | 2016-09-01 | Yes | Yes | [Default] | [Default]
gasonly_SCR | j25 | G2 | HUD VL | HV | 2 | None | 0 | 0 | 0 | 0 | 0 | 0 | 0 | 0 | 0 | 26 | 2016-09-01 | Yes | Yes | [Default] | [Default]
gasonly_SCR | j25 | G2 | HUD VL | HV | 2 | Reserve | 0.87517 | 30 | 1.1023 | 183 | 19.3547 | 8140 | 0 | 0 | 0 | 0 | 2016-09-01 | Yes | Yes | [Default] | [Default]
gasonly_SCR | j25 | G2 | HUD VL | HV | 3 | Energy | 0.49069 | 31 | 0 | 0 | 1.0408 | 28 | 0 | 0 | 0 | 0 | 2016-09-01 | Yes | Yes | [Default] | [Default]
gasonly_SCR | j25 | G2 | HUD VL | HV | 3 | None | 0 | 0 | 0 | 0 | 0 | 0 | 0 | 0 | 0 | 10 | 2016-09-01 | Yes | Yes | [Default] | [Default]
gasonly_SCR | j25 | G2 | HUD VL | HV | 3 | Reserve | 0.28354 | 11 | 1.0107 | 214 | 17.5085 | 8466 | 0 | 0 | 0 | 0 | 2016-09-01 | Yes | Yes | [Default] | [Default]
gasonly_SCR | f | C | CENTRL | ROS | 1 | None | 1.246 | 9 | 0.26714 | 23 | 0 | 0 | 0 | 0 | 0 | 8548 | 2016-09-01 | Yes | Yes | [Default] | [Default]
gasonly_SCR | f | C | CENTRL | ROS | 1 | Reserve | 0.35633 | 13 | 0.061633 | 11 | 0.21446 | 156 | 0 | 0 | 0 | 0 | 2016-09-01 | Yes | Yes | [Default] | [Default]
gasonly_SCR | f | C | CENTRL | ROS | 2 | Energy | 7.6703 | 130 | 0 | 0 | 0.84534 | 26 | 0 | 0 | 0 | 0 | 2016-09-01 | Yes | Yes | [Default] | [Default]
gasonly_SCR | f | C | CENTRL | ROS | 2 | None | 2.355 | 59 | 0.64341 | 39 | 0 | 0 | 0 | 0 | 0 | 8446 | 2016-09-01 | Yes | Yes | [Default] | [Default]
gasonly_SCR | f | C | CENTRL | ROS | 2 | Reserve | 0.67748 | 8 | 0.091399 | 9 | 0.12692 | 43 | 0 | 0 | 0 | 0 | 2016-09-01 | Yes | Yes | [Default] | [Default]
gasonly_SCR | f | C | CENTRL | ROS | 3 | Energy | 0.049343 | 4 | 0 | 0 | 0.7966 | 21 | 0 | 0 | 0 | 0 | 2016-09-01 | Yes | Yes | [Default] | [Default]
gasonly_SCR | f | C | CENTRL | ROS | 3 | None | 2.7274 | 20 | 0.44501 | 33 | 0 | 0 | 0 | 0 | 0 | 8680 | 2016-09-01 | Yes | Yes | [Default] | [Default]
gasonly_SCR | f | C | CENTRL | ROS | 3 | Reserve | 0 | 0 | 0 | 0 | 0.0056126 | 2 | 0 | 0 | 0 | 0 | 2016-09-01 | Yes | Yes | [Default] | [Default]
gasonly_SCR | f | F | CAPITL | ROS | 1 | Energy | 0.078896 | 7 | 0 | 0 | 0.48891 | 21 | 0 | 0 | 0 | 0 | 2016-09-01 | Yes | Yes | [Default] | [Default]
gasonly_SCR | f | F | CAPITL | ROS | 1 | None | 2.5605 | 28 | 0.16188 | 22 | 0 | 0 | 0 | 0 | 0 | 8618 | 2016-09-01 | Yes | Yes | [Default] | [Default]
gasonly_SCR | f | F | CAPITL | ROS | 1 | Reserve | 0.12197 | 6 | 0.059153 | 10 | 0.15888 | 48 | 0 | 0 | 0 | 0 | 2016-09-01 | Yes | Yes | [Default] | [Default]
gasonly_SCR | f | F | CAPITL | ROS | 2 | Energy | 22.314 | 385 | 0 | 0 | 0.21273 | 9 | 0 | 0 | 0 | 0 | 2016-09-01 | Yes | Yes | [Default] | [Default]
gasonly_SCR | f | F | CAPITL | ROS | 2 | None | 2.0314 | 43 | 0.48615 | 36 | 0 | 0 | 0 | 0 | 0 | 8263 | 2016-09-01 | Yes | Yes | [Default] | [Default]
gasonly_SCR | f | F | CAPITL | ROS | 2 | Reserve | 0 | 0 | 0.085402 | 9 | 0.069486 | 15 | 0 | 0 | 0 | 0 | 2016-09-01 | Yes | Yes | [Default] | [Default]
gasonly_SCR | f | F | CAPITL | ROS | 3 | Energy | 0.42761 | 28 | 0 | 0 | 1.3436 | 29 | 0 | 0 | 0 | 0 | 2016-09-01 | Yes | Yes | [Default] | [Default]
gasonly_SCR | f | F | CAPITL | ROS | 3 | None | 4.1114 | 34 | 0.35647 | 30 | 0 | 0 | 0 | 0 | 0 | 8637 | 2016-09-01 | Yes | Yes | [Default] | [Default]
gasonly_SCR | f | F | CAPITL | ROS | 3 | Reserve | 0 | 0 | 0 | 0 | 0.0053558 | 2 | 0 | 0 | 0 | 0 | 2016-09-01 | Yes | Yes | [Default] | [Default]
gasonly_SCR | f | G1 | HUD VL | HV | 1 | None | 0 | 0 | 0 | 0 | 0 | 0 | 0 | 0 | 0 | 13 | 2016-09-01 | Yes | Yes | [Default] | [Default]
gasonly_SCR | f | G1 | HUD VL | HV | 1 | Reserve | 2.0157 | 22 | 0.39443 | 56 | 21.0792 | 8669 | 0 | 0 | 0 | 0 | 2016-09-01 | Yes | Yes | [Default] | [Default]
gasonly_SCR | f | G1 | HUD VL | HV | 2 | Energy | 17.0665 | 335 | 0 | 0 | 0.17734 | 5 | 0 | 0 | 0 | 0 | 2016-09-01 | Yes | Yes | [Default] | [Default]
gasonly_SCR | f | G1 | HUD VL | HV | 2 | None | 0 | 0 | 0 | 0 | 0 | 0 | 0 | 0 | 0 | 26 | 2016-09-01 | Yes | Yes | [Default] | [Default]
gasonly_SCR | f | G1 | HUD VL | HV | 2 | Reserve | 2.0962 | 46 | 0.52746 | 91 | 16.5556 | 8257 | 0 | 0 | 0 | 0 | 2016-09-01 | Yes | Yes | [Default] | [Default]
gasonly_SCR | f | G1 | HUD VL | HV | 3 | Energy | 0.39366 | 28 | 0 | 0 | 0.69676 | 18 | 0 | 0 | 0 | 0 | 2016-09-01 | Yes | Yes | [Default] | [Default]
gasonly_SCR | f | G1 | HUD VL | HV | 3 | None | 0 | 0 | 0 | 0 | 0 | 0 | 0 | 0 | 0 | 10 | 2016-09-01 | Yes | Yes | [Default] | [Default]
gasonly_SCR | f | G1 | HUD VL | HV | 3 | Reserve | 2.1632 | 23 | 0.2564 | 76 | 16.3312 | 8605 | 0 | 0 | 0 | 0 | 2016-09-01 | Yes | Yes | [Default] | [Default]
gasonly_SCR | f | G2 | HUD VL | HV | 1 | None | 0 | 0 | 0 | 0 | 0 | 0 | 0 | 0 | 0 | 13 | 2016-09-01 | Yes | Yes | [Default] | [Default]
gasonly_SCR | f | G2 | HUD VL | HV | 1 | Reserve | 2.0157 | 22 | 0.39443 | 56 | 21.0792 | 8669 | 0 | 0 | 0 | 0 | 2016-09-01 | Yes | Yes | [Default] | [Default]
gasonly_SCR | f | G2 | HUD VL | HV | 2 | Energy | 17.0665 | 335 | 0 | 0 | 0.17734 | 5 | 0 | 0 | 0 | 0 | 2016-09-01 | Yes | Yes | [Default] | [Default]
gasonly_SCR | f | G2 | HUD VL | HV | 2 | None | 0 | 0 | 0 | 0 | 0 | 0 | 0 | 0 | 0 | 26 | 2016-09-01 | Yes | Yes | [Default] | [Default]
gasonly_SCR | f | G2 | HUD VL | HV | 2 | Reserve | 2.0962 | 46 | 0.52746 | 91 | 16.5556 | 8257 | 0 | 0 | 0 | 0 | 2016-09-01 | Yes | Yes | [Default] | [Default]
gasonly_SCR | f | G2 | HUD VL | HV | 3 | Energy | 0.39366 | 28 | 0 | 0 | 0.69676 | 18 | 0 | 0 | 0 | 0 | 2016-09-01 | Yes | Yes | [Default] | [Default]
gasonly_SCR | f | G2 | HUD VL | HV | 3 | None | 0 | 0 | 0 | 0 | 0 | 0 | 0 | 0 | 0 | 10 | 2016-09-01 | Yes | Yes | [Default] | [Default]
gasonly_SCR | f | G2 | HUD VL | HV | 3 | Reserve | 2.1632 | 23 | 0.2564 | 76 | 16.3312 | 8605 | 0 | 0 | 0 | 0 | 2016-09-01 | Yes | Yes | [Default] | [Default]
gasonly_SCR | aero | C | CENTRL | ROS | 1 | None | 1.2642 | 18 | 0.28076 | 25 | 0 | 0 | 0 | 0 | 0 | 8420 | 2016-09-01 | Yes | Yes | [Default] | [Default]
gasonly_SCR | aero | C | CENTRL | ROS | 1 | Reserve | 0.97111 | 19 | 0.073829 | 14 | 0.31432 | 264 | 0 | 0 | 0 | 0 | 2016-09-01 | Yes | Yes | [Default] | [Default]
gasonly_SCR | aero | C | CENTRL | ROS | 2 | Energy | 7.1111 | 129 | 0 | 0 | 1.0155 | 26 | 0 | 0 | 0 | 0 | 2016-09-01 | Yes | Yes | [Default] | [Default]
gasonly_SCR | aero | C | CENTRL | ROS | 2 | None | 2.6612 | 74 | 0.59347 | 41 | 0 | 0 | 0 | 0 | 0 | 8393 | 2016-09-01 | Yes | Yes | [Default] | [Default]
gasonly_SCR | aero | C | CENTRL | ROS | 2 | Reserve | 1.1902 | 17 | 0.091074 | 12 | 0.151 | 68 | 0 | 0 | 0 | 0 | 2016-09-01 | Yes | Yes | [Default] | [Default]
gasonly_SCR | aero | C | CENTRL | ROS | 3 | Energy | 0.16538 | 12 | 0 | 0 | 0.58096 | 10 | 0 | 0 | 0 | 0 | 2016-09-01 | Yes | Yes | [Default] | [Default]
gasonly_SCR | aero | C | CENTRL | ROS | 3 | None | 3.2959 | 38 | 0.5896 | 40 | 0 | 0 | 0 | 0 | 0 | 8648 | 2016-09-01 | Yes | Yes | [Default] | [Default]
gasonly_SCR | aero | C | CENTRL | ROS | 3 | Reserve | 0 | 0 | 0 | 0 | 0.013523 | 12 | 0 | 0 | 0 | 0 | 2016-09-01 | Yes | Yes | [Default] | [Default]
gasonly_SCR | aero | F | CAPITL | ROS | 1 | Energy | 0.085934 | 7 | 0 | 0 | 0.52284 | 21 | 0 | 0 | 0 | 0 | 2016-09-01 | Yes | Yes | [Default] | [Default]
gasonly_SCR | aero | F | CAPITL | ROS | 1 | None | 3.1559 | 51 | 0.61286 | 28 | 0 | 0 | 0 | 0 | 0 | 8444 | 2016-09-01 | Yes | Yes | [Default] | [Default]
gasonly_SCR | aero | F | CAPITL | ROS | 1 | Reserve | 0.22617 | 7 | 0.14946 | 27 | 0.5878 | 175 | 0 | 0 | 0 | 0 | 2016-09-01 | Yes | Yes | [Default] | [Default]
gasonly_SCR | aero | F | CAPITL | ROS | 2 | Energy | 18.9467 | 376 | 0 | 0 | 0.28117 | 10 | 0 | 0 | 0 | 0 | 2016-09-01 | Yes | Yes | [Default] | [Default]
gasonly_SCR | aero | F | CAPITL | ROS | 2 | None | 2.822 | 63 | 0.57387 | 42 | 0 | 0 | 0 | 0 | 0 | 8117 | 2016-09-01 | Yes | Yes | [Default] | [Default]
gasonly_SCR | aero | F | CAPITL | ROS | 2 | Reserve | 0.11948 | 7 | 0.2796 | 34 | 0.43905 | 111 | 0 | 0 | 0 | 0 | 2016-09-01 | Yes | Yes | [Default] | [Default]
gasonly_SCR | aero | F | CAPITL | ROS | 3 | Energy | 0.32428 | 21 | 0 | 0 | 1.3487 | 30 | 0 | 0 | 0 | 0 | 2016-09-01 | Yes | Yes | [Default] | [Default]
gasonly_SCR | aero | F | CAPITL | ROS | 3 | None | 4.4407 | 50 | 1.4451 | 64 | 0 | 0 | 0 | 0 | 0 | 8508 | 2016-09-01 | Yes | Yes | [Default] | [Default]
gasonly_SCR | aero | F | CAPITL | ROS | 3 | Reserve | 0.0081799 | 1 | 0.12897 | 22 | 0.14834 | 64 | 0 | 0 | 0 | 0 | 2016-09-01 | Yes | Yes | [Default] | [Default]
gasonly_SCR | aero | G1 | HUD VL | HV | 1 | None | 0 | 0 | 0 | 0 | 0 | 0 | 0 | 0 | 0 | 13 | 2016-09-01 | Yes | Yes | [Default] | [Default]
gasonly_SCR | aero | G1 | HUD VL | HV | 1 | Reserve | 1.3384 | 36 | 0.5107 | 82 | 22.0917 | 8629 | 0 | 0 | 0 | 0 | 2016-09-01 | Yes | Yes | [Default] | [Default]
gasonly_SCR | aero | G1 | HUD VL | HV | 2 | Energy | 14.5475 | 317 | 0 | 0 | 0.29678 | 10 | 0 | 0 | 0 | 0 | 2016-09-01 | Yes | Yes | [Default] | [Default]
gasonly_SCR | aero | G1 | HUD VL | HV | 2 | None | 0 | 0 | 0 | 0 | 0 | 0 | 0 | 0 | 0 | 26 | 2016-09-01 | Yes | Yes | [Default] | [Default]
gasonly_SCR | aero | G1 | HUD VL | HV | 2 | Reserve | 1.9391 | 66 | 1.0109 | 180 | 19.3957 | 8161 | 0 | 0 | 0 | 0 | 2016-09-01 | Yes | Yes | [Default] | [Default]
gasonly_SCR | aero | G1 | HUD VL | HV | 3 | Energy | 0.37722 | 27 | 0 | 0 | 0.57467 | 14 | 0 | 0 | 0 | 0 | 2016-09-01 | Yes | Yes | [Default] | [Default]
gasonly_SCR | aero | G1 | HUD VL | HV | 3 | None | 0 | 0 | 0 | 0 | 0 | 0 | 0 | 0 | 0 | 10 | 2016-09-01 | Yes | Yes | [Default] | [Default]
gasonly_SCR | aero | G1 | HUD VL | HV | 3 | Reserve | 0.81215 | 24 | 0.93061 | 208 | 17.5274 | 8477 | 0 | 0 | 0 | 0 | 2016-09-01 | Yes | Yes | [Default] | [Default]
gasonly_SCR | aero | G2 | HUD VL | HV | 1 | None | 0 | 0 | 0 | 0 | 0 | 0 | 0 | 0 | 0 | 13 | 2016-09-01 | Yes | Yes | [Default] | [Default]
gasonly_SCR | aero | G2 | HUD VL | HV | 1 | Reserve | 1.3384 | 36 | 0.5107 | 82 | 22.0917 | 8629 | 0 | 0 | 0 | 0 | 2016-09-01 | Yes | Yes | [Default] | [Default]
gasonly_SCR | aero | G2 | HUD VL | HV | 2 | Energy | 14.5475 | 317 | 0 | 0 | 0.29678 | 10 | 0 | 0 | 0 | 0 | 2016-09-01 | Yes | Yes | [Default] | [Default]
gasonly_SCR | aero | G2 | HUD VL | HV | 2 | None | 0 | 0 | 0 | 0 | 0 | 0 | 0 | 0 | 0 | 26 | 2016-09-01 | Yes | Yes | [Default] | [Default]
gasonly_SCR | aero | G2 | HUD VL | HV | 2 | Reserve | 1.9391 | 66 | 1.0109 | 180 | 19.3957 | 8161 | 0 | 0 | 0 | 0 | 2016-09-01 | Yes | Yes | [Default] | [Default]
gasonly_SCR | aero | G2 | HUD VL | HV | 3 | Energy | 0.37722 | 27 | 0 | 0 | 0.57467 | 14 | 0 | 0 | 0 | 0 | 2016-09-01 | Yes | Yes | [Default] | [Default]
gasonly_SCR | aero | G2 | HUD VL | HV | 3 | None | 0 | 0 | 0 | 0 | 0 | 0 | 0 | 0 | 0 | 10 | 2016-09-01 | Yes | Yes | [Default] | [Default]
gasonly_SCR | aero | G2 | HUD VL | HV | 3 | Reserve | 0.81215 | 24 | 0.93061 | 208 | 17.5274 | 8477 | 0 | 0 | 0 | 0 | 2016-09-01 | Yes | Yes | [Default] | [Default]
gasonly_noSCR | j15 | C | CENTRL | ROS | 1 | None | 0.94237 | 5 | 0.24826 | 20 | 0 | 0 | 0 | 0 | 0 | 8315 | 2016-09-01 | No | Yes | [Default] | [Default]
gasonly_noSCR | j15 | C | CENTRL | ROS | 1 | Reserve | 0.3894 | 11 | 0.084245 | 25 | 0.37899 | 384 | 0 | 0 | 0 | 0 | 2016-09-01 | No | Yes | [Default] | [Default]
gasonly_noSCR | j15 | C | CENTRL | ROS | 2 | Energy | 8.2399 | 142 | 0 | 0 | 0.8688 | 25 | 0 | 0 | 0 | 0 | 2016-09-01 | No | Yes | [Default] | [Default]
gasonly_noSCR | j15 | C | CENTRL | ROS | 2 | None | 1.8148 | 50 | 0.53773 | 30 | 0 | 0 | 0 | 0 | 0 | 8390 | 2016-09-01 | No | Yes | [Default] | [Default]
gasonly_noSCR | j15 | C | CENTRL | ROS | 2 | Reserve | 0.87915 | 10 | 0.10121 | 29 | 0.16412 | 84 | 0 | 0 | 0 | 0 | 2016-09-01 | No | Yes | [Default] | [Default]
gasonly_noSCR | j15 | C | CENTRL | ROS | 3 | Energy | 0.041831 | 5 | 0 | 0 | 0.46191 | 16 | 0 | 0 | 0 | 0 | 2016-09-01 | No | Yes | [Default] | [Default]
gasonly_noSCR | j15 | C | CENTRL | ROS | 3 | None | 2.5272 | 16 | 0.78016 | 46 | 0 | 0 | 0 | 0 | 0 | 8665 | 2016-09-01 | No | Yes | [Default] | [Default]
gasonly_noSCR | j15 | C | CENTRL | ROS | 3 | Reserve | 0 | 0 | 0 | 0 | 0.015861 | 12 | 0 | 0 | 0 | 0 | 2016-09-01 | No | Yes | [Default] | [Default]
gasonly_noSCR | j15 | F | CAPITL | ROS | 1 | Energy | 0 | 0 | 0 | 0 | 0.84192 | 44 | 0 | 0 | 0 | 0 | 2016-09-01 | No | Yes | [Default] | [Default]
gasonly_noSCR | j15 | F | CAPITL | ROS | 1 | None | 2.2155 | 22 | 0.55354 | 29 | 0 | 0 | 0 | 0 | 0 | 8421 | 2016-09-01 | No | Yes | [Default] | [Default]
gasonly_noSCR | j15 | F | CAPITL | ROS | 1 | Reserve | 0.018202 | 1 | 0.17525 | 32 | 0.64247 | 211 | 0 | 0 | 0 | 0 | 2016-09-01 | No | Yes | [Default] | [Default]
gasonly_noSCR | j15 | F | CAPITL | ROS | 2 | Energy | 24.6965 | 404 | 0 | 0 | 0.0358 | 4 | 0 | 0 | 0 | 0 | 2016-09-01 | No | Yes | [Default] | [Default]
gasonly_noSCR | j15 | F | CAPITL | ROS | 2 | None | 1.8581 | 41 | 0.5857 | 37 | 0 | 0 | 0 | 0 | 0 | 8109 | 2016-09-01 | No | Yes | [Default] | [Default]
gasonly_noSCR | j15 | F | CAPITL | ROS | 2 | Reserve | 0.02109 | 3 | 0.30699 | 40 | 0.46259 | 122 | 0 | 0 | 0 | 0 | 2016-09-01 | No | Yes | [Default] | [Default]
gasonly_noSCR | j15 | F | CAPITL | ROS | 3 | Energy | 0.63198 | 31 | 0 | 0 | 1.9536 | 42 | 0 | 0 | 0 | 0 | 2016-09-01 | No | Yes | [Default] | [Default]
gasonly_noSCR | j15 | F | CAPITL | ROS | 3 | None | 3.5141 | 26 | 1.6163 | 65 | 0 | 0 | 0 | 0 | 0 | 8505 | 2016-09-01 | No | Yes | [Default] | [Default]
gasonly_noSCR | j15 | F | CAPITL | ROS | 3 | Reserve | 0 | 0 | 0.14266 | 24 | 0.16744 | 67 | 0 | 0 | 0 | 0 | 2016-09-01 | No | Yes | [Default] | [Default]
gasonly_noSCR | j15 | G1 | HUD VL | HV | 1 | None | 0 | 0 | 0 | 0 | 0 | 0 | 0 | 0 | 0 | 13 | 2016-09-01 | No | Yes | [Default] | [Default]
gasonly_noSCR | j15 | G1 | HUD VL | HV | 1 | Reserve | 0.45165 | 10 | 0.61185 | 91 | 22.1654 | 8646 | 0 | 0 | 0 | 0 | 2016-09-01 | No | Yes | [Default] | [Default]
gasonly_noSCR | j15 | G1 | HUD VL | HV | 2 | Energy | 19.1139 | 358 | 0 | 0 | 0.56156 | 23 | 0 | 0 | 0 | 0 | 2016-09-01 | No | Yes | [Default] | [Default]
gasonly_noSCR | j15 | G1 | HUD VL | HV | 2 | None | 0 | 0 | 0 | 0 | 0 | 0 | 0 | 0 | 0 | 26 | 2016-09-01 | No | Yes | [Default] | [Default]
gasonly_noSCR | j15 | G1 | HUD VL | HV | 2 | Reserve | 0.83704 | 25 | 1.1158 | 185 | 19.3641 | 8143 | 0 | 0 | 0 | 0 | 2016-09-01 | No | Yes | [Default] | [Default]
gasonly_noSCR | j15 | G1 | HUD VL | HV | 3 | Energy | 0.46415 | 26 | 0 | 0 | 1.0395 | 28 | 0 | 0 | 0 | 0 | 2016-09-01 | No | Yes | [Default] | [Default]
gasonly_noSCR | j15 | G1 | HUD VL | HV | 3 | None | 0 | 0 | 0 | 0 | 0 | 0 | 0 | 0 | 0 | 10 | 2016-09-01 | No | Yes | [Default] | [Default]
gasonly_noSCR | j15 | G1 | HUD VL | HV | 3 | Reserve | 0.2655 | 11 | 1.0107 | 214 | 17.5242 | 8471 | 0 | 0 | 0 | 0 | 2016-09-01 | No | Yes | [Default] | [Default]
gasonly_noSCR | f | C | CENTRL | ROS | 1 | None | 1.2508 | 9 | 0.26714 | 23 | 0 | 0 | 0 | 0 | 0 | 8548 | 2016-09-01 | No | Yes | [Default] | [Default]
gasonly_noSCR | f | C | CENTRL | ROS | 1 | Reserve | 0.36332 | 13 | 0.061633 | 11 | 0.21446 | 156 | 0 | 0 | 0 | 0 | 2016-09-01 | No | Yes | [Default] | [Default]
gasonly_noSCR | f | C | CENTRL | ROS | 2 | Energy | 7.7416 | 130 | 0 | 0 | 0.84534 | 26 | 0 | 0 | 0 | 0 | 2016-09-01 | No | Yes | [Default] | [Default]
gasonly_noSCR | f | C | CENTRL | ROS | 2 | None | 2.3869 | 60 | 0.64341 | 39 | 0 | 0 | 0 | 0 | 0 | 8445 | 2016-09-01 | No | Yes | [Default] | [Default]
gasonly_noSCR | f | C | CENTRL | ROS | 2 | Reserve | 0.68186 | 8 | 0.091399 | 9 | 0.12692 | 43 | 0 | 0 | 0 | 0 | 2016-09-01 | No | Yes | [Default] | [Default]
gasonly_noSCR | f | C | CENTRL | ROS | 3 | Energy | 0.051537 | 4 | 0 | 0 | 0.82205 | 22 | 0 | 0 | 0 | 0 | 2016-09-01 | No | Yes | [Default] | [Default]
gasonly_noSCR | f | C | CENTRL | ROS | 3 | None | 2.7377 | 21 | 0.44501 | 33 | 0 | 0 | 0 | 0 | 0 | 8678 | 2016-09-01 | No | Yes | [Default] | [Default]
gasonly_noSCR | f | C | CENTRL | ROS | 3 | Reserve | 0 | 0 | 0 | 0 | 0.0056126 | 2 | 0 | 0 | 0 | 0 | 2016-09-01 | No | Yes | [Default] | [Default]
gasonly_noSCR | f | F | CAPITL | ROS | 1 | Energy | 0 | 0 | 0 | 0 | 0.68371 | 36 | 0 | 0 | 0 | 0 | 2016-09-01 | No | Yes | [Default] | [Default]
gasonly_noSCR | f | F | CAPITL | ROS | 1 | None | 2.5521 | 28 | 0.16188 | 22 | 0 | 0 | 0 | 0 | 0 | 8610 | 2016-09-01 | No | Yes | [Default] | [Default]
gasonly_noSCR | f | F | CAPITL | ROS | 1 | Reserve | 0.12512 | 6 | 0.059153 | 10 | 0.15888 | 48 | 0 | 0 | 0 | 0 | 2016-09-01 | No | Yes | [Default] | [Default]
gasonly_noSCR | f | F | CAPITL | ROS | 2 | Energy | 22.5251 | 385 | 0 | 0 | 0.21273 | 9 | 0 | 0 | 0 | 0 | 2016-09-01 | No | Yes | [Default] | [Default]
gasonly_noSCR | f | F | CAPITL | ROS | 2 | None | 2.1095 | 45 | 0.48615 | 36 | 0 | 0 | 0 | 0 | 0 | 8261 | 2016-09-01 | No | Yes | [Default] | [Default]
gasonly_noSCR | f | F | CAPITL | ROS | 2 | Reserve | 0 | 0 | 0.085402 | 9 | 0.069486 | 15 | 0 | 0 | 0 | 0 | 2016-09-01 | No | Yes | [Default] | [Default]
gasonly_noSCR | f | F | CAPITL | ROS | 3 | Energy | 0.44297 | 28 | 0 | 0 | 1.3436 | 29 | 0 | 0 | 0 | 0 | 2016-09-01 | No | Yes | [Default] | [Default]
gasonly_noSCR | f | F | CAPITL | ROS | 3 | None | 4.1287 | 34 | 0.35647 | 30 | 0 | 0 | 0 | 0 | 0 | 8637 | 2016-09-01 | No | Yes | [Default] | [Default]
gasonly_noSCR | f | F | CAPITL | ROS | 3 | Reserve | 0 | 0 | 0 | 0 | 0.0053558 | 2 | 0 | 0 | 0 | 0 | 2016-09-01 | No | Yes | [Default] | [Default]
gasonly_noSCR | f | G1 | HUD VL | HV | 1 | None | 0 | 0 | 0 | 0 | 0 | 0 | 0 | 0 | 0 | 13 | 2016-09-01 | No | Yes | [Default] | [Default]
gasonly_noSCR | f | G1 | HUD VL | HV | 1 | Reserve | 2.0268 | 22 | 0.39443 | 56 | 21.0792 | 8669 | 0 | 0 | 0 | 0 | 2016-09-01 | No | Yes | [Default] | [Default]
gasonly_noSCR | f | G1 | HUD VL | HV | 2 | Energy | 17.3592 | 347 | 0 | 0 | 0.17734 | 5 | 0 | 0 | 0 | 0 | 2016-09-01 | No | Yes | [Default] | [Default]
gasonly_noSCR | f | G1 | HUD VL | HV | 2 | None | 0 | 0 | 0 | 0 | 0 | 0 | 0 | 0 | 0 | 26 | 2016-09-01 | No | Yes | [Default] | [Default]
gasonly_noSCR | f | G1 | HUD VL | HV | 2 | Reserve | 2.1214 | 47 | 0.52746 | 91 | 16.4422 | 8244 | 0 | 0 | 0 | 0 | 2016-09-01 | No | Yes | [Default] | [Default]
gasonly_noSCR | f | G1 | HUD VL | HV | 3 | Energy | 0.4091 | 29 | 0 | 0 | 0.69676 | 18 | 0 | 0 | 0 | 0 | 2016-09-01 | No | Yes | [Default] | [Default]
gasonly_noSCR | f | G1 | HUD VL | HV | 3 | None | 0 | 0 | 0 | 0 | 0 | 0 | 0 | 0 | 0 | 10 | 2016-09-01 | No | Yes | [Default] | [Default]
gasonly_noSCR | f | G1 | HUD VL | HV | 3 | Reserve | 2.1754 | 23 | 0.2564 | 76 | 16.3301 | 8604 | 0 | 0 | 0 | 0 | 2016-09-01 | No | Yes | [Default] | [Default]
dualfuel_CC_SCR | ccj | C | CENTRL | ROS | 1 | None | 2.067 | 24 | 0 | 0 | 0 | 0 | 0 | 0 | 0 | 8736 | 2016-09-01 | Yes | No | [Default] | [Default]
dualfuel_CC_SCR | ccj | C | CENTRL | ROS | 2 | Energy | 15.4134 | 259 | 0 | 0 | 2.0623 | 50 | 0 | 0 | 0 | 0 | 2016-09-01 | Yes | No | [Default] | [Default]
dualfuel_CC_SCR | ccj | C | CENTRL | ROS | 2 | None | 4.5825 | 111 | 0 | 0 | 0 | 0 | 0 | 0 | 0 | 8340 | 2016-09-01 | Yes | No | [Default] | [Default]
dualfuel_CC_SCR | ccj | C | CENTRL | ROS | 3 | Energy | 0.95283 | 30 | 0 | 0 | 1.0836 | 26 | 0 | 0 | 0 | 0 | 2016-09-01 | Yes | No | [Default] | [Default]
dualfuel_CC_SCR | ccj | C | CENTRL | ROS | 3 | None | 3.6596 | 41 | 0 | 0 | 0 | 0 | 0 | 0 | 0 | 8663 | 2016-09-01 | Yes | No | [Default] | [Default]
dualfuel_CC_SCR | ccj | F | CAPITL | ROS | 1 | Energy | 3.315 | 131 | 0 | 0 | 0.44098 | 23 | 0 | 0 | 0 | 0 | 2016-09-01 | Yes | No | [Default] | [Default]
dualfuel_CC_SCR | ccj | F | CAPITL | ROS | 1 | None | 5.0634 | 103 | 0 | 0 | 0 | 0 | 0 | 0 | 0 | 8503 | 2016-09-01 | Yes | No | [Default] | [Default]
dualfuel_CC_SCR | ccj | F | CAPITL | ROS | 2 | Energy | 38.0141 | 457 | 0 | 0 | 0.74255 | 21 | 0 | 0 | 0 | 0 | 2016-09-01 | Yes | No | [Default] | [Default]
dualfuel_CC_SCR | ccj | F | CAPITL | ROS | 2 | None | 4.4102 | 75 | 0 | 0 | 0 | 0 | 0 | 0 | 0 | 8207 | 2016-09-01 | Yes | No | [Default] | [Default]
dualfuel_CC_SCR | ccj | F | CAPITL | ROS | 3 | Energy | 2.968 | 75 | 0 | 0 | 2.3576 | 53 | 0 | 0 | 0 | 0 | 2016-09-01 | Yes | No | [Default] | [Default]
dualfuel_CC_SCR | ccj | F | CAPITL | ROS | 3 | None | 5.6056 | 51 | 0 | 0 | 0 | 0 | 0 | 0 | 0 | 8581 | 2016-09-01 | Yes | No | [Default] | [Default]
dualfuel_CC_SCR | ccj | G1 | HUD VL | HV | 1 | Energy | 1.3413 | 67 | 0 | 0 | 0.047576 | 7 | 0 | 0 | 0 | 0 | 2016-09-01 | Yes | No | [Default] | [Default]
dualfuel_CC_SCR | ccj | G1 | HUD VL | HV | 1 | None | 3.778 | 48 | 0 | 0 | 0 | 0 | 0 | 0 | 0 | 8638 | 2016-09-01 | Yes | No | [Default] | [Default]
dualfuel_CC_SCR | ccj | G1 | HUD VL | HV | 2 | Energy | 32.575 | 447 | 0 | 0 | 0.36841 | 12 | 0 | 0 | 0 | 0 | 2016-09-01 | Yes | No | [Default] | [Default]
dualfuel_CC_SCR | ccj | G1 | HUD VL | HV | 2 | None | 5.602 | 98 | 0 | 0 | 0 | 0 | 0 | 0 | 0 | 8203 | 2016-09-01 | Yes | No | [Default] | [Default]
dualfuel_CC_SCR | ccj | G1 | HUD VL | HV | 3 | Energy | 3.8761 | 118 | 0 | 0 | 0 | 0 | 0 | 0 | 0 | 0 | 2016-09-01 | Yes | No | [Default] | [Default]
dualfuel_CC_SCR | ccj | G1 | HUD VL | HV | 3 | None | 4.8645 | 46 | 0 | 0 | 0 | 0 | 0 | 0 | 0 | 8596 | 2016-09-01 | Yes | No | [Default] | [Default]
dualfuel_CC_SCR | ccj | G2 | HUD VL | HV | 1 | Energy | 1.3413 | 67 | 0 | 0 | 0.047576 | 7 | 0 | 0 | 0 | 0 | 2016-09-01 | Yes | No | [Default] | [Default]
dualfuel_CC_SCR | ccj | G2 | HUD VL | HV | 1 | None | 3.778 | 48 | 0 | 0 | 0 | 0 | 0 | 0 | 0 | 8638 | 2016-09-01 | Yes | No | [Default] | [Default]
dualfuel_CC_SCR | ccj | G2 | HUD VL | HV | 2 | Energy | 32.575 | 447 | 0 | 0 | 0.36841 | 12 | 0 | 0 | 0 | 0 | 2016-09-01 | Yes | No | [Default] | [Default]
dualfuel_CC_SCR | ccj | G2 | HUD VL | HV | 2 | None | 5.602 | 98 | 0 | 0 | 0 | 0 | 0 | 0 | 0 | 8203 | 2016-09-01 | Yes | No | [Default] | [Default]
dualfuel_CC_SCR | ccj | G2 | HUD VL | HV | 3 | Energy | 3.8761 | 118 | 0 | 0 | 0 | 0 | 0 | 0 | 0 | 0 | 2016-09-01 | Yes | No | [Default] | [Default]
dualfuel_CC_SCR | ccj | G2 | HUD VL | HV | 3 | None | 4.8645 | 46 | 0 | 0 | 0 | 0 | 0 | 0 | 0 | 8596 | 2016-09-01 | Yes | No | [Default] | [Default]
dualfuel_CC_SCR | ccj | J | N.Y.C. | NYC | 1 | Energy | 1.716 | 73 | 0 | 0 | 0 | 0 | 0 | 0 | 0 | 0 | 2016-09-01 | Yes | No | [Default] | [Default]
dualfuel_CC_SCR | ccj | J | N.Y.C. | NYC | 1 | None | 3.5009 | 44 | 0 | 0 | 0 | 0 | 0 | 0 | 0 | 8643 | 2016-09-01 | Yes | No | [Default] | [Default]
dualfuel_CC_SCR | ccj | J | N.Y.C. | NYC | 2 | Energy | 35.7913 | 461 | 0 | 0 | 0.19025 | 12 | 0 | 0 | 0 | 0 | 2016-09-01 | Yes | No | [Default] | [Default]
dualfuel_CC_SCR | ccj | J | N.Y.C. | NYC | 2 | None | 4.7503 | 84 | 0 | 0 | 0 | 0 | 0 | 0 | 0 | 8203 | 2016-09-01 | Yes | No | [Default] | [Default]
dualfuel_CC_SCR | ccj | J | N.Y.C. | NYC | 3 | Energy | 4.1979 | 107 | 0 | 0 | 0.82253 | 20 | 0 | 0 | 0 | 0 | 2016-09-01 | Yes | No | [Default] | [Default]
dualfuel_CC_SCR | ccj | J | N.Y.C. | NYC | 3 | None | 6.4726 | 55 | 0 | 0 | 0 | 0 | 0 | 0 | 0 | 8578 | 2016-09-01 | Yes | No | [Default] | [Default]
dualfuel_CC_SCR | ccj | K | LONGIL | LI | 1 | Energy | 6.8159 | 200 | 0 | 0 | 1.6253 | 33 | 0 | 0 | 0 | 0 | 2016-09-01 | Yes | No | [Default] | [Default]
dualfuel_CC_SCR | ccj | K | LONGIL | LI | 1 | None | 7.1281 | 85 | 0 | 0 | 0 | 0 | 0 | 0 | 0 | 8442 | 2016-09-01 | Yes | No | [Default] | [Default]
dualfuel_CC_SCR | ccj | K | LONGIL | LI | 2 | Energy | 48.429 | 712 | 0 | 0 | 2.1244 | 82 | 0 | 0 | 0 | 0 | 2016-09-01 | Yes | No | [Default] | [Default]
dualfuel_CC_SCR | ccj | K | LONGIL | LI | 2 | None | 11.5506 | 130 | 0 | 0 | 0 | 0 | 0 | 0 | 0 | 7836 | 2016-09-01 | Yes | No | [Default] | [Default]
dualfuel_CC_SCR | ccj | K | LONGIL | LI | 3 | Energy | 13.5671 | 365 | 0 | 0 | 1.0257 | 47 | 0 | 0 | 0 | 0 | 2016-09-01 | Yes | No | [Default] | [Default]
dualfuel_CC_SCR | ccj | K | LONGIL | LI | 3 | None | 14.2385 | 107 | 0 | 0 | 0 | 0 | 0 | 0 | 0 | 8241 | 2016-09-01 | Yes | No | [Default] | [Default]
gasonly_CC_SCR | ccj | C | CENTRL | ROS | 1 | None | 2.067 | 24 | 0 | 0 | 0 | 0 | 0 | 0 | 0 | 8736 | 2016-09-01 | Yes | Yes | [Default] | [Default]
gasonly_CC_SCR | ccj | C | CENTRL | ROS | 2 | Energy | 15.4134 | 259 | 0 | 0 | 2.0623 | 50 | 0 | 0 | 0 | 0 | 2016-09-01 | Yes | Yes | [Default] | [Default]
gasonly_CC_SCR | ccj | C | CENTRL | ROS | 2 | None | 4.5825 | 111 | 0 | 0 | 0 | 0 | 0 | 0 | 0 | 8340 | 2016-09-01 | Yes | Yes | [Default] | [Default]
gasonly_CC_SCR | ccj | C | CENTRL | ROS | 3 | Energy | 0.95283 | 30 | 0 | 0 | 1.0836 | 26 | 0 | 0 | 0 | 0 | 2016-09-01 | Yes | Yes | [Default] | [Default]
gasonly_CC_SCR | ccj | C | CENTRL | ROS | 3 | None | 3.6596 | 41 | 0 | 0 | 0 | 0 | 0 | 0 | 0 | 8663 | 2016-09-01 | Yes | Yes | [Default] | [Default]
gasonly_CC_SCR | ccj | F | CAPITL | ROS | 1 | Energy | 3.315 | 131 | 0 | 0 | 0.44098 | 23 | 0 | 0 | 0 | 0 | 2016-09-01 | Yes | Yes | [Default] | [Default]
gasonly_CC_SCR | ccj | F | CAPITL | ROS | 1 | None | 5.0634 | 103 | 0 | 0 | 0 | 0 | 0 | 0 | 0 | 8503 | 2016-09-01 | Yes | Yes | [Default] | [Default]
gasonly_CC_SCR | ccj | F | CAPITL | ROS | 2 | Energy | 38.0141 | 457 | 0 | 0 | 0.74255 | 21 | 0 | 0 | 0 | 0 | 2016-09-01 | Yes | Yes | [Default] | [Default]
gasonly_CC_SCR | ccj | F | CAPITL | ROS | 2 | None | 4.4102 | 75 | 0 | 0 | 0 | 0 | 0 | 0 | 0 | 8207 | 2016-09-01 | Yes | Yes | [Default] | [Default]
gasonly_CC_SCR | ccj | F | CAPITL | ROS | 3 | Energy | 2.968 | 75 | 0 | 0 | 2.3576 | 53 | 0 | 0 | 0 | 0 | 2016-09-01 | Yes | Yes | [Default] | [Default]
gasonly_CC_SCR | ccj | F | CAPITL | ROS | 3 | None | 5.6056 | 51 | 0 | 0 | 0 | 0 | 0 | 0 | 0 | 8581 | 2016-09-01 | Yes | Yes | [Default] | [Default]
gasonly_CC_SCR | ccj | G1 | HUD VL | HV | 1 | Energy | 1.3413 | 67 | 0 | 0 | 0.047576 | 7 | 0 | 0 | 0 | 0 | 2016-09-01 | Yes | Yes | [Default] | [Default]
gasonly_CC_SCR | ccj | G1 | HUD VL | HV | 1 | None | 3.778 | 48 | 0 | 0 | 0 | 0 | 0 | 0 | 0 | 8638 | 2016-09-01 | Yes | Yes | [Default] | [Default]
gasonly_CC_SCR | ccj | G1 | HUD VL | HV | 2 | Energy | 32.575 | 447 | 0 | 0 | 0.36841 | 12 | 0 | 0 | 0 | 0 | 2016-09-01 | Yes | Yes | [Default] | [Default]
gasonly_CC_SCR | ccj | G1 | HUD VL | HV | 2 | None | 5.602 | 98 | 0 | 0 | 0 | 0 | 0 | 0 | 0 | 8203 | 2016-09-01 | Yes | Yes | [Default] | [Default]
gasonly_CC_SCR | ccj | G1 | HUD VL | HV | 3 | Energy | 3.8761 | 118 | 0 | 0 | 0 | 0 | 0 | 0 | 0 | 0 | 2016-09-01 | Yes | Yes | [Default] | [Default]
gasonly_CC_SCR | ccj | G1 | HUD VL | HV | 3 | None | 4.8645 | 46 | 0 | 0 | 0 | 0 | 0 | 0 | 0 | 8596 | 2016-09-01 | Yes | Yes | [Default] | [Default]
gasonly_CC_SCR | ccj | G2 | HUD VL | HV | 1 | Energy | 1.3413 | 67 | 0 | 0 | 0.047576 | 7 | 0 | 0 | 0 | 0 | 2016-09-01 | Yes | Yes | [Default] | [Default]
gasonly_CC_SCR | ccj | G2 | HUD VL | HV | 1 | None | 3.778 | 48 | 0 | 0 | 0 | 0 | 0 | 0 | 0 | 8638 | 2016-09-01 | Yes | Yes | [Default] | [Default]
gasonly_CC_SCR | ccj | G2 | HUD VL | HV | 2 | Energy | 32.575 | 447 | 0 | 0 | 0.36841 | 12 | 0 | 0 | 0 | 0 | 2016-09-01 | Yes | Yes | [Default] | [Default]
gasonly_CC_SCR | ccj | G2 | HUD VL | HV | 2 | None | 5.602 | 98 | 0 | 0 | 0 | 0 | 0 | 0 | 0 | 8203 | 2016-09-01 | Yes | Yes | [Default] | [Default]
gasonly_CC_SCR | ccj | G2 | HUD VL | HV | 3 | Energy | 3.8761 | 118 | 0 | 0 | 0 | 0 | 0 | 0 | 0 | 0 | 2016-09-01 | Yes | Yes | [Default] | [Default]
gasonly_CC_SCR | ccj | G2 | HUD VL | HV | 3 | None | 4.8645 | 46 | 0 | 0 | 0 | 0 | 0 | 0 | 0 | 8596 | 2016-09-01 | Yes | Yes | [Default] | [Default]
dualfuel_CC_SCR | ccj | K | LONGIL | LI | 2 | Energy | 139.4659 | 7111 | 0 | 0 | 3.6876 | 314 | 0 | 0 | 0 | 0 | 2016-09-01 | Yes | No | [Default] | [Default]
dualfuel_CC_SCR | ccj | K | LONGIL | LI | 2 | None | -0.75148 | 888 | 0 | 0 | 0 | 0 | 0 | 0 | 0 | 447 | 2016-09-01 | Yes | No | [Default] | [Default]
dualfuel_CC_SCR | ccj | K | LONGIL | LI | 3 | Energy | 106.2046 | 7253 | 0 | 0 | 2.2098 | 216 | 0 | 0 | 0 | 0 | 2016-09-01 | Yes | No | [Default] | [Default]
dualfuel_CC_SCR | ccj | K | LONGIL | LI | 3 | None | -0.56223 | 831 | 0 | 0 | 0 | 0 | 0 | 0 | 0 | 460 | 2016-09-01 | Yes | No | [Default] | [Default]
gasonly_CC_SCR | ccj | C | CENTRL | ROS | 1 | Energy | 41.3267 | 4582 | 0 | 0 | 6.3761 | 808 | 0 | 0 | 0 | 0 | 2016-09-01 | Yes | Yes | [Default] | [Default]
gasonly_CC_SCR | ccj | C | CENTRL | ROS | 1 | None | 4.2676 | 950 | 0 | 0 | 0 | 0 | 0 | 0 | 0 | 2420 | 2016-09-01 | Yes | Yes | [Default] | [Default]
gasonly_CC_SCR | ccj | C | CENTRL | ROS | 2 | Energy | 80.5505 | 5061 | 0 | 0 | 5.6816 | 697 | 0 | 0 | 0 | 0 | 2016-09-01 | Yes | Yes | [Default] | [Default]
gasonly_CC_SCR | ccj | C | CENTRL | ROS | 2 | None | 2.3798 | 1034 | 0 | 0 | 0 | 0 | 0 | 0 | 0 | 1968 | 2016-09-01 | Yes | Yes | [Default] | [Default]
gasonly_CC_SCR | ccj | C | CENTRL | ROS | 3 | Energy | 40.8584 | 4023 | 0 | 0 | 4.3022 | 529 | 0 | 0 | 0 | 0 | 2016-09-01 | Yes | Yes | [Default] | [Default]
gasonly_CC_SCR | ccj | C | CENTRL | ROS | 3 | None | 2.8811 | 854 | 0 | 0 | 0 | 0 | 0 | 0 | 0 | 3354 | 2016-09-01 | Yes | Yes | [Default] | [Default]
gasonly_CC_SCR | ccj | F | CAPITL | ROS | 1 | Energy | 38.6269 | 3951 | 0 | 0 | 6.5918 | 865 | 0 | 0 | 0 | 0 | 2016-09-01 | Yes | Yes | [Default] | [Default]
gasonly_CC_SCR | ccj | F | CAPITL | ROS | 1 | None | 3.7322 | 840 | 0 | 0 | 0 | 0 | 0 | 0 | 0 | 3104 | 2016-09-01 | Yes | Yes | [Default] | [Default]
gasonly_CC_SCR | ccj | F | CAPITL | ROS | 2 | Energy | 55.4399 | 4374 | 0 | 0 | 7.7355 | 882 | 0 | 0 | 0 | 0 | 2016-09-01 | Yes | Yes | [Default] | [Default]
gasonly_CC_SCR | ccj | F | CAPITL | ROS | 2 | None | 3.3327 | 840 | 0 | 0 | 0 | 0 | 0 | 0 | 0 | 2664 | 2016-09-01 | Yes | Yes | [Default] | [Default]
gasonly_CC_SCR | ccj | F | CAPITL | ROS | 3 | Energy | 39.4692 | 4656 | 0 | 0 | 6.9413 | 906 | 0 | 0 | 0 | 0 | 2016-09-01 | Yes | Yes | [Default] | [Default]
gasonly_CC_SCR | ccj | F | CAPITL | ROS | 3 | None | 2.8653 | 665 | 0 | 0 | 0 | 0 | 0 | 0 | 0 | 2533 | 2016-09-01 | Yes | Yes | [Default] | [Default]
gasonly_CC_SCR | ccj | G1 | HUD VL | HV | 1 | Energy | 36.4354 | 3968 | 0 | 0 | 7.7894 | 954 | 0 | 0 | 0 | 0 | 2016-09-01 | Yes | Yes | [Default] | [Default]
gasonly_CC_SCR | ccj | G1 | HUD VL | HV | 1 | None | 2.9139 | 936 | 0 | 0 | 0 | 0 | 0 | 0 | 0 | 2902 | 2016-09-01 | Yes | Yes | [Default] | [Default]
gasonly_CC_SCR | ccj | G1 | HUD VL | HV | 2 | Energy | 54.702 | 4379 | 0 | 0 | 7.9069 | 883 | 0 | 0 | 0 | 0 | 2016-09-01 | Yes | Yes | [Default] | [Default]
gasonly_CC_SCR | ccj | G1 | HUD VL | HV | 2 | None | 2.6834 | 979 | 0 | 0 | 0 | 0 | 0 | 0 | 0 | 2519 | 2016-09-01 | Yes | Yes | [Default] | [Default]
gasonly_CC_SCR | ccj | G1 | HUD VL | HV | 3 | Energy | 37.814 | 4231 | 0 | 0 | 7.2263 | 879 | 0 | 0 | 0 | 0 | 2016-09-01 | Yes | Yes | [Default] | [Default]
gasonly_CC_SCR | ccj | G1 | HUD VL | HV | 3 | None | 3.2883 | 755 | 0 | 0 | 0 | 0 | 0 | 0 | 0 | 2895 | 2016-09-01 | Yes | Yes | [Default] | [Default]
gasonly_CC_SCR | ccj | G2 | HUD VL | HV | 1 | Energy | 84.023 | 7043 | 0 | 0 | 4.2184 | 566 | 0 | 0 | 0 | 0 | 2016-09-01 | Yes | Yes | [Default] | [Default]
gasonly_CC_SCR | ccj | G2 | HUD VL | HV | 1 | None | 1.8354 | 526 | 0 | 0 | 0 | 0 | 0 | 0 | 0 | 625 | 2016-09-01 | Yes | Yes | [Default] | [Default]
gasonly_CC_SCR | ccj | G2 | HUD VL | HV | 2 | Energy | 88.2016 | 6539 | 0 | 0 | 3.2726 | 421 | 0 | 0 | 0 | 0 | 2016-09-01 | Yes | Yes | [Default] | [Default]
gasonly_CC_SCR | ccj | G2 | HUD VL | HV | 2 | None | 1.9572 | 689 | 0 | 0 | 0 | 0 | 0 | 0 | 0 | 1111 | 2016-09-01 | Yes | Yes | [Default] | [Default]
gasonly_CC_SCR | ccj | G2 | HUD VL | HV | 3 | Energy | 61.8433 | 6117 | 0 | 0 | 3.9453 | 570 | 0 | 0 | 0 | 0 | 2016-09-01 | Yes | Yes | [Default] | [Default]
gasonly_CC_SCR | ccj | G2 | HUD VL | HV | 3 | None | 2.5406 | 532 | 0 | 0 | 0 | 0 | 0 | 0 | 0 | 1541 | 2016-09-01 | Yes | Yes | [Default] | [Default]

## FuelType_EngOnly_$kWYr
Case | Unit | Area | Zone | Capacity_Zone | Model.Year | Fuel.Used | Energy.Profit.per.kWyr | Energy.Hours | Start_Date | SCR_Toggle | Gas_Only_Toggle | Price_Cost_Inputs | Technical_Inputs
dualfuel_SCR | j25 | C | CENTRL | ROS | 1 | Gas | 1.3758 | 16 | 2016-09-01 | Yes | No | [Default] | [Default]
dualfuel_SCR | j25 | C | CENTRL | ROS | 2 | Gas | 11.0662 | 202 | 2016-09-01 | Yes | No | [Default] | [Default]
dualfuel_SCR | j25 | C | CENTRL | ROS | 3 | Gas | 2.611 | 21 | 2016-09-01 | Yes | No | [Default] | [Default]
dualfuel_SCR | j25 | F | CAPITL | ROS | 1 | Gas | 2.2882 | 25 | 2016-09-01 | Yes | No | [Default] | [Default]
dualfuel_SCR | j25 | F | CAPITL | ROS | 2 | Gas | 26.5954 | 449 | 2016-09-01 | Yes | No | [Default] | [Default]
dualfuel_SCR | j25 | F | CAPITL | ROS | 3 | Gas | 4.1974 | 59 | 2016-09-01 | Yes | No | [Default] | [Default]
dualfuel_SCR | j25 | G1 | HUD VL | HV | 1 | Gas | 0.47486 | 10 | 2016-09-01 | Yes | No | [Default] | [Default]
dualfuel_SCR | j25 | G1 | HUD VL | HV | 2 | Gas | 19.9938 | 388 | 2016-09-01 | Yes | No | [Default] | [Default]
dualfuel_SCR | j25 | G1 | HUD VL | HV | 3 | Gas | 0.77423 | 42 | 2016-09-01 | Yes | No | [Default] | [Default]
dualfuel_SCR | j25 | G2 | HUD VL | HV | 1 | Gas | 0.47486 | 10 | 2016-09-01 | Yes | No | [Default] | [Default]
dualfuel_SCR | j25 | G2 | HUD VL | HV | 2 | Gas | 19.9938 | 388 | 2016-09-01 | Yes | No | [Default] | [Default]
dualfuel_SCR | j25 | G2 | HUD VL | HV | 3 | Gas | 0.77423 | 42 | 2016-09-01 | Yes | No | [Default] | [Default]
dualfuel_SCR | j25 | J | N.Y.C. | NYC | 1 | Gas | 0.80675 | 31 | 2016-09-01 | Yes | No | [Default] | [Default]
dualfuel_SCR | j25 | J | N.Y.C. | NYC | 2 | Gas | 22.2262 | 393 | 2016-09-01 | Yes | No | [Default] | [Default]
dualfuel_SCR | j25 | J | N.Y.C. | NYC | 3 | Gas | 1.3105 | 44 | 2016-09-01 | Yes | No | [Default] | [Default]
dualfuel_SCR | j25 | K | LONGIL | LI | 1 | Gas | 5.766 | 121 | 2016-09-01 | Yes | No | [Default] | [Default]
dualfuel_SCR | j25 | K | LONGIL | LI | 2 | Gas | 35.6165 | 561 | 2016-09-01 | Yes | No | [Default] | [Default]
dualfuel_SCR | j25 | K | LONGIL | LI | 3 | Gas | 10.8083 | 179 | 2016-09-01 | Yes | No | [Default] | [Default]
dualfuel_SCR | f | C | CENTRL | ROS | 1 | Gas | 1.6023 | 22 | 2016-09-01 | Yes | No | [Default] | [Default]
dualfuel_SCR | f | C | CENTRL | ROS | 2 | Gas | 10.7028 | 197 | 2016-09-01 | Yes | No | [Default] | [Default]
dualfuel_SCR | f | C | CENTRL | ROS | 3 | Gas | 2.7767 | 24 | 2016-09-01 | Yes | No | [Default] | [Default]
dualfuel_SCR | f | F | CAPITL | ROS | 1 | Gas | 2.7614 | 41 | 2016-09-01 | Yes | No | [Default] | [Default]
dualfuel_SCR | f | F | CAPITL | ROS | 2 | Gas | 24.3453 | 428 | 2016-09-01 | Yes | No | [Default] | [Default]
dualfuel_SCR | f | F | CAPITL | ROS | 3 | Gas | 4.5391 | 62 | 2016-09-01 | Yes | No | [Default] | [Default]
dualfuel_SCR | f | G1 | HUD VL | HV | 1 | Gas | 2.0157 | 22 | 2016-09-01 | Yes | No | [Default] | [Default]
dualfuel_SCR | f | G1 | HUD VL | HV | 2 | Gas | 19.1627 | 381 | 2016-09-01 | Yes | No | [Default] | [Default]
dualfuel_SCR | f | G1 | HUD VL | HV | 3 | Gas | 2.5568 | 51 | 2016-09-01 | Yes | No | [Default] | [Default]
dualfuel_SCR | f | G2 | HUD VL | HV | 1 | Gas | 2.0157 | 22 | 2016-09-01 | Yes | No | [Default] | [Default]
dualfuel_SCR | f | G2 | HUD VL | HV | 2 | Gas | 19.1627 | 381 | 2016-09-01 | Yes | No | [Default] | [Default]
dualfuel_SCR | f | G2 | HUD VL | HV | 3 | Gas | 2.5568 | 51 | 2016-09-01 | Yes | No | [Default] | [Default]
dualfuel_SCR | f | J | N.Y.C. | NYC | 1 | Gas | 2.0702 | 28 | 2016-09-01 | Yes | No | [Default] | [Default]
dualfuel_SCR | f | J | N.Y.C. | NYC | 2 | Gas | 21.0523 | 382 | 2016-09-01 | Yes | No | [Default] | [Default]
dualfuel_SCR | f | J | N.Y.C. | NYC | 3 | Gas | 3.8197 | 53 | 2016-09-01 | Yes | No | [Default] | [Default]
dualfuel_SCR | f | K | LONGIL | LI | 1 | Gas | 7.2522 | 124 | 2016-09-01 | Yes | No | [Default] | [Default]
dualfuel_SCR | f | K | LONGIL | LI | 2 | Gas | 34.0836 | 557 | 2016-09-01 | Yes | No | [Default] | [Default]
dualfuel_SCR | f | K | LONGIL | LI | 3 | Gas | 13.3086 | 194 | 2016-09-01 | Yes | No | [Default] | [Default]
dualfuel_SCR | aero | C | CENTRL | ROS | 1 | Gas | 2.2353 | 37 | 2016-09-01 | Yes | No | [Default] | [Default]
dualfuel_SCR | aero | C | CENTRL | ROS | 2 | Gas | 10.9625 | 220 | 2016-09-01 | Yes | No | [Default] | [Default]
dualfuel_SCR | aero | C | CENTRL | ROS | 3 | Gas | 3.4612 | 50 | 2016-09-01 | Yes | No | [Default] | [Default]
dualfuel_SCR | aero | F | CAPITL | ROS | 1 | Gas | 3.468 | 65 | 2016-09-01 | Yes | No | [Default] | [Default]
dualfuel_SCR | aero | F | CAPITL | ROS | 2 | Gas | 21.8882 | 446 | 2016-09-01 | Yes | No | [Default] | [Default]
dualfuel_SCR | aero | F | CAPITL | ROS | 3 | Gas | 4.7732 | 72 | 2016-09-01 | Yes | No | [Default] | [Default]
dualfuel_SCR | aero | G1 | HUD VL | HV | 1 | Gas | 1.3384 | 36 | 2016-09-01 | Yes | No | [Default] | [Default]
dualfuel_SCR | aero | G1 | HUD VL | HV | 2 | Gas | 16.4865 | 383 | 2016-09-01 | Yes | No | [Default] | [Default]
dualfuel_SCR | aero | G1 | HUD VL | HV | 3 | Gas | 1.1894 | 51 | 2016-09-01 | Yes | No | [Default] | [Default]
dualfuel_SCR | aero | G2 | HUD VL | HV | 1 | Gas | 1.3384 | 36 | 2016-09-01 | Yes | No | [Default] | [Default]
dualfuel_SCR | aero | G2 | HUD VL | HV | 2 | Gas | 16.4865 | 383 | 2016-09-01 | Yes | No | [Default] | [Default]
dualfuel_SCR | aero | G2 | HUD VL | HV | 3 | Gas | 1.1894 | 51 | 2016-09-01 | Yes | No | [Default] | [Default]
dualfuel_SCR | aero | J | N.Y.C. | NYC | 1 | Gas | 1.5348 | 41 | 2016-09-01 | Yes | No | [Default] | [Default]
dualfuel_SCR | aero | J | N.Y.C. | NYC | 2 | Gas | 18.2359 | 389 | 2016-09-01 | Yes | No | [Default] | [Default]
dualfuel_SCR | aero | J | N.Y.C. | NYC | 3 | Gas | 1.606 | 44 | 2016-09-01 | Yes | No | [Default] | [Default]
dualfuel_SCR | aero | K | LONGIL | LI | 1 | Gas | 6.2552 | 132 | 2016-09-01 | Yes | No | [Default] | [Default]
dualfuel_SCR | aero | K | LONGIL | LI | 2 | Gas | 31.2142 | 547 | 2016-09-01 | Yes | No | [Default] | [Default]
dualfuel_SCR | aero | K | LONGIL | LI | 3 | Gas | 11.4194 | 173 | 2016-09-01 | Yes | No | [Default] | [Default]
dualfuel_noSCR | j15 | C | CENTRL | ROS | 1 | Gas | 1.3318 | 16 | 2016-09-01 | No | No | [Default] | [Default]
dualfuel_noSCR | j15 | C | CENTRL | ROS | 2 | Gas | 10.9338 | 202 | 2016-09-01 | No | No | [Default] | [Default]
dualfuel_noSCR | j15 | C | CENTRL | ROS | 3 | Gas | 2.569 | 21 | 2016-09-01 | No | No | [Default] | [Default]
dualfuel_noSCR | j15 | F | CAPITL | ROS | 1 | Gas | 2.2337 | 23 | 2016-09-01 | No | No | [Default] | [Default]
dualfuel_noSCR | j15 | F | CAPITL | ROS | 2 | Gas | 26.5757 | 448 | 2016-09-01 | No | No | [Default] | [Default]
dualfuel_noSCR | j15 | F | CAPITL | ROS | 3 | Gas | 4.1461 | 57 | 2016-09-01 | No | No | [Default] | [Default]
dualfuel_noSCR | j15 | G1 | HUD VL | HV | 1 | Gas | 0.45165 | 10 | 2016-09-01 | No | No | [Default] | [Default]
dualfuel_noSCR | j15 | G1 | HUD VL | HV | 2 | Gas | 19.951 | 383 | 2016-09-01 | No | No | [Default] | [Default]
dualfuel_noSCR | j15 | G1 | HUD VL | HV | 3 | Gas | 0.72964 | 37 | 2016-09-01 | No | No | [Default] | [Default]
dualfuel_noSCR | f | C | CENTRL | ROS | 1 | Gas | 1.6141 | 22 | 2016-09-01 | No | No | [Default] | [Default]
dualfuel_noSCR | f | C | CENTRL | ROS | 2 | Gas | 10.8104 | 198 | 2016-09-01 | No | No | [Default] | [Default]
dualfuel_noSCR | f | C | CENTRL | ROS | 3 | Gas | 2.7892 | 25 | 2016-09-01 | No | No | [Default] | [Default]
dualfuel_noSCR | f | F | CAPITL | ROS | 1 | Gas | 2.6772 | 34 | 2016-09-01 | No | No | [Default] | [Default]
dualfuel_noSCR | f | F | CAPITL | ROS | 2 | Gas | 24.6347 | 430 | 2016-09-01 | No | No | [Default] | [Default]
dualfuel_noSCR | f | F | CAPITL | ROS | 3 | Gas | 4.5717 | 62 | 2016-09-01 | No | No | [Default] | [Default]
dualfuel_noSCR | f | G1 | HUD VL | HV | 1 | Gas | 2.0268 | 22 | 2016-09-01 | No | No | [Default] | [Default]
dualfuel_noSCR | f | G1 | HUD VL | HV | 2 | Gas | 19.4806 | 394 | 2016-09-01 | No | No | [Default] | [Default]
dualfuel_noSCR | f | G1 | HUD VL | HV | 3 | Gas | 2.5845 | 52 | 2016-09-01 | No | No | [Default] | [Default]
gasonly_SCR | j25 | C | CENTRL | ROS | 1 | Gas | 1.3758 | 16 | 2016-09-01 | Yes | Yes | [Default] | [Default]
gasonly_SCR | j25 | C | CENTRL | ROS | 2 | Gas | 11.0662 | 202 | 2016-09-01 | Yes | Yes | [Default] | [Default]
gasonly_SCR | j25 | C | CENTRL | ROS | 3 | Gas | 2.611 | 21 | 2016-09-01 | Yes | Yes | [Default] | [Default]
gasonly_SCR | j25 | F | CAPITL | ROS | 1 | Gas | 2.2882 | 25 | 2016-09-01 | Yes | Yes | [Default] | [Default]
gasonly_SCR | j25 | F | CAPITL | ROS | 2 | Gas | 26.5954 | 449 | 2016-09-01 | Yes | Yes | [Default] | [Default]
gasonly_SCR | j25 | F | CAPITL | ROS | 3 | Gas | 4.1974 | 59 | 2016-09-01 | Yes | Yes | [Default] | [Default]
gasonly_SCR | j25 | G1 | HUD VL | HV | 1 | Gas | 0.47486 | 10 | 2016-09-01 | Yes | Yes | [Default] | [Default]
gasonly_SCR | j25 | G1 | HUD VL | HV | 2 | Gas | 19.9938 | 388 | 2016-09-01 | Yes | Yes | [Default] | [Default]
gasonly_SCR | j25 | G1 | HUD VL | HV | 3 | Gas | 0.77423 | 42 | 2016-09-01 | Yes | Yes | [Default] | [Default]
gasonly_SCR | j25 | G2 | HUD VL | HV | 1 | Gas | 0.47486 | 10 | 2016-09-01 | Yes | Yes | [Default] | [Default]
gasonly_SCR | j25 | G2 | HUD VL | HV | 2 | Gas | 19.9938 | 388 | 2016-09-01 | Yes | Yes | [Default] | [Default]
gasonly_SCR | j25 | G2 | HUD VL | HV | 3 | Gas | 0.77423 | 42 | 2016-09-01 | Yes | Yes | [Default] | [Default]
gasonly_SCR | f | C | CENTRL | ROS | 1 | Gas | 1.6023 | 22 | 2016-09-01 | Yes | Yes | [Default] | [Default]
gasonly_SCR | f | C | CENTRL | ROS | 2 | Gas | 10.7028 | 197 | 2016-09-01 | Yes | Yes | [Default] | [Default]
gasonly_SCR | f | C | CENTRL | ROS | 3 | Gas | 2.7767 | 24 | 2016-09-01 | Yes | Yes | [Default] | [Default]
gasonly_SCR | f | F | CAPITL | ROS | 1 | Gas | 2.7614 | 41 | 2016-09-01 | Yes | Yes | [Default] | [Default]
gasonly_SCR | f | F | CAPITL | ROS | 2 | Gas | 24.3453 | 428 | 2016-09-01 | Yes | Yes | [Default] | [Default]
gasonly_SCR | f | F | CAPITL | ROS | 3 | Gas | 4.5391 | 62 | 2016-09-01 | Yes | Yes | [Default] | [Default]
gasonly_SCR | f | G1 | HUD VL | HV | 1 | Gas | 2.0157 | 22 | 2016-09-01 | Yes | Yes | [Default] | [Default]
gasonly_SCR | f | G1 | HUD VL | HV | 2 | Gas | 19.1627 | 381 | 2016-09-01 | Yes | Yes | [Default] | [Default]
gasonly_SCR | f | G1 | HUD VL | HV | 3 | Gas | 2.5568 | 51 | 2016-09-01 | Yes | Yes | [Default] | [Default]
gasonly_SCR | f | G2 | HUD VL | HV | 1 | Gas | 2.0157 | 22 | 2016-09-01 | Yes | Yes | [Default] | [Default]
gasonly_SCR | f | G2 | HUD VL | HV | 2 | Gas | 19.1627 | 381 | 2016-09-01 | Yes | Yes | [Default] | [Default]
gasonly_SCR | f | G2 | HUD VL | HV | 3 | Gas | 2.5568 | 51 | 2016-09-01 | Yes | Yes | [Default] | [Default]
gasonly_SCR | aero | C | CENTRL | ROS | 1 | Gas | 2.2353 | 37 | 2016-09-01 | Yes | Yes | [Default] | [Default]
gasonly_SCR | aero | C | CENTRL | ROS | 2 | Gas | 10.9625 | 220 | 2016-09-01 | Yes | Yes | [Default] | [Default]
gasonly_SCR | aero | C | CENTRL | ROS | 3 | Gas | 3.4612 | 50 | 2016-09-01 | Yes | Yes | [Default] | [Default]
gasonly_SCR | aero | F | CAPITL | ROS | 1 | Gas | 3.468 | 65 | 2016-09-01 | Yes | Yes | [Default] | [Default]
gasonly_SCR | aero | F | CAPITL | ROS | 2 | Gas | 21.8882 | 446 | 2016-09-01 | Yes | Yes | [Default] | [Default]
gasonly_SCR | aero | F | CAPITL | ROS | 3 | Gas | 4.7732 | 72 | 2016-09-01 | Yes | Yes | [Default] | [Default]
gasonly_SCR | aero | G1 | HUD VL | HV | 1 | Gas | 1.3384 | 36 | 2016-09-01 | Yes | Yes | [Default] | [Default]
gasonly_SCR | aero | G1 | HUD VL | HV | 2 | Gas | 16.4865 | 383 | 2016-09-01 | Yes | Yes | [Default] | [Default]
gasonly_SCR | aero | G1 | HUD VL | HV | 3 | Gas | 1.1894 | 51 | 2016-09-01 | Yes | Yes | [Default] | [Default]
gasonly_SCR | aero | G2 | HUD VL | HV | 1 | Gas | 1.3384 | 36 | 2016-09-01 | Yes | Yes | [Default] | [Default]
gasonly_SCR | aero | G2 | HUD VL | HV | 2 | Gas | 16.4865 | 383 | 2016-09-01 | Yes | Yes | [Default] | [Default]
gasonly_SCR | aero | G2 | HUD VL | HV | 3 | Gas | 1.1894 | 51 | 2016-09-01 | Yes | Yes | [Default] | [Default]
gasonly_noSCR | j15 | C | CENTRL | ROS | 1 | Gas | 1.3318 | 16 | 2016-09-01 | No | Yes | [Default] | [Default]
gasonly_noSCR | j15 | C | CENTRL | ROS | 2 | Gas | 10.9338 | 202 | 2016-09-01 | No | Yes | [Default] | [Default]
gasonly_noSCR | j15 | C | CENTRL | ROS | 3 | Gas | 2.569 | 21 | 2016-09-01 | No | Yes | [Default] | [Default]
gasonly_noSCR | j15 | F | CAPITL | ROS | 1 | Gas | 2.2337 | 23 | 2016-09-01 | No | Yes | [Default] | [Default]
gasonly_noSCR | j15 | F | CAPITL | ROS | 2 | Gas | 26.5757 | 448 | 2016-09-01 | No | Yes | [Default] | [Default]
gasonly_noSCR | j15 | F | CAPITL | ROS | 3 | Gas | 4.1461 | 57 | 2016-09-01 | No | Yes | [Default] | [Default]
gasonly_noSCR | j15 | G1 | HUD VL | HV | 1 | Gas | 0.45165 | 10 | 2016-09-01 | No | Yes | [Default] | [Default]
gasonly_noSCR | j15 | G1 | HUD VL | HV | 2 | Gas | 19.951 | 383 | 2016-09-01 | No | Yes | [Default] | [Default]
gasonly_noSCR | j15 | G1 | HUD VL | HV | 3 | Gas | 0.72964 | 37 | 2016-09-01 | No | Yes | [Default] | [Default]
gasonly_noSCR | f | C | CENTRL | ROS | 1 | Gas | 1.6141 | 22 | 2016-09-01 | No | Yes | [Default] | [Default]
gasonly_noSCR | f | C | CENTRL | ROS | 2 | Gas | 10.8104 | 198 | 2016-09-01 | No | Yes | [Default] | [Default]
gasonly_noSCR | f | C | CENTRL | ROS | 3 | Gas | 2.7892 | 25 | 2016-09-01 | No | Yes | [Default] | [Default]
gasonly_noSCR | f | F | CAPITL | ROS | 1 | Gas | 2.6772 | 34 | 2016-09-01 | No | Yes | [Default] | [Default]
gasonly_noSCR | f | F | CAPITL | ROS | 2 | Gas | 24.6347 | 430 | 2016-09-01 | No | Yes | [Default] | [Default]
gasonly_noSCR | f | F | CAPITL | ROS | 3 | Gas | 4.5717 | 62 | 2016-09-01 | No | Yes | [Default] | [Default]
gasonly_noSCR | f | G1 | HUD VL | HV | 1 | Gas | 2.0268 | 22 | 2016-09-01 | No | Yes | [Default] | [Default]
gasonly_noSCR | f | G1 | HUD VL | HV | 2 | Gas | 19.4806 | 394 | 2016-09-01 | No | Yes | [Default] | [Default]
gasonly_noSCR | f | G1 | HUD VL | HV | 3 | Gas | 2.5845 | 52 | 2016-09-01 | No | Yes | [Default] | [Default]
dualfuel_CC_SCR | ccj | C | CENTRL | ROS | 1 | Gas | 2.067 | 24 | 2016-09-01 | Yes | No | [Default] | [Default]
dualfuel_CC_SCR | ccj | C | CENTRL | ROS | 2 | Gas | 19.9959 | 370 | 2016-09-01 | Yes | No | [Default] | [Default]
dualfuel_CC_SCR | ccj | C | CENTRL | ROS | 3 | Gas | 4.6124 | 71 | 2016-09-01 | Yes | No | [Default] | [Default]
dualfuel_CC_SCR | ccj | F | CAPITL | ROS | 1 | Gas | 8.3784 | 234 | 2016-09-01 | Yes | No | [Default] | [Default]
dualfuel_CC_SCR | ccj | F | CAPITL | ROS | 2 | Gas | 42.4243 | 532 | 2016-09-01 | Yes | No | [Default] | [Default]
dualfuel_CC_SCR | ccj | F | CAPITL | ROS | 3 | Gas | 8.5736 | 126 | 2016-09-01 | Yes | No | [Default] | [Default]
dualfuel_CC_SCR | ccj | G1 | HUD VL | HV | 1 | Gas | 5.1193 | 115 | 2016-09-01 | Yes | No | [Default] | [Default]
dualfuel_CC_SCR | ccj | G1 | HUD VL | HV | 2 | Gas | 38.177 | 545 | 2016-09-01 | Yes | No | [Default] | [Default]
dualfuel_CC_SCR | ccj | G1 | HUD VL | HV | 3 | Gas | 8.7406 | 164 | 2016-09-01 | Yes | No | [Default] | [Default]
dualfuel_CC_SCR | ccj | G2 | HUD VL | HV | 1 | Gas | 5.1193 | 115 | 2016-09-01 | Yes | No | [Default] | [Default]
dualfuel_CC_SCR | ccj | G2 | HUD VL | HV | 2 | Gas | 38.177 | 545 | 2016-09-01 | Yes | No | [Default] | [Default]
dualfuel_CC_SCR | ccj | G2 | HUD VL | HV | 3 | Gas | 8.7406 | 164 | 2016-09-01 | Yes | No | [Default] | [Default]
dualfuel_CC_SCR | ccj | J | N.Y.C. | NYC | 1 | Gas | 5.217 | 117 | 2016-09-01 | Yes | No | [Default] | [Default]
dualfuel_CC_SCR | ccj | J | N.Y.C. | NYC | 2 | Gas | 40.5417 | 545 | 2016-09-01 | Yes | No | [Default] | [Default]
dualfuel_CC_SCR | ccj | J | N.Y.C. | NYC | 3 | Gas | 10.6705 | 162 | 2016-09-01 | Yes | No | [Default] | [Default]
dualfuel_CC_SCR | ccj | K | LONGIL | LI | 1 | Gas | 13.944 | 285 | 2016-09-01 | Yes | No | [Default] | [Default]
dualfuel_CC_SCR | ccj | K | LONGIL | LI | 2 | Gas | 59.9796 | 842 | 2016-09-01 | Yes | No | [Default] | [Default]
dualfuel_CC_SCR | ccj | K | LONGIL | LI | 3 | Gas | 27.8057 | 472 | 2016-09-01 | Yes | No | [Default] | [Default]
gasonly_CC_SCR | ccj | C | CENTRL | ROS | 1 | Gas | 2.067 | 24 | 2016-09-01 | Yes | Yes | [Default] | [Default]
gasonly_CC_SCR | ccj | C | CENTRL | ROS | 2 | Gas | 19.9959 | 370 | 2016-09-01 | Yes | Yes | [Default] | [Default]
gasonly_CC_SCR | ccj | C | CENTRL | ROS | 3 | Gas | 4.6124 | 71 | 2016-09-01 | Yes | Yes | [Default] | [Default]
gasonly_CC_SCR | ccj | F | CAPITL | ROS | 1 | Gas | 8.3784 | 234 | 2016-09-01 | Yes | Yes | [Default] | [Default]
gasonly_CC_SCR | ccj | F | CAPITL | ROS | 2 | Gas | 42.4243 | 532 | 2016-09-01 | Yes | Yes | [Default] | [Default]
gasonly_CC_SCR | ccj | F | CAPITL | ROS | 3 | Gas | 8.5736 | 126 | 2016-09-01 | Yes | Yes | [Default] | [Default]
gasonly_CC_SCR | ccj | G1 | HUD VL | HV | 1 | Gas | 5.1193 | 115 | 2016-09-01 | Yes | Yes | [Default] | [Default]
gasonly_CC_SCR | ccj | G1 | HUD VL | HV | 2 | Gas | 38.177 | 545 | 2016-09-01 | Yes | Yes | [Default] | [Default]
gasonly_CC_SCR | ccj | G1 | HUD VL | HV | 3 | Gas | 8.7406 | 164 | 2016-09-01 | Yes | Yes | [Default] | [Default]
gasonly_CC_SCR | ccj | G2 | HUD VL | HV | 1 | Gas | 5.1193 | 115 | 2016-09-01 | Yes | Yes | [Default] | [Default]
gasonly_CC_SCR | ccj | G2 | HUD VL | HV | 2 | Gas | 38.177 | 545 | 2016-09-01 | Yes | Yes | [Default] | [Default]
gasonly_CC_SCR | ccj | G2 | HUD VL | HV | 3 | Gas | 8.7406 | 164 | 2016-09-01 | Yes | Yes | [Default] | [Default]
dualfuel_CC_SCR | ccj | G1 | HUD VL | HV | 1 | Gas | 39.3493 | 4904 | 2016-09-01 | Yes | No | [Default] | [Default]
dualfuel_CC_SCR | ccj | G1 | HUD VL | HV | 2 | Gas | 53.6578 | 5259 | 2016-09-01 | Yes | No | [Default] | [Default]
dualfuel_CC_SCR | ccj | G1 | HUD VL | HV | 2 | Oil | 12.0662 | 250 | 2016-09-01 | Yes | No | [Default] | [Default]
dualfuel_CC_SCR | ccj | G1 | HUD VL | HV | 3 | Gas | 41.1023 | 4986 | 2016-09-01 | Yes | No | [Default] | [Default]
dualfuel_CC_SCR | ccj | G2 | HUD VL | HV | 1 | Gas | 85.8584 | 7569 | 2016-09-01 | Yes | No | [Default] | [Default]
dualfuel_CC_SCR | ccj | G2 | HUD VL | HV | 2 | Gas | 88.7086 | 7183 | 2016-09-01 | Yes | No | [Default] | [Default]
dualfuel_CC_SCR | ccj | G2 | HUD VL | HV | 2 | Oil | 10.4021 | 178 | 2016-09-01 | Yes | No | [Default] | [Default]
dualfuel_CC_SCR | ccj | G2 | HUD VL | HV | 3 | Gas | 64.3838 | 6649 | 2016-09-01 | Yes | No | [Default] | [Default]
dualfuel_CC_SCR | ccj | J | N.Y.C. | NYC | 1 | Gas | 73.6125 | 7432 | 2016-09-01 | Yes | No | [Default] | [Default]
dualfuel_CC_SCR | ccj | J | N.Y.C. | NYC | 1 | Oil | 0.024479 | 1 | 2016-09-01 | Yes | No | [Default] | [Default]
dualfuel_CC_SCR | ccj | J | N.Y.C. | NYC | 2 | Gas | 76.3163 | 6872 | 2016-09-01 | Yes | No | [Default] | [Default]
dualfuel_CC_SCR | ccj | J | N.Y.C. | NYC | 2 | Oil | 11.0993 | 192 | 2016-09-01 | Yes | No | [Default] | [Default]
dualfuel_CC_SCR | ccj | J | N.Y.C. | NYC | 3 | Gas | 67.0636 | 7017 | 2016-09-01 | Yes | No | [Default] | [Default]
dualfuel_CC_SCR | ccj | K | LONGIL | LI | 1 | Gas | 85.3012 | 7443 | 2016-09-01 | Yes | No | [Default] | [Default]
dualfuel_CC_SCR | ccj | K | LONGIL | LI | 1 | Oil | 0.086601 | 2 | 2016-09-01 | Yes | No | [Default] | [Default]
dualfuel_CC_SCR | ccj | K | LONGIL | LI | 2 | Gas | 121.0884 | 7730 | 2016-09-01 | Yes | No | [Default] | [Default]
dualfuel_CC_SCR | ccj | K | LONGIL | LI | 2 | Oil | 17.626 | 269 | 2016-09-01 | Yes | No | [Default] | [Default]
dualfuel_CC_SCR | ccj | K | LONGIL | LI | 3 | Gas | 105.6424 | 8084 | 2016-09-01 | Yes | No | [Default] | [Default]
gasonly_CC_SCR | ccj | C | CENTRL | ROS | 1 | Gas | 45.5943 | 5532 | 2016-09-01 | Yes | Yes | [Default] | [Default]
gasonly_CC_SCR | ccj | C | CENTRL | ROS | 2 | Gas | 82.9303 | 6095 | 2016-09-01 | Yes | Yes | [Default] | [Default]
gasonly_CC_SCR | ccj | C | CENTRL | ROS | 3 | Gas | 43.7395 | 4877 | 2016-09-01 | Yes | Yes | [Default] | [Default]
gasonly_CC_SCR | ccj | F | CAPITL | ROS | 1 | Gas | 42.359 | 4791 | 2016-09-01 | Yes | Yes | [Default] | [Default]
gasonly_CC_SCR | ccj | F | CAPITL | ROS | 2 | Gas | 58.7726 | 5214 | 2016-09-01 | Yes | Yes | [Default] | [Default]
gasonly_CC_SCR | ccj | F | CAPITL | ROS | 3 | Gas | 42.3345 | 5321 | 2016-09-01 | Yes | Yes | [Default] | [Default]
gasonly_CC_SCR | ccj | G1 | HUD VL | HV | 1 | Gas | 39.3493 | 4904 | 2016-09-01 | Yes | Yes | [Default] | [Default]
gasonly_CC_SCR | ccj | G1 | HUD VL | HV | 2 | Gas | 57.3855 | 5358 | 2016-09-01 | Yes | Yes | [Default] | [Default]
gasonly_CC_SCR | ccj | G1 | HUD VL | HV | 3 | Gas | 41.1023 | 4986 | 2016-09-01 | Yes | Yes | [Default] | [Default]
gasonly_CC_SCR | ccj | G2 | HUD VL | HV | 1 | Gas | 85.8584 | 7569 | 2016-09-01 | Yes | Yes | [Default] | [Default]
gasonly_CC_SCR | ccj | G2 | HUD VL | HV | 2 | Gas | 90.1588 | 7228 | 2016-09-01 | Yes | Yes | [Default] | [Default]
gasonly_CC_SCR | ccj | G2 | HUD VL | HV | 3 | Gas | 64.3838 | 6649 | 2016-09-01 | Yes | Yes | [Default] | [Default]

## Drop-downs
Units
GE HA.02 25ppm (j25)
GE HA.02 15ppm (j15)
GE 7F.05 (f)
Siemens SGT-A65 WLE (aero)
1x1 GE HA.02 25ppm (ccj)