## I-1a
Table I-1a: NYCA Baseline Energy and Demand Forecasts
Reflects Impacts of Energy Saving Programs & Behind-the-Meter Generation
2021 Long Term Forecast1 - 2021 to 2051
Energy - GWh |  |  |  | Summer Peak Demand - MW |  |  |  | Winter Peak Demand - MW
Year | Low3 | Baseline4 | High3 | Year | Low3 | Baseline4, 5 | High3 | Year | Low3 | Baseline4 | High3
2020 |  | 150310 |  | 2020 |  | 31723 |  | 2020-21 |  | 23890
2021 | 150170 | 150980 | 152620 | 2021 | 32012 | 32327 | 32529 | 2021-22 | 23912 | 24025 | 24485
2022 | 148600 | 150480 | 153530 | 2022 | 31711 | 32178 | 32534 | 2022-23 | 23810 | 24065 | 25006
2023 | 146190 | 148900 | 153870 | 2023 | 31308 | 31910 | 32471 | 2023-24 | 23712 | 24095 | 25489
2024 | 143810 | 147320 | 153750 | 2024 | 30904 | 31641 | 32355 | 2024-25 | 23556 | 24072 | 25759
2025 | 141880 | 146170 | 153810 | 2025 | 30592 | 31470 | 32296 | 2025-26 | 23429 | 24065 | 26187
2026 | 140110 | 145330 | 154160 | 2026 | 30276 | 31326 | 32287 | 2026-27 | 23341 | 24160 | 26635
2027 | 138620 | 144960 | 154920 | 2027 | 30027 | 31278 | 32348 | 2027-28 | 23291 | 24359 | 27123
2028 | 137390 | 145070 | 156090 | 2028 | 29805 | 31284 | 32484 | 2028-29 | 23272 | 24583 | 27668
2029 | 136400 | 145360 | 157700 | 2029 | 29620 | 31348 | 32672 | 2029-30 | 23289 | 24879 | 28333
2030 | 135770 | 145960 | 159610 | 2030 | 29445 | 31453 | 32916 | 2030-31 | 23410 | 25252 | 29173
2031 | 135470 | 146690 | 161890 | 2031 | 29328 | 31565 | 33205 | 2031-32 | 23603 | 25757 | 30173
2032 | 135510 | 147530 | 164620 | 2032 | 29209 | 31691 | 33534 | 2032-33 | 23866 | 26332 | 31347
2033 | 135670 | 148610 | 167920 | 2033 | 29103 | 31834 | 33885 | 2033-34 | 24158 | 26977 | 32658
2034 | 136090 | 149810 | 171670 | 2034 | 29006 | 31970 | 34256 | 2034-35 | 24500 | 27647 | 34117
2035 | 136670 | 151250 | 175590 | 2035 | 28917 | 32117 | 34633 | 2035-36 | 24865 | 28347 | 35681
2036 | 137440 | 152840 | 179570 | 2036 | 28836 | 32264 | 35005 | 2036-37 | 25240 | 29118 | 37259
2037 | 138330 | 154620 | 183590 | 2037 | 28759 | 32395 | 35362 | 2037-38 | 25627 | 29952 | 38820
2038 | 139450 | 156530 | 187670 | 2038 | 28687 | 32528 | 35706 | 2038-39 | 26027 | 30830 | 40332
2039 | 140750 | 158690 | 191820 | 2039 | 28624 | 32671 | 36043 | 2039-40 | 26453 | 31719 | 41813
2040 | 142220 | 160980 | 196010 | 2040 | 28573 | 32812 | 36376 | 2040-41 | 26832 | 32668 | 43195
2041 | 143810 | 163530 | 200170 | 2041 | 28532 | 32966 | 36692 | 2041-42 | 27179 | 33498 | 44463
2042 | 145510 | 166180 | 204210 | 2042 | 28498 | 33115 | 36994 | 2042-43 | 27474 | 34409 | 45582
2043 | 147230 | 169040 | 208120 | 2043 | 28468 | 33275 | 37270 | 2043-44 | 27785 | 35319 | 46600
2044 | 148950 | 171980 | 211840 | 2044 | 28440 | 33427 | 37532 | 2044-45 | 28077 | 36237 | 47504
2045 | 150620 | 175070 | 215440 | 2045 | 28413 | 33589 | 37772 | 2045-46 | 28352 | 37161 | 48334
2046 | 152330 | 178270 | 218950 | 2046 | 28379 | 33743 | 37988 | 2046-47 | 28614 | 38092 | 49090
2047 | 154090 | 181570 | 222440 | 2047 | 28344 | 33863 | 38171 | 2047-48 | 28874 | 39006 | 49805
2048 | 155880 | 184860 | 225820 | 2048 | 28308 | 33971 | 38314 | 2048-49 | 29133 | 39906 | 50471
2049 | 157660 | 188100 | 229010 | 2049 | 28270 | 34055 | 38440 | 2049-50 | 29390 | 40767 | 51108
2050 | 159440 | 191240 | 231920 | 2050 | 28243 | 34150 | 38554 | 2050-51 | 29655 | 41580 | 51731
2051 | 161210 | 194290 | 234640 | 2051 | 28215 | 34240 | 38670 | 2051-52 | 29925 | 42335 | 52355
Average Annual Growth - Percent
Period | Low | Baseline | High | Period | Low | Baseline | High | Period | Low | Baseline | High
2021-26 | -1.34% | -0.7484% | 0.2018% | 2021-26 | -1.085% | -0.6193% | -0.1488% | 2021-26 | -0.4776% | 0.1124% | 1.756%
2026-31 | -0.6623% | 0.1872% | 1.003% | 2026-31 | -0.6262% | 0.1526% | 0.5686% | 2026-31 | 0.2245% | 1.322% | 2.657%
2031-36 | 0.2908% | 0.8385% | 2.184% | 2031-36 | -0.3355% | 0.4429% | 1.084% | 2031-36 | 1.387% | 2.61% | 4.697%
2036-41 | 0.9269% | 1.399% | 2.294% | 2036-41 | -0.2108% | 0.4352% | 0.9639% | 2036-41 | 1.536% | 3.008% | 3.867%
2021-31 | -0.9789% | -0.2841% | 0.6074% | 2021-31 | -0.8384% | -0.2357% | 0.2078% | 2021-31 | -0.1292% | 0.7209% | 2.323%
2031-41 | 0.6156% | 1.148% | 2.365% | 2031-41 | -0.2714% | 0.4438% | 1.05% | 2031-41 | 1.515% | 3.005% | 4.736%
2041-51 | 1.21% | 1.881% | 1.722% | 2041-51 | -0.1111% | 0.3865% | 0.5391% | 2041-51 | 1.01% | 2.638% | 1.775%
2021-41 | -0.2118% | 0.4156% | 1.558% | 2021-41 | -0.5435% | 0.09883% | 0.6399% | 2021-41 | 0.6831% | 1.971% | 4.08%
2021-51 | 0.2451% | 0.9562% | 1.791% | 2021-51 | -0.3954% | 0.1973% | 0.6293% | 2021-51 | 0.8382% | 2.54% | 3.794%
Notes
1. All results in the Section I tables include transmission & distribution losses.
2. Summer Capability period is from May 1 to October 31. Winter Capability period is from November 1 of the current year to April 30 of the next year.
3. The low and high columns reflect the low load scenario forecast and high load scenario forecast under expected weather conditions, which are summarized in Tables I-16 and I-17.
These do not reflect the 90th and 10th percentile forecasts due to weather, which are found in Tables I-6 and I-7.
4. Energy and Peak figures for 2020 are weather-normalized. The values for the actual annual energy, summer peak, and winter peak are reported in Tables I-2, I-3a, and I-3b respectively.
5. The 2021 NYCA summer peak forecast is the same as the 2021 ICAP forecast.

## Scenarios
Load Scenario Summary

## Graphs
Figure I-1: NYCA Energy Forecasts – Annual Energy, GWh
Figure I-2: NYCA Summer Peak Forecasts – Coincident Peak, MW
Figure I-3: NYCA Winter Peak Forecasts – Coincident Peak, MW
Figure I-4: NYCA Baseline Peak Forecast Comparison – Coincident Peak, MW

## I-1b,c,d
Table I-1b: Summary of NYCA Baseline Annual Energy Forecasts - GWh | [9 empty] | Table I-1c: Summary of NYCA Baseline Summer Coincident Peak Demand Forecasts - MW | [9 empty] | Table I-1d: Summary of NYCA Baseline Winter Coincident Peak Demand Forecasts - MW
Year | (a) | (b) | (c) | (d) | (e) | (f) | (g) | (h) | (i) | Year | (a) | (b) | (c) | (d) | (e) | (f) | (g) | (h) | (i) | Year | (a) | (b) | (c) | (d) | (e) | (f) | (g) | (h) | (i)
|  | (-) | = a - b | (-) | (-) | (+) | (+) | (+) | = c-d-e+f+g+h |  |  | (-) | = a - b | (-) | (-) | (-) | (+) | (+) | = c-d-e-f+g+h |  |  | (-) | = a - b | (-) | (-) | (-) | (+) | (+) | = c-d-e-f+g+h
| Econometric Energy | EE and C&S | End-Use Energy | Solar PV, BTM | Non-Solar DG, BTM | Storage Net Energy Consumption | EV Energy | Non-EV Electrification | Baseline Annual Energy Forecast |  | Econometric Peak Demand | EE and C&S | End-Use Peak Demand | Solar PV, BTM | Non-Solar DG, BTM | BTM Storage Peak Reductions | EV Peak Demand | Non-EV Electrification | Baseline Summer Peak Forecast |  | Econometric Peak Demand | EE and C&S | End-Use Peak Demand | Solar PV, BTM | Non-Solar DG, BTM | BTM Storage Peak Reductions | EV Peak Demand | Non-EV Electrification | Baseline Winter Peak Forecast
2021 | 157704 | 2495 | 155209 | 3545 | 1267 | 50 | 371 | 162 | 150980 | 2021 | 33605 | 423 | 33182 | 650 | 223 | 38 | 52 | 4 | 32327 | 2021-22 | 24444 | 365 | 24079 | 0 | 223 | 30 | 71 | 128 | 24025
2022 | 160238 | 5096 | 155142 | 4377 | 1396 | 116 | 629 | 366 | 150480 | 2022 | 34013 | 860 | 33153 | 749 | 248 | 49 | 60 | 11 | 32178 | 2022-23 | 24708 | 744 | 23964 | 0 | 248 | 38 | 104 | 283 | 24065
2023 | 161905 | 8063 | 153842 | 5169 | 1501 | 159 | 937 | 632 | 148900 | 2023 | 34333 | 1364 | 32969 | 834 | 268 | 62 | 85 | 20 | 31910 | 2023-24 | 24993 | 1177 | 23816 | 0 | 268 | 50 | 157 | 440 | 24095
2024 | 163559 | 11210 | 152349 | 5978 | 1592 | 213 | 1311 | 1017 | 147320 | 2024 | 34653 | 1902 | 32751 | 895 | 286 | 78 | 121 | 28 | 31641 | 2024-25 | 25205 | 1638 | 23567 | 0 | 286 | 63 | 228 | 626 | 24072
2025 | 165373 | 14593 | 150780 | 6439 | 1678 | 273 | 1783 | 1451 | 146170 | 2025 | 35072 | 2488 | 32584 | 931 | 300 | 96 | 173 | 40 | 31470 | 2025-26 | 25416 | 2132 | 23284 | 0 | 300 | 76 | 316 | 841 | 24065
2026 | 167163 | 17934 | 149229 | 6817 | 1745 | 340 | 2298 | 2025 | 145330 | 2026 | 35477 | 3059 | 32418 | 951 | 314 | 115 | 236 | 52 | 31326 | 2026-27 | 25659 | 2619 | 23040 | 0 | 314 | 93 | 421 | 1106 | 24160
2027 | 169035 | 21200 | 147835 | 7162 | 1809 | 407 | 2906 | 2783 | 144960 | 2027 | 35935 | 3620 | 32315 | 948 | 327 | 135 | 307 | 66 | 31278 | 2027-28 | 25769 | 3096 | 22673 | 0 | 327 | 108 | 540 | 1581 | 24359
2028 | 170942 | 24314 | 146628 | 7476 | 1866 | 478 | 3582 | 3724 | 145070 | 2028 | 36400 | 4161 | 32239 | 936 | 338 | 155 | 392 | 82 | 31284 | 2028-29 | 25837 | 3552 | 22285 | 0 | 338 | 126 | 672 | 2090 | 24583
2029 | 172653 | 27178 | 145475 | 7760 | 1922 | 550 | 4321 | 4696 | 145360 | 2029 | 36869 | 4652 | 32217 | 916 | 350 | 180 | 481 | 96 | 31348 | 2029-30 | 25906 | 3970 | 21936 | 0 | 350 | 143 | 814 | 2622 | 24879
2030 | 174210 | 29659 | 144551 | 8013 | 1975 | 622 | 5129 | 5646 | 145960 | 2030 | 37292 | 5082 | 32210 | 889 | 359 | 204 | 581 | 114 | 31453 | 2030-31 | 25988 | 4332 | 21656 | 0 | 359 | 162 | 966 | 3151 | 25252
2031 | 175744 | 32145 | 143599 | 8243 | 2027 | 693 | 6007 | 6661 | 146690 | 2031 | 37713 | 5514 | 32199 | 856 | 370 | 229 | 688 | 133 | 31565 | 2031-32 | 26141 | 4695 | 21446 | 0 | 370 | 183 | 1126 | 3738 | 25757
2032 | 177006 | 34556 | 142450 | 8450 | 2076 | 767 | 6940 | 7899 | 147530 | 2032 | 38120 | 5933 | 32187 | 817 | 378 | 253 | 798 | 154 | 31691 | 2032-33 | 26172 | 5049 | 21123 | 0 | 378 | 203 | 1292 | 4498 | 26332
2033 | 178239 | 36815 | 141424 | 8637 | 2123 | 840 | 7945 | 9161 | 148610 | 2033 | 38501 | 6325 | 32176 | 774 | 387 | 278 | 915 | 182 | 31834 | 2033-34 | 26231 | 5381 | 20850 | 0 | 387 | 224 | 1465 | 5273 | 26977
2034 | 179193 | 38884 | 140309 | 8812 | 2162 | 911 | 9157 | 10407 | 149810 | 2034 | 38830 | 6684 | 32146 | 728 | 394 | 303 | 1036 | 213 | 31970 | 2034-35 | 26280 | 5680 | 20600 | 0 | 394 | 243 | 1639 | 6045 | 27647
2035 | 180346 | 40773 | 139573 | 8969 | 2198 | 978 | 10169 | 11697 | 151250 | 2035 | 39140 | 7012 | 32128 | 679 | 401 | 330 | 1157 | 242 | 32117 | 2035-36 | 26319 | 5957 | 20362 | 0 | 401 | 263 | 1821 | 6828 | 28347
2036 | 180976 | 42478 | 138498 | 9086 | 2233 | 1048 | 11422 | 13191 | 152840 | 2036 | 39408 | 7307 | 32101 | 634 | 409 | 353 | 1282 | 277 | 32264 | 2036-37 | 26385 | 6208 | 20177 | 0 | 409 | 282 | 1999 | 7633 | 29118
2037 | 181606 | 44004 | 137602 | 9178 | 2262 | 1112 | 12576 | 14770 | 154620 | 2037 | 39631 | 7571 | 32060 | 586 | 415 | 381 | 1409 | 308 | 32395 | 2037-38 | 26354 | 6433 | 19921 | 0 | 415 | 305 | 2175 | 8576 | 29952
2038 | 182089 | 45377 | 136712 | 9252 | 2288 | 1179 | 13744 | 16435 | 156530 | 2038 | 39832 | 7812 | 32020 | 542 | 419 | 406 | 1532 | 343 | 32528 | 2038-39 | 26335 | 6634 | 19701 | 0 | 419 | 325 | 2351 | 9522 | 30830
2039 | 182581 | 46623 | 135958 | 9304 | 2314 | 1242 | 14932 | 18176 | 158690 | 2039 | 40022 | 8030 | 31992 | 497 | 425 | 433 | 1655 | 379 | 32671 | 2039-40 | 26310 | 6815 | 19495 | 0 | 425 | 345 | 2525 | 10469 | 31719
2040 | 182931 | 47768 | 135163 | 9354 | 2339 | 1305 | 16222 | 19983 | 160980 | 2040 | 40201 | 8229 | 31972 | 457 | 430 | 461 | 1776 | 412 | 32812 | 2040-41 | 26342 | 6984 | 19358 | 0 | 430 | 369 | 2690 | 11419 | 32668
2041 | 183356 | 48774 | 134582 | 9387 | 2362 | 1368 | 17284 | 22045 | 163530 | 2041 | 40351 | 8405 | 31946 | 408 | 435 | 487 | 1893 | 457 | 32966 | 2041-42 | 26271 | 7131 | 19140 | 0 | 435 | 390 | 2857 | 12326 | 33498
2042 | 183508 | 49644 | 133864 | 9414 | 2380 | 1426 | 18446 | 24238 | 166180 | 2042 | 40487 | 8559 | 31928 | 364 | 439 | 514 | 2007 | 497 | 33115 | 2042-43 | 26221 | 7258 | 18963 | 0 | 439 | 411 | 3022 | 13274 | 34409
2043 | 183638 | 50363 | 133275 | 9439 | 2395 | 1484 | 19593 | 26522 | 169040 | 2043 | 40612 | 8685 | 31927 | 317 | 442 | 537 | 2114 | 530 | 33275 | 2043-44 | 26154 | 7364 | 18790 | 0 | 442 | 429 | 3180 | 14220 | 35319
2044 | 183730 | 50966 | 132764 | 9457 | 2409 | 1540 | 20705 | 28837 | 171980 | 2044 | 40721 | 8791 | 31930 | 273 | 445 | 565 | 2215 | 565 | 33427 | 2044-45 | 26114 | 7453 | 18661 | 0 | 445 | 451 | 3329 | 15143 | 36237
2045 | 183758 | 51468 | 132290 | 9477 | 2421 | 1600 | 21788 | 31290 | 175070 | 2045 | 40835 | 8881 | 31954 | 234 | 447 | 593 | 2311 | 598 | 33589 | 2045-46 | 26052 | 7526 | 18526 | 0 | 447 | 474 | 3470 | 16086 | 37161
2046 | 183795 | 51895 | 131900 | 9492 | 2432 | 1651 | 22803 | 33840 | 178270 | 2046 | 40942 | 8958 | 31984 | 197 | 449 | 618 | 2396 | 627 | 33743 | 2046-47 | 25992 | 7590 | 18402 | 0 | 449 | 496 | 3602 | 17033 | 38092
2047 | 183807 | 52241 | 131566 | 9507 | 2439 | 1704 | 23779 | 36467 | 181570 | 2047 | 41016 | 9018 | 31998 | 168 | 451 | 644 | 2471 | 657 | 33863 | 2047-48 | 25924 | 7639 | 18285 | 0 | 451 | 515 | 3717 | 17970 | 39006
2048 | 183765 | 52512 | 131253 | 9522 | 2446 | 1757 | 24692 | 39126 | 184860 | 2048 | 41088 | 9068 | 32020 | 146 | 452 | 674 | 2538 | 685 | 33971 | 2048-49 | 25884 | 7682 | 18202 | 0 | 452 | 540 | 3823 | 18873 | 39906
2049 | 183596 | 52702 | 130894 | 9533 | 2450 | 1804 | 25531 | 41854 | 188100 | 2049 | 41137 | 9101 | 32036 | 130 | 453 | 700 | 2592 | 710 | 34055 | 2049-50 | 25809 | 7706 | 18103 | 0 | 453 | 560 | 3914 | 19763 | 40767
2050 | 183413 | 52851 | 130562 | 9543 | 2454 | 1856 | 26273 | 44546 | 191240 | 2050 | 41210 | 9128 | 32082 | 115 | 454 | 728 | 2633 | 732 | 34150 | 2050-51 | 25770 | 7729 | 18041 | 0 | 454 | 583 | 3986 | 20590 | 41580
2051 | 183314 | 53000 | 130314 | 9552 | 2458 | 1905 | 26907 | 47174 | 194290 | 2051 | 41303 | 9155 | 32148 | 105 | 455 | 757 | 2662 | 747 | 34240 | 2051-52 | 25755 | 7752 | 18003 | 0 | 455 | 606 | 4049 | 21344 | 42335
(a) - Econometric Energy Forecast - Reflects impacts of projected weather trends and economic growth | [9 empty] | (a) - Econometric Summer Peak Demand - Reflects impacts of projected weather trends and economic growth | [9 empty] | (a) - Econometric Winter Peak Demand - Reflects impacts of projected weather trends and economic growth
(b) - Table I-8a: Energy Efficiency and Codes & Standards Energy Impacts, Relative to 2020 | [9 empty] | (b) - Table I-8b: Energy Efficiency and Codes & Standards Summer Coincident Peak Demand Reductions, Relative to 2020 | [9 empty] | (b) - Table I-8c: Energy Efficiency and Codes & Standards Winter Coincident Peak Demand Reductions, Relative to 2020-21
(c) - End-Use Energy Consumption - Reflects projected end use energy consumption | [9 empty] | (c) - End-Use Summer Peak Demand - Reflects projected end use summer coincident peak demand | [9 empty] | (c) - End-Use Winter Peak Demand - Reflects projected end use winter coincident peak demand
(d) - Table I-9b: Solar PV Impacts, Behind-the-Meter - Total Reductions in Annual Energy | [9 empty] | (d) - Table I-9c: Solar PV Impacts, Behind-the-Meter, Total Reductions in Summer Coincident Peak Demand | [9 empty] | (d) - The forecast of solar PV-related reductions to the winter peak is zero because the system typically peaks after sunset
(e) - Table I-10b: Non-Solar Distributed Generation Impacts, Behind-the-Meter - Total Reductions in Annual Energy | [9 empty] | (e) - Table I-10c: Non-Solar Distributed Generation Impacts, Behind-the-Meter, Total Reductions in Coincident Peak Demand | [9 empty] | (e) - Table I-10c: Non-Solar Distributed Generation Impacts, Behind-the-Meter, Total Reductions in Coincident Peak Demand
(f) - Table I-12b: Storage Annual Net Energy Consumption, both wholesale and behind-the-meter (pumped storage is not included - see Table III-2 for current resources) | [9 empty] | (f) - Table I-12c: Storage Impacts, Behind-the-Meter, Reductions in Summer Coincident Peak Demand (pumped storage is not included - see Table III-2 for current resources) | [9 empty] | (f) - Table I-12d: Storage Impacts, Behind-the-Meter, Reductions in Winter Coincident Peak Demand (pumped storage is not included - see Table III-2 for current resources)
(g) - Table I-11b: Electric Vehicle Energy Usage | [9 empty] | (g) - Table I-11c: Electric Vehicle Summer Coincident Peak Demand | [9 empty] | (g) - Table I-11d: Electric Vehicle Winter Coincident Peak Demand
(h) - Table I-13a: Non-EV Electrification Energy Usage - future end-use electrification including heat pumps, water heating, cooking, and other end-uses | [9 empty] | (h) - Table I-13b: Non-EV Electrification Summer Coincident Peak Demand - future end-use electrification including heat pumps, water heating, cooking, and other end-uses | [9 empty] | (h) - Table I-13c: Non-EV Electrification Winter Coincident Peak Demand - future end-use electrification including heat pumps, water heating, cooking, and other end-uses
(i) - Table I-2: Baseline Annual Energy Forecast | [9 empty] | (i) - Table I-3a: Baseline Summer Coincident Peak Demand Forecast | [9 empty] | (i) - Table I-3b: Baseline Winter Coincident Peak Demand Forecast

## I-2
Table I-2: Baseline Annual Energy, Historical and Forecast
Reflects Impacts of Energy Saving Programs & Behind-the-Meter Generation
Annual Energy by Zone - GWh
Year | A | B | C | D | E | F | G | H | I | J | K | NYCA
2011 | 16017 | 10040 | 16167 | 5903 | 7752 | 11435 | 10066 | 2978 | 6208 | 54059 | 22704 | 163329
2012 | 15595 | 10009 | 16117 | 6574 | 7943 | 11846 | 9938 | 2930 | 6099 | 53487 | 22302 | 162840
2013 | 15790 | 9981 | 16368 | 6448 | 8312 | 12030 | 9965 | 2986 | 6204 | 53316 | 22114 | 163514
2014 | 15890 | 9902 | 16347 | 4835 | 8158 | 12010 | 9834 | 2886 | 6088 | 52541 | 21568 | 160059
2015 | 15761 | 9906 | 16299 | 4441 | 8141 | 12422 | 10065 | 2847 | 6299 | 53485 | 21906 | 161572
2016 | 15803 | 9995 | 16205 | 4389 | 7894 | 12298 | 9975 | 2856 | 6139 | 53653 | 21591 | 160798
2017 | 15261 | 9775 | 15819 | 4322 | 7761 | 11823 | 9669 | 2883 | 5976 | 52266 | 20815 | 156370
2018 | 15894 | 10090 | 16561 | 4670 | 7995 | 12375 | 9965 | 2807 | 6071 | 53360 | 21326 | 161114
2019 | 14872 | 9715 | 15809 | 4825 | 7868 | 11829 | 9574 | 2816 | 5976 | 52003 | 20545 | 155832
2020 | 14514 | 9698 | 15450 | 5047 | 7626 | 11827 | 9217 | 2849 | 5729 | 48060 | 20181 | 150198
2021 | 14604 | 9799 | 15541 | 5514 | 7727 | 11795 | 9142 | 2860 | 5749 | 48310 | 19939 | 150980
2022 | 14557 | 9791 | 15425 | 5991 | 7608 | 11738 | 8967 | 2861 | 5758 | 48091 | 19693 | 150480
2023 | 14361 | 9736 | 15252 | 6068 | 7455 | 11638 | 8829 | 2861 | 5760 | 47554 | 19386 | 148900
2024 | 14100 | 9671 | 15134 | 6061 | 7336 | 11511 | 8697 | 2855 | 5711 | 47130 | 19114 | 147320
2025 | 13936 | 9540 | 15023 | 6058 | 7298 | 11352 | 8657 | 2852 | 5667 | 46922 | 18865 | 146170
2026 | 13765 | 9463 | 14988 | 6035 | 7276 | 11272 | 8613 | 2858 | 5647 | 46803 | 18610 | 145330
2027 | 13674 | 9388 | 14930 | 6018 | 7252 | 11223 | 8590 | 2865 | 5653 | 46835 | 18532 | 144960
2028 | 13637 | 9348 | 14866 | 6012 | 7219 | 11252 | 8570 | 2873 | 5667 | 46995 | 18631 | 145070
2029 | 13629 | 9326 | 14794 | 6005 | 7189 | 11277 | 8547 | 2877 | 5687 | 47225 | 18804 | 145360
2030 | 13679 | 9319 | 14751 | 6004 | 7182 | 11307 | 8576 | 2885 | 5713 | 47498 | 19046 | 145960
2031 | 13713 | 9339 | 14675 | 6007 | 7177 | 11377 | 8595 | 2896 | 5753 | 47878 | 19280 | 146690
2032 | 13757 | 9362 | 14622 | 6009 | 7178 | 11448 | 8623 | 2910 | 5799 | 48314 | 19508 | 147530
2033 | 13832 | 9395 | 14599 | 6016 | 7184 | 11526 | 8673 | 2929 | 5859 | 48844 | 19753 | 148610
2034 | 13925 | 9433 | 14600 | 6022 | 7199 | 11607 | 8730 | 2954 | 5922 | 49412 | 20006 | 149810
2035 | 14037 | 9484 | 14636 | 6032 | 7221 | 11693 | 8811 | 2982 | 5995 | 50057 | 20302 | 151250
2036 | 14153 | 9541 | 14710 | 6044 | 7251 | 11787 | 8899 | 3013 | 6075 | 50769 | 20598 | 152840
2037 | 14271 | 9610 | 14815 | 6057 | 7288 | 11889 | 9002 | 3050 | 6162 | 51560 | 20916 | 154620
2038 | 14403 | 9683 | 14941 | 6070 | 7333 | 12005 | 9118 | 3094 | 6257 | 52391 | 21235 | 156530
2039 | 14543 | 9768 | 15085 | 6090 | 7385 | 12130 | 9266 | 3137 | 6367 | 53343 | 21576 | 158690
2040 | 14701 | 9875 | 15263 | 6109 | 7451 | 12275 | 9429 | 3185 | 6476 | 54283 | 21933 | 160980
2041 | 14897 | 10021 | 15496 | 6128 | 7533 | 12448 | 9626 | 3237 | 6585 | 55247 | 22312 | 163530
2042 | 15127 | 10196 | 15764 | 6150 | 7636 | 12647 | 9834 | 3292 | 6686 | 56133 | 22715 | 166180
2043 | 15377 | 10388 | 16058 | 6176 | 7749 | 12862 | 10063 | 3356 | 6792 | 57071 | 23148 | 169040
2044 | 15636 | 10590 | 16354 | 6202 | 7873 | 13086 | 10294 | 3419 | 6899 | 58021 | 23606 | 171980
2045 | 15912 | 10801 | 16665 | 6229 | 8004 | 13328 | 10533 | 3485 | 7013 | 59018 | 24082 | 175070
2046 | 16205 | 11024 | 16964 | 6255 | 8146 | 13586 | 10778 | 3555 | 7127 | 60049 | 24581 | 178270
2047 | 16506 | 11257 | 17287 | 6285 | 8295 | 13850 | 11030 | 3626 | 7245 | 61113 | 25076 | 181570
2048 | 16801 | 11491 | 17625 | 6316 | 8443 | 14116 | 11279 | 3700 | 7363 | 62158 | 25568 | 184860
2049 | 17102 | 11728 | 17946 | 6345 | 8592 | 14381 | 11525 | 3772 | 7477 | 63186 | 26046 | 188100
2050 | 17394 | 11959 | 18260 | 6372 | 8738 | 14640 | 11767 | 3841 | 7589 | 64177 | 26503 | 191240
2051 | 17679 | 12187 | 18563 | 6400 | 8880 | 14890 | 12008 | 3907 | 7696 | 65133 | 26947 | 194290
Note: Historical values reflect actual experienced weather conditions. Forecasted values reflect expected weather conditions.

## I-3a
Table I-3a: Baseline Summer Coincident Peak Demand, Historical and Forecast
Reflects Impacts of Energy Saving Programs & Behind-the-Meter Generation
Coincident Summer Peak Demand by Zone - MW
Year | A | B | C | D | E | F | G | H | I | J | K | NYCA
2011 | 2556 | 2019 | 2872 | 776 | 1447 | 2233 | 2415 | 730 | 1510 | 11374 | 5935 | 33867
2012 | 2743 | 2107 | 2888 | 774 | 1420 | 2388 | 2242 | 653 | 1393 | 10722 | 5109 | 32439
2013 | 2549 | 2030 | 2921 | 819 | 1540 | 2392 | 2358 | 721 | 1517 | 11456 | 5653 | 33956
2014 | 2227 | 1617 | 2574 | 527 | 1267 | 2033 | 2036 | 584 | 1333 | 10567 | 5017 | 29782
2015 | 2632 | 1926 | 2705 | 557 | 1376 | 2294 | 2151 | 617 | 1345 | 10410 | 5126 | 31139
2016 | 2672 | 2008 | 2812 | 561 | 1384 | 2328 | 2123 | 636 | 1392 | 10990 | 5169 | 32075
2017 | 2439 | 1800 | 2557 | 502 | 1152 | 2032 | 2063 | 607 | 1334 | 10241 | 4972 | 29699
2018 | 2391 | 1947 | 2747 | 600 | 1300 | 2378 | 2190 | 631 | 1393 | 10890 | 5394 | 31861
2019 | 2367 | 1841 | 2592 | 603 | 1305 | 2224 | 2180 | 652 | 1313 | 10015 | 5305 | 30397
2020 | 2405 | 1804 | 2752 | 661 | 1345 | 2374 | 2177 | 666 | 1352 | 9798 | 5326 | 30660
2021 | 2694 | 1965 | 2796 | 619 | 1372 | 2364 | 2219 | 638 | 1382 | 11047 | 5231 | 32327
2022 | 2644 | 1943 | 2762 | 676 | 1359 | 2347 | 2179 | 637 | 1379 | 11116 | 5136 | 32178
2023 | 2604 | 1932 | 2732 | 688 | 1349 | 2335 | 2145 | 636 | 1375 | 11075 | 5039 | 31910
2024 | 2584 | 1914 | 2718 | 688 | 1341 | 2314 | 2113 | 632 | 1366 | 11052 | 4919 | 31641
2025 | 2568 | 1908 | 2716 | 688 | 1340 | 2304 | 2097 | 630 | 1364 | 11029 | 4826 | 31470
2026 | 2551 | 1897 | 2712 | 686 | 1337 | 2297 | 2079 | 629 | 1361 | 11031 | 4746 | 31326
2027 | 2532 | 1892 | 2706 | 683 | 1335 | 2293 | 2066 | 631 | 1363 | 11082 | 4695 | 31278
2028 | 2516 | 1884 | 2694 | 682 | 1331 | 2291 | 2057 | 634 | 1368 | 11151 | 4676 | 31284
2029 | 2505 | 1880 | 2683 | 680 | 1326 | 2291 | 2051 | 636 | 1375 | 11232 | 4689 | 31348
2030 | 2499 | 1875 | 2671 | 680 | 1323 | 2295 | 2052 | 639 | 1382 | 11308 | 4729 | 31453
2031 | 2494 | 1867 | 2659 | 679 | 1320 | 2301 | 2056 | 645 | 1392 | 11381 | 4771 | 31565
2032 | 2492 | 1862 | 2645 | 679 | 1317 | 2308 | 2057 | 649 | 1402 | 11450 | 4830 | 31691
2033 | 2490 | 1856 | 2629 | 679 | 1316 | 2319 | 2060 | 654 | 1413 | 11517 | 4901 | 31834
2034 | 2492 | 1851 | 2619 | 679 | 1314 | 2329 | 2064 | 657 | 1421 | 11578 | 4966 | 31970
2035 | 2496 | 1848 | 2610 | 681 | 1313 | 2337 | 2072 | 661 | 1430 | 11638 | 5031 | 32117
2036 | 2501 | 1847 | 2604 | 681 | 1314 | 2347 | 2079 | 666 | 1438 | 11694 | 5093 | 32264
2037 | 2504 | 1846 | 2600 | 682 | 1316 | 2354 | 2085 | 667 | 1445 | 11746 | 5150 | 32395
2038 | 2508 | 1845 | 2598 | 682 | 1317 | 2360 | 2095 | 671 | 1451 | 11796 | 5205 | 32528
2039 | 2516 | 1849 | 2596 | 683 | 1321 | 2369 | 2108 | 674 | 1457 | 11843 | 5255 | 32671
2040 | 2524 | 1855 | 2597 | 684 | 1325 | 2379 | 2123 | 675 | 1462 | 11887 | 5301 | 32812
2041 | 2534 | 1863 | 2600 | 686 | 1332 | 2392 | 2143 | 678 | 1466 | 11929 | 5343 | 32966
2042 | 2547 | 1875 | 2604 | 687 | 1337 | 2407 | 2165 | 679 | 1470 | 11967 | 5377 | 33115
2043 | 2562 | 1890 | 2610 | 688 | 1347 | 2421 | 2187 | 683 | 1473 | 12003 | 5411 | 33275
2044 | 2577 | 1905 | 2617 | 690 | 1356 | 2437 | 2208 | 683 | 1476 | 12035 | 5443 | 33427
2045 | 2594 | 1921 | 2631 | 691 | 1366 | 2453 | 2231 | 684 | 1480 | 12065 | 5473 | 33589
2046 | 2611 | 1936 | 2646 | 692 | 1374 | 2471 | 2251 | 687 | 1482 | 12093 | 5500 | 33743
2047 | 2624 | 1949 | 2660 | 694 | 1381 | 2484 | 2267 | 687 | 1484 | 12117 | 5516 | 33863
2048 | 2636 | 1959 | 2672 | 696 | 1389 | 2494 | 2283 | 689 | 1485 | 12140 | 5528 | 33971
2049 | 2647 | 1968 | 2682 | 697 | 1393 | 2504 | 2296 | 689 | 1486 | 12162 | 5531 | 34055
2050 | 2658 | 1979 | 2694 | 698 | 1399 | 2515 | 2310 | 690 | 1487 | 12185 | 5535 | 34150
2051 | 2670 | 1988 | 2706 | 699 | 1406 | 2522 | 2325 | 690 | 1488 | 12206 | 5540 | 34240
Note: Historical values reflect actual experienced weather conditions. Forecasted values reflect expected weather conditions.

## I-3b
Table I-3b: Baseline Winter Coincident Peak Demand, Historical and Forecast
Reflects Impacts of Energy Saving Programs & Behind-the-Meter Generation
Coincident Winter Peak Demand by Zone - MW
Year | A | B | C | D | E | F | G | H | I | J | K | NYCA
2011-12 | 2220 | 1535 | 2532 | 904 | 1243 | 1765 | 1618 | 490 | 893 | 7323 | 3378 | 23901
2012-13 | 2343 | 1568 | 2672 | 954 | 1348 | 1923 | 1539 | 510 | 947 | 7456 | 3399 | 24659
2013-14 | 2358 | 1645 | 2781 | 848 | 1415 | 1989 | 1700 | 625 | 974 | 7810 | 3594 | 25739
2014-15 | 2419 | 1617 | 2689 | 725 | 1339 | 1925 | 1556 | 537 | 954 | 7481 | 3406 | 24648
2015-16 | 2253 | 1486 | 2469 | 667 | 1307 | 1861 | 1496 | 453 | 889 | 7274 | 3164 | 23319
2016-17 | 2295 | 1600 | 2573 | 671 | 1395 | 1867 | 1549 | 530 | 917 | 7482 | 3285 | 24164
2017-18 | 2313 | 1533 | 2766 | 735 | 1398 | 2012 | 1638 | 506 | 933 | 7822 | 3425 | 25081
2018-19 | 2107 | 1566 | 2668 | 747 | 1416 | 2066 | 1618 | 534 | 941 | 7674 | 3390 | 24727
2019-20 | 2100 | 1460 | 2482 | 741 | 1305 | 1854 | 1468 | 479 | 842 | 7398 | 3124 | 23253
2020-21 | 2095 | 1505 | 2418 | 750 | 1251 | 1856 | 1481 | 485 | 869 | 6689 | 3143 | 22542
2021-22 | 2151 | 1519 | 2562 | 817 | 1311 | 1958 | 1569 | 491 | 856 | 7540 | 3251 | 24025
2022-23 | 2147 | 1515 | 2559 | 825 | 1309 | 1954 | 1557 | 491 | 859 | 7619 | 3230 | 24065
2023-24 | 2133 | 1503 | 2546 | 832 | 1300 | 1942 | 1536 | 493 | 868 | 7733 | 3209 | 24095
2024-25 | 2113 | 1485 | 2523 | 838 | 1289 | 1925 | 1517 | 493 | 874 | 7830 | 3185 | 24072
2025-26 | 2093 | 1466 | 2497 | 838 | 1276 | 1910 | 1504 | 493 | 877 | 7941 | 3170 | 24065
2026-27 | 2084 | 1452 | 2481 | 838 | 1269 | 1902 | 1500 | 494 | 884 | 8088 | 3168 | 24160
2027-28 | 2084 | 1446 | 2477 | 838 | 1265 | 1902 | 1506 | 494 | 896 | 8265 | 3186 | 24359
2028-29 | 2089 | 1444 | 2479 | 838 | 1265 | 1908 | 1518 | 498 | 913 | 8412 | 3219 | 24583
2029-30 | 2104 | 1448 | 2489 | 840 | 1269 | 1920 | 1539 | 504 | 932 | 8575 | 3259 | 24879
2030-31 | 2126 | 1457 | 2509 | 842 | 1277 | 1940 | 1566 | 511 | 952 | 8750 | 3322 | 25252
2031-32 | 2158 | 1473 | 2540 | 845 | 1291 | 1966 | 1601 | 521 | 978 | 8975 | 3409 | 25757
2032-33 | 2193 | 1493 | 2577 | 848 | 1306 | 1996 | 1636 | 532 | 1007 | 9236 | 3508 | 26332
2033-34 | 2229 | 1515 | 2613 | 850 | 1322 | 2028 | 1673 | 544 | 1041 | 9543 | 3619 | 26977
2034-35 | 2269 | 1540 | 2651 | 854 | 1338 | 2062 | 1712 | 556 | 1075 | 9852 | 3738 | 27647
2035-36 | 2312 | 1567 | 2692 | 858 | 1356 | 2100 | 1754 | 570 | 1110 | 10163 | 3865 | 28347
2036-37 | 2361 | 1599 | 2742 | 863 | 1379 | 2142 | 1802 | 583 | 1147 | 10504 | 3996 | 29118
2037-38 | 2416 | 1635 | 2796 | 867 | 1403 | 2189 | 1852 | 600 | 1188 | 10870 | 4136 | 29952
2038-39 | 2474 | 1674 | 2856 | 873 | 1430 | 2240 | 1905 | 616 | 1230 | 11255 | 4277 | 30830
2039-40 | 2539 | 1717 | 2920 | 878 | 1459 | 2296 | 1963 | 634 | 1271 | 11621 | 4421 | 31719
2040-41 | 2611 | 1768 | 2996 | 884 | 1492 | 2358 | 2026 | 652 | 1313 | 12003 | 4565 | 32668
2041-42 | 2668 | 1813 | 3051 | 888 | 1519 | 2409 | 2086 | 667 | 1351 | 12334 | 4712 | 33498
2042-43 | 2737 | 1866 | 3122 | 895 | 1552 | 2472 | 2151 | 683 | 1392 | 12680 | 4859 | 34409
2043-44 | 2812 | 1923 | 3199 | 901 | 1590 | 2541 | 2220 | 700 | 1430 | 13004 | 4999 | 35319
2044-45 | 2895 | 1986 | 3286 | 909 | 1631 | 2617 | 2293 | 718 | 1466 | 13300 | 5136 | 36237
2045-46 | 2984 | 2055 | 3380 | 917 | 1676 | 2701 | 2371 | 737 | 1497 | 13575 | 5268 | 37161
2046-47 | 3082 | 2133 | 3481 | 925 | 1724 | 2789 | 2451 | 755 | 1528 | 13826 | 5398 | 38092
2047-48 | 3183 | 2213 | 3585 | 934 | 1774 | 2883 | 2535 | 774 | 1554 | 14050 | 5521 | 39006
2048-49 | 3291 | 2297 | 3696 | 943 | 1828 | 2980 | 2619 | 793 | 1578 | 14244 | 5637 | 39906
2049-50 | 3399 | 2381 | 3809 | 952 | 1882 | 3080 | 2705 | 810 | 1599 | 14407 | 5743 | 40767
2050-51 | 3510 | 2470 | 3923 | 960 | 1936 | 3182 | 2792 | 828 | 1614 | 14526 | 5839 | 41580
2051-52 | 3619 | 2556 | 4034 | 966 | 1990 | 3283 | 2877 | 844 | 1626 | 14610 | 5930 | 42335
Note: Historical values reflect actual experienced weather conditions. Forecasted values reflect expected weather conditions.

## I-4a
Table I-4a: Baseline Summer Non-Coincident Peak Demand, Historical and Forecast
Reflects Impacts of Energy Saving Programs & Behind-the-Meter Generation
Non-Coincident Summer Peak Demand by Zone - MW
Year | A | B | C | D | E | F | G | H | I | J | K
2011 | 2921 | 2199 | 3042 | 811 | 1519 | 2425 | 2415 | 730 | 1512 | 11424 | 5935
2012 | 2746 | 2113 | 2889 | 809 | 1433 | 2388 | 2273 | 681 | 1414 | 11112 | 5516
2013 | 2821 | 2103 | 2998 | 822 | 1559 | 2423 | 2367 | 721 | 1517 | 11456 | 5747
2014 | 2620 | 1898 | 2832 | 552 | 1410 | 2300 | 2052 | 590 | 1348 | 10572 | 5035
2015 | 2728 | 1954 | 2815 | 595 | 1403 | 2306 | 2204 | 632 | 1398 | 10586 | 5236
2016 | 2800 | 2023 | 2830 | 704 | 1397 | 2342 | 2198 | 652 | 1392 | 10990 | 5394
2017 | 2494 | 1828 | 2649 | 736 | 1362 | 2192 | 2125 | 633 | 1395 | 10671 | 5121
2018 | 2769 | 2073 | 3021 | 620 | 1409 | 2424 | 2251 | 642 | 1399 | 11070 | 5394
2019 | 2620 | 1926 | 2705 | 609 | 1396 | 2301 | 2243 | 659 | 1392 | 10802 | 5438
2020 | 2660 | 2022 | 2781 | 668 | 1355 | 2386 | 2178 | 669 | 1368 | 10150 | 5405
2021 | 2852 | 2027 | 2863 | 633 | 1431 | 2402 | 2256 | 649 | 1403 | 11199 | 5249
2022 | 2799 | 2005 | 2828 | 692 | 1418 | 2385 | 2215 | 648 | 1400 | 11268 | 5153
2023 | 2757 | 1993 | 2798 | 704 | 1407 | 2372 | 2181 | 647 | 1396 | 11227 | 5056
2024 | 2736 | 1975 | 2783 | 704 | 1399 | 2351 | 2148 | 643 | 1387 | 11203 | 4936
2025 | 2719 | 1968 | 2781 | 704 | 1398 | 2341 | 2132 | 641 | 1385 | 11180 | 4842
2026 | 2701 | 1957 | 2777 | 702 | 1395 | 2334 | 2114 | 640 | 1382 | 11182 | 4762
2027 | 2681 | 1952 | 2771 | 699 | 1393 | 2330 | 2100 | 642 | 1384 | 11234 | 4711
2028 | 2664 | 1944 | 2759 | 698 | 1388 | 2328 | 2091 | 645 | 1389 | 11304 | 4692
2029 | 2652 | 1940 | 2747 | 696 | 1383 | 2328 | 2085 | 647 | 1396 | 11386 | 4705
2030 | 2646 | 1934 | 2735 | 696 | 1380 | 2332 | 2086 | 650 | 1403 | 11463 | 4745
2031 | 2640 | 1926 | 2723 | 695 | 1377 | 2338 | 2090 | 656 | 1413 | 11537 | 4787
2032 | 2638 | 1921 | 2708 | 695 | 1374 | 2345 | 2091 | 660 | 1423 | 11607 | 4846
2033 | 2636 | 1915 | 2692 | 695 | 1373 | 2356 | 2094 | 665 | 1434 | 11675 | 4918
2034 | 2638 | 1910 | 2682 | 695 | 1371 | 2366 | 2098 | 668 | 1443 | 11737 | 4983
2035 | 2643 | 1907 | 2673 | 697 | 1370 | 2374 | 2106 | 672 | 1452 | 11797 | 5048
2036 | 2648 | 1906 | 2666 | 697 | 1371 | 2385 | 2114 | 678 | 1460 | 11854 | 5110
2037 | 2651 | 1905 | 2662 | 698 | 1373 | 2392 | 2120 | 679 | 1467 | 11907 | 5168
2038 | 2655 | 1903 | 2660 | 698 | 1374 | 2398 | 2130 | 683 | 1473 | 11958 | 5223
2039 | 2664 | 1908 | 2658 | 699 | 1378 | 2407 | 2143 | 686 | 1479 | 12005 | 5273
2040 | 2672 | 1914 | 2659 | 700 | 1382 | 2417 | 2158 | 687 | 1484 | 12050 | 5319
2041 | 2683 | 1922 | 2662 | 702 | 1390 | 2430 | 2179 | 690 | 1488 | 12092 | 5361
2042 | 2697 | 1934 | 2666 | 703 | 1395 | 2446 | 2201 | 691 | 1492 | 12131 | 5395
2043 | 2712 | 1950 | 2673 | 704 | 1405 | 2460 | 2223 | 695 | 1495 | 12167 | 5429
2044 | 2728 | 1965 | 2680 | 706 | 1415 | 2476 | 2245 | 695 | 1498 | 12200 | 5462
2045 | 2746 | 1982 | 2694 | 707 | 1425 | 2492 | 2268 | 696 | 1502 | 12230 | 5492
2046 | 2764 | 1997 | 2710 | 708 | 1433 | 2511 | 2288 | 699 | 1505 | 12259 | 5519
2047 | 2778 | 2011 | 2724 | 710 | 1441 | 2524 | 2305 | 699 | 1507 | 12283 | 5535
2048 | 2791 | 2021 | 2736 | 712 | 1449 | 2534 | 2321 | 701 | 1508 | 12306 | 5547
2049 | 2802 | 2030 | 2746 | 713 | 1453 | 2544 | 2334 | 701 | 1509 | 12329 | 5550
2050 | 2814 | 2042 | 2759 | 714 | 1459 | 2555 | 2348 | 702 | 1510 | 12352 | 5554
2051 | 2827 | 2051 | 2771 | 715 | 1467 | 2562 | 2364 | 702 | 1511 | 12373 | 5559
Note: Historical values reflect actual experienced weather conditions. Forecasted values reflect expected weather conditions.

## I-4b
Table I-4b: Baseline Winter Non-Coincident Peak Demand, Historical and Forecast
Reflects Impacts of Energy Saving Programs & Behind-the-Meter Generation
Non-Coincident Winter Peak Demand by Zone - MW
Year | A | B | C | D | E | F | G | H | I | J | K
2011-12 | 2241 | 1542 | 2532 | 906 | 1309 | 1792 | 1618 | 542 | 893 | 7532 | 3412
2012-13 | 2381 | 1594 | 2672 | 965 | 1356 | 1923 | 1539 | 525 | 965 | 7535 | 3399
2013-14 | 2430 | 1654 | 2781 | 899 | 1424 | 1998 | 1700 | 625 | 978 | 7896 | 3594
2014-15 | 2419 | 1629 | 2689 | 725 | 1423 | 1949 | 1583 | 537 | 954 | 7632 | 3406
2015-16 | 2285 | 1530 | 2540 | 704 | 1314 | 1895 | 1546 | 514 | 907 | 7362 | 3189
2016-17 | 2295 | 1600 | 2573 | 688 | 1395 | 1867 | 1553 | 554 | 921 | 7506 | 3320
2017-18 | 2333 | 1579 | 2766 | 736 | 1411 | 2025 | 1645 | 550 | 952 | 7822 | 3441
2018-19 | 2193 | 1603 | 2712 | 775 | 1419 | 2066 | 1618 | 534 | 941 | 7756 | 3390
2019-20 | 2137 | 1478 | 2482 | 746 | 1317 | 1859 | 1473 | 497 | 850 | 7398 | 3157
2020-21 | 2121 | 1505 | 2426 | 819 | 1315 | 1866 | 1481 | 533 | 869 | 6853 | 3143
2021-22 | 2177 | 1539 | 2567 | 838 | 1343 | 1974 | 1580 | 515 | 869 | 7610 | 3270
2022-23 | 2173 | 1535 | 2564 | 846 | 1341 | 1970 | 1568 | 515 | 872 | 7690 | 3248
2023-24 | 2159 | 1523 | 2551 | 854 | 1331 | 1958 | 1547 | 517 | 881 | 7805 | 3227
2024-25 | 2139 | 1505 | 2528 | 860 | 1320 | 1941 | 1528 | 517 | 887 | 7903 | 3203
2025-26 | 2119 | 1486 | 2502 | 860 | 1307 | 1926 | 1515 | 517 | 890 | 8015 | 3188
2026-27 | 2110 | 1471 | 2486 | 860 | 1300 | 1918 | 1511 | 518 | 897 | 8163 | 3186
2027-28 | 2110 | 1465 | 2482 | 860 | 1296 | 1918 | 1517 | 518 | 909 | 8342 | 3204
2028-29 | 2115 | 1463 | 2484 | 860 | 1296 | 1924 | 1529 | 522 | 927 | 8490 | 3237
2029-30 | 2130 | 1467 | 2494 | 862 | 1300 | 1936 | 1550 | 529 | 946 | 8655 | 3278
2030-31 | 2152 | 1477 | 2514 | 864 | 1308 | 1956 | 1577 | 536 | 966 | 8831 | 3341
2031-32 | 2185 | 1493 | 2545 | 867 | 1322 | 1982 | 1613 | 547 | 993 | 9058 | 3428
2032-33 | 2220 | 1513 | 2582 | 870 | 1338 | 2012 | 1648 | 558 | 1022 | 9322 | 3528
2033-34 | 2256 | 1535 | 2618 | 872 | 1354 | 2045 | 1685 | 571 | 1057 | 9632 | 3640
2034-35 | 2297 | 1561 | 2657 | 876 | 1370 | 2079 | 1724 | 583 | 1091 | 9944 | 3759
2035-36 | 2340 | 1588 | 2698 | 880 | 1389 | 2117 | 1767 | 598 | 1127 | 10258 | 3887
2036-37 | 2390 | 1620 | 2748 | 885 | 1412 | 2160 | 1815 | 612 | 1164 | 10602 | 4019
2037-38 | 2446 | 1657 | 2802 | 889 | 1437 | 2207 | 1865 | 629 | 1206 | 10971 | 4160
2038-39 | 2504 | 1696 | 2862 | 896 | 1465 | 2258 | 1919 | 646 | 1248 | 11360 | 4301
2039-40 | 2570 | 1740 | 2926 | 901 | 1494 | 2315 | 1977 | 665 | 1290 | 11729 | 4446
2040-41 | 2643 | 1792 | 3002 | 907 | 1528 | 2377 | 2041 | 684 | 1333 | 12115 | 4591
2041-42 | 2701 | 1837 | 3057 | 911 | 1556 | 2429 | 2101 | 700 | 1371 | 12449 | 4739
2042-43 | 2771 | 1891 | 3129 | 918 | 1590 | 2492 | 2166 | 716 | 1413 | 12798 | 4887
2043-44 | 2847 | 1949 | 3206 | 924 | 1628 | 2562 | 2236 | 734 | 1451 | 13125 | 5027
2044-45 | 2931 | 2013 | 3293 | 933 | 1670 | 2638 | 2310 | 753 | 1488 | 13424 | 5165
2045-46 | 3021 | 2083 | 3387 | 941 | 1717 | 2723 | 2388 | 773 | 1519 | 13701 | 5298
2046-47 | 3120 | 2162 | 3488 | 949 | 1766 | 2812 | 2469 | 792 | 1551 | 13955 | 5429
2047-48 | 3222 | 2243 | 3593 | 958 | 1817 | 2907 | 2553 | 812 | 1577 | 14181 | 5552
2048-49 | 3331 | 2328 | 3704 | 967 | 1872 | 3004 | 2638 | 832 | 1602 | 14376 | 5669
2049-50 | 3441 | 2413 | 3817 | 977 | 1928 | 3105 | 2724 | 850 | 1623 | 14541 | 5776
2050-51 | 3553 | 2503 | 3931 | 985 | 1983 | 3208 | 2812 | 869 | 1638 | 14661 | 5872
2051-52 | 3664 | 2590 | 4042 | 991 | 2038 | 3310 | 2898 | 885 | 1650 | 14746 | 5964
Note: Historical values reflect actual experienced weather conditions. Forecasted values reflect expected weather conditions.

## I-5
Table I-5: Baseline Peak Demand in G-to-J Locality, Historical and Forecast
Reflects Impacts of Energy Saving Programs & Behind-the-Meter Generation
G-to-J Locality Summer Peak Demand by Zone - MW | [5 empty] | G-to-J Locality Winter Peak Demand by Zone - MW
Year | G | H | I | J | G-J | Year | G | H | I | J | G-J
2011 | 2415 | 730 | 1510 | 11374 | 16029 | 2011-12 | 1527 | 527 | 878 | 7417 | 10349
2012 | 2273 | 657 | 1414 | 11098 | 15442 | 2012-13 | 1539 | 510 | 947 | 7456 | 10452
2013 | 2358 | 721 | 1517 | 11456 | 16052 | 2013-14 | 1683 | 601 | 965 | 7896 | 11145
2014 | 2046 | 585 | 1348 | 10572 | 14551 | 2014-15 | 1500 | 515 | 941 | 7632 | 10588
2015 | 2168 | 629 | 1398 | 10583 | 14778 | 2015-16 | 1524 | 442 | 896 | 7297 | 10159
2016 | 2123 | 636 | 1392 | 10990 | 15141 | 2016-17 | 1549 | 530 | 917 | 7483 | 10479
2017 | 2125 | 611 | 1367 | 10671 | 14774 | 2017-18 | 1638 | 506 | 933 | 7822 | 10899
2018 | 2130 | 642 | 1379 | 10979 | 15130 | 2018-19 | 1593 | 521 | 941 | 7727 | 10782
2019 | 1992 | 582 | 1336 | 10767 | 14677 | 2019-20 | 1468 | 479 | 842 | 7398 | 10187
2020 | 1992 | 648 | 1368 | 10139 | 14147 | 2020-21 | 1465 | 533 | 841 | 6829 | 9668
2021 | 2237 | 643 | 1394 | 11137 | 15411 | 2021-22 | 1567 | 480 | 856 | 7591 | 10494
2022 | 2197 | 642 | 1390 | 11206 | 15435 | 2022-23 | 1555 | 480 | 859 | 7670 | 10564
2023 | 2162 | 641 | 1386 | 11165 | 15354 | 2023-24 | 1534 | 482 | 868 | 7785 | 10669
2024 | 2130 | 637 | 1377 | 11142 | 15286 | 2024-25 | 1515 | 482 | 874 | 7882 | 10753
2025 | 2114 | 635 | 1375 | 11118 | 15242 | 2025-26 | 1502 | 482 | 877 | 7994 | 10855
2026 | 2096 | 634 | 1372 | 11120 | 15222 | 2026-27 | 1498 | 483 | 884 | 8142 | 11007
2027 | 2083 | 636 | 1374 | 11172 | 15265 | 2027-28 | 1504 | 483 | 896 | 8320 | 11203
2028 | 2074 | 639 | 1379 | 11241 | 15333 | 2028-29 | 1516 | 487 | 913 | 8468 | 11384
2029 | 2068 | 641 | 1386 | 11323 | 15418 | 2029-30 | 1537 | 493 | 932 | 8632 | 11594
2030 | 2069 | 644 | 1393 | 11400 | 15506 | 2030-31 | 1564 | 500 | 952 | 8809 | 11825
2031 | 2073 | 650 | 1403 | 11473 | 15599 | 2031-32 | 1599 | 509 | 978 | 9035 | 12121
2032 | 2074 | 654 | 1413 | 11543 | 15684 | 2032-33 | 1634 | 520 | 1007 | 9298 | 12459
2033 | 2077 | 659 | 1424 | 11610 | 15770 | 2033-34 | 1671 | 532 | 1041 | 9607 | 12851
2034 | 2081 | 662 | 1433 | 11672 | 15848 | 2034-35 | 1710 | 543 | 1075 | 9918 | 13246
2035 | 2089 | 666 | 1442 | 11732 | 15929 | 2035-36 | 1752 | 557 | 1110 | 10231 | 13650
2036 | 2096 | 671 | 1450 | 11789 | 16006 | 2036-37 | 1800 | 570 | 1147 | 10574 | 14091
2037 | 2102 | 672 | 1457 | 11841 | 16072 | 2037-38 | 1850 | 587 | 1188 | 10943 | 14568
2038 | 2112 | 676 | 1463 | 11892 | 16143 | 2038-39 | 1903 | 602 | 1230 | 11330 | 15065
2039 | 2125 | 679 | 1469 | 11939 | 16212 | 2039-40 | 1961 | 620 | 1271 | 11699 | 15551
2040 | 2140 | 680 | 1474 | 11983 | 16277 | 2040-41 | 2024 | 637 | 1313 | 12083 | 16057
2041 | 2160 | 683 | 1478 | 12026 | 16347 | 2041-42 | 2084 | 652 | 1351 | 12417 | 16504
2042 | 2183 | 684 | 1482 | 12064 | 16413 | 2042-43 | 2149 | 668 | 1392 | 12765 | 16974
2043 | 2205 | 689 | 1485 | 12100 | 16479 | 2043-44 | 2218 | 684 | 1430 | 13091 | 17423
2044 | 2226 | 689 | 1488 | 12132 | 16535 | 2044-45 | 2290 | 702 | 1466 | 13389 | 17847
2045 | 2249 | 690 | 1492 | 12163 | 16594 | 2045-46 | 2368 | 720 | 1497 | 13666 | 18251
2046 | 2269 | 693 | 1494 | 12191 | 16647 | 2046-47 | 2448 | 738 | 1528 | 13919 | 18633
2047 | 2285 | 693 | 1496 | 12215 | 16689 | 2047-48 | 2532 | 757 | 1554 | 14144 | 18987
2048 | 2301 | 695 | 1497 | 12238 | 16731 | 2048-49 | 2616 | 775 | 1578 | 14339 | 19308
2049 | 2315 | 695 | 1498 | 12261 | 16769 | 2049-50 | 2702 | 792 | 1599 | 14504 | 19597
2050 | 2329 | 696 | 1499 | 12284 | 16808 | 2050-51 | 2789 | 809 | 1614 | 14623 | 19835
2051 | 2344 | 696 | 1500 | 12305 | 16845 | 2051-52 | 2874 | 825 | 1626 | 14708 | 20033
Note: Historical values reflect actual experienced weather conditions. Forecasted values reflect expected weather conditions.

## I-6a
Table I-6a: 90th Percentile Forecast of Baseline Energy due to Weather
Reflects Impacts of Energy Saving Programs & Behind-the-Meter Generation
90th Percentile of Annual Energy due to Weather - GWh
Year | A | B | C | D | E | F | G | H | I | J | K | NYCA
2021 | 14738 | 9916 | 15682 | 5538 | 7800 | 11927 | 9267 | 2911 | 5828 | 48962 | 20238 | 152807
2022 | 14691 | 9908 | 15565 | 6017 | 7680 | 11869 | 9090 | 2912 | 5837 | 48740 | 19988 | 152297
2023 | 14493 | 9852 | 15391 | 6094 | 7526 | 11768 | 8950 | 2912 | 5839 | 48196 | 19677 | 150698
2024 | 14230 | 9786 | 15272 | 6087 | 7406 | 11640 | 8816 | 2906 | 5790 | 47766 | 19401 | 149100
2025 | 14064 | 9654 | 15160 | 6084 | 7367 | 11479 | 8776 | 2902 | 5745 | 47555 | 19148 | 147934
2026 | 13892 | 9576 | 15124 | 6061 | 7345 | 11398 | 8731 | 2909 | 5725 | 47435 | 18889 | 147085
2027 | 13800 | 9500 | 15066 | 6044 | 7321 | 11349 | 8708 | 2916 | 5731 | 47467 | 18810 | 146712
2028 | 13762 | 9459 | 15001 | 6038 | 7288 | 11378 | 8687 | 2924 | 5745 | 47629 | 18910 | 146821
2029 | 13754 | 9437 | 14929 | 6031 | 7257 | 11403 | 8664 | 2928 | 5765 | 47863 | 19086 | 147117
2030 | 13805 | 9430 | 14885 | 6030 | 7250 | 11434 | 8693 | 2936 | 5792 | 48139 | 19332 | 147726
2031 | 13839 | 9450 | 14809 | 6033 | 7245 | 11504 | 8713 | 2947 | 5832 | 48524 | 19569 | 148465
2032 | 13884 | 9473 | 14755 | 6035 | 7246 | 11576 | 8741 | 2962 | 5879 | 48966 | 19801 | 149318
2033 | 13959 | 9507 | 14732 | 6042 | 7252 | 11655 | 8792 | 2981 | 5940 | 49503 | 20049 | 150412
2034 | 14053 | 9545 | 14733 | 6048 | 7267 | 11737 | 8850 | 3006 | 6004 | 50079 | 20306 | 151628
2035 | 14166 | 9597 | 14769 | 6058 | 7290 | 11824 | 8932 | 3035 | 6078 | 50733 | 20607 | 153089
2036 | 14283 | 9655 | 14844 | 6070 | 7320 | 11919 | 9021 | 3066 | 6159 | 51454 | 20907 | 154698
2037 | 14402 | 9724 | 14950 | 6083 | 7357 | 12022 | 9125 | 3104 | 6247 | 52256 | 21230 | 156500
2038 | 14536 | 9798 | 15077 | 6096 | 7403 | 12139 | 9243 | 3149 | 6343 | 53098 | 21554 | 158436
2039 | 14677 | 9884 | 15222 | 6116 | 7455 | 12266 | 9393 | 3193 | 6455 | 54063 | 21900 | 160624
2040 | 14836 | 9993 | 15402 | 6135 | 7522 | 12412 | 9558 | 3241 | 6565 | 55016 | 22262 | 162942
2041 | 15034 | 10140 | 15637 | 6154 | 7605 | 12587 | 9758 | 3294 | 6676 | 55993 | 22647 | 165525
2042 | 15266 | 10317 | 15907 | 6176 | 7709 | 12789 | 9969 | 3350 | 6778 | 56891 | 23056 | 168208
2043 | 15518 | 10512 | 16204 | 6203 | 7823 | 13006 | 10201 | 3415 | 6886 | 57841 | 23495 | 171104
2044 | 15780 | 10716 | 16503 | 6229 | 7948 | 13233 | 10435 | 3480 | 6994 | 58804 | 23960 | 174082
2045 | 16058 | 10930 | 16817 | 6256 | 8080 | 13477 | 10677 | 3547 | 7110 | 59815 | 24443 | 177210
2046 | 16354 | 11155 | 17118 | 6282 | 8223 | 13738 | 10926 | 3618 | 7225 | 60860 | 24950 | 180449
2047 | 16658 | 11391 | 17444 | 6312 | 8374 | 14005 | 11181 | 3690 | 7345 | 61938 | 25452 | 183790
2048 | 16956 | 11628 | 17785 | 6343 | 8523 | 14274 | 11434 | 3765 | 7465 | 62997 | 25952 | 187122
2049 | 17259 | 11868 | 18109 | 6372 | 8674 | 14542 | 11683 | 3839 | 7580 | 64039 | 26437 | 190402
2050 | 17554 | 12101 | 18426 | 6399 | 8821 | 14804 | 11928 | 3909 | 7694 | 65043 | 26901 | 193580
2051 | 17842 | 12332 | 18732 | 6428 | 8964 | 15057 | 12173 | 3976 | 7802 | 66012 | 27351 | 196669
Note: 90th percentile energy forecast is representative of weather conditions above expected in summer and below expected in winter.

## I-6b
Table I-6b: 10th Percentile Forecast of Baseline Energy due to Weather
Reflects Impacts of Energy Saving Programs & Behind-the-Meter Generation
10th Percentile of Annual Energy due to Weather - GWh
Year | A | B | C | D | E | F | G | H | I | J | K | NYCA
2021 | 14470 | 9682 | 15400 | 5490 | 7654 | 11663 | 9017 | 2809 | 5670 | 47658 | 19640 | 149153
2022 | 14423 | 9674 | 15285 | 5965 | 7536 | 11607 | 8844 | 2810 | 5679 | 47442 | 19398 | 148663
2023 | 14229 | 9620 | 15113 | 6042 | 7384 | 11508 | 8708 | 2810 | 5681 | 46912 | 19095 | 147102
2024 | 13970 | 9556 | 14996 | 6035 | 7266 | 11382 | 8578 | 2804 | 5632 | 46494 | 18827 | 145540
2025 | 13808 | 9426 | 14886 | 6032 | 7229 | 11225 | 8538 | 2802 | 5589 | 46289 | 18582 | 144406
2026 | 13638 | 9350 | 14852 | 6009 | 7207 | 11146 | 8495 | 2807 | 5569 | 46171 | 18331 | 143575
2027 | 13548 | 9276 | 14794 | 5992 | 7183 | 11097 | 8472 | 2814 | 5575 | 46203 | 18254 | 143208
2028 | 13512 | 9237 | 14731 | 5986 | 7150 | 11126 | 8453 | 2822 | 5589 | 46361 | 18352 | 143319
2029 | 13504 | 9215 | 14659 | 5979 | 7121 | 11151 | 8430 | 2826 | 5609 | 46587 | 18522 | 143603
2030 | 13553 | 9208 | 14617 | 5978 | 7114 | 11180 | 8459 | 2834 | 5634 | 46857 | 18760 | 144194
2031 | 13587 | 9228 | 14541 | 5981 | 7109 | 11250 | 8477 | 2845 | 5674 | 47232 | 18991 | 144915
2032 | 13630 | 9251 | 14489 | 5983 | 7110 | 11320 | 8505 | 2858 | 5719 | 47662 | 19215 | 145742
2033 | 13705 | 9283 | 14466 | 5990 | 7116 | 11397 | 8554 | 2877 | 5778 | 48185 | 19457 | 146808
2034 | 13797 | 9321 | 14467 | 5996 | 7131 | 11477 | 8610 | 2902 | 5840 | 48745 | 19706 | 147992
2035 | 13908 | 9371 | 14503 | 6006 | 7152 | 11562 | 8690 | 2929 | 5912 | 49381 | 19997 | 149411
2036 | 14023 | 9427 | 14576 | 6018 | 7182 | 11655 | 8777 | 2960 | 5991 | 50084 | 20289 | 150982
2037 | 14140 | 9496 | 14680 | 6031 | 7219 | 11756 | 8879 | 2996 | 6077 | 50864 | 20602 | 152740
2038 | 14270 | 9568 | 14805 | 6044 | 7263 | 11871 | 8993 | 3039 | 6171 | 51684 | 20916 | 154624
2039 | 14409 | 9652 | 14948 | 6064 | 7315 | 11994 | 9139 | 3081 | 6279 | 52623 | 21252 | 156756
2040 | 14566 | 9757 | 15124 | 6083 | 7380 | 12138 | 9300 | 3129 | 6387 | 53550 | 21604 | 159018
2041 | 14760 | 9902 | 15355 | 6102 | 7461 | 12309 | 9494 | 3180 | 6494 | 54501 | 21977 | 161535
2042 | 14988 | 10075 | 15621 | 6124 | 7563 | 12505 | 9699 | 3234 | 6594 | 55375 | 22374 | 164152
2043 | 15236 | 10264 | 15912 | 6149 | 7675 | 12718 | 9925 | 3297 | 6698 | 56301 | 22801 | 166976
2044 | 15492 | 10464 | 16205 | 6175 | 7798 | 12939 | 10153 | 3358 | 6804 | 57238 | 23252 | 169878
2045 | 15766 | 10672 | 16513 | 6202 | 7928 | 13179 | 10389 | 3423 | 6916 | 58221 | 23721 | 172930
2046 | 16056 | 10893 | 16810 | 6228 | 8069 | 13434 | 10630 | 3492 | 7029 | 59238 | 24212 | 176091
2047 | 16354 | 11123 | 17130 | 6258 | 8216 | 13695 | 10879 | 3562 | 7145 | 60288 | 24700 | 179350
2048 | 16646 | 11354 | 17465 | 6289 | 8363 | 13958 | 11124 | 3635 | 7261 | 61319 | 25184 | 182598
2049 | 16945 | 11588 | 17783 | 6318 | 8510 | 14220 | 11367 | 3705 | 7374 | 62333 | 25655 | 185798
2050 | 17234 | 11817 | 18094 | 6345 | 8655 | 14476 | 11606 | 3773 | 7484 | 63311 | 26105 | 188900
2051 | 17516 | 12042 | 18394 | 6372 | 8796 | 14723 | 11843 | 3838 | 7590 | 64254 | 26543 | 191911
Note: 10th percentile energy forecast is representative of weather conditions below expected in summer and above expected in winter.

## I-7a
Table I-7a: 90th Percentile Forecast of Baseline Summer Coincident Peak Demand due to Weather
Reflects Impacts of Energy Saving Programs & Behind-the-Meter Generation
90th Percentile of Summer Coincident Peak Demand due to Weather - MW
Year | A | B | C | D | E | F | G | H | I | J | K | NYCA
2021 | 2889 | 2107 | 2998 | 664 | 1471 | 2539 | 2383 | 674 | 1459 | 11505 | 5632 | 34321
2022 | 2835 | 2083 | 2961 | 725 | 1457 | 2521 | 2340 | 673 | 1456 | 11577 | 5530 | 34158
2023 | 2792 | 2072 | 2929 | 738 | 1446 | 2508 | 2304 | 671 | 1452 | 11534 | 5425 | 33871
2024 | 2771 | 2052 | 2914 | 738 | 1438 | 2485 | 2269 | 667 | 1442 | 11510 | 5296 | 33582
2025 | 2753 | 2046 | 2912 | 738 | 1437 | 2474 | 2252 | 665 | 1440 | 11486 | 5196 | 33399
2026 | 2735 | 2034 | 2908 | 736 | 1434 | 2467 | 2233 | 664 | 1437 | 11488 | 5110 | 33246
2027 | 2715 | 2029 | 2901 | 732 | 1431 | 2463 | 2219 | 666 | 1439 | 11541 | 5055 | 33191
2028 | 2698 | 2020 | 2889 | 731 | 1427 | 2460 | 2209 | 669 | 1444 | 11613 | 5035 | 33195
2029 | 2686 | 2016 | 2877 | 729 | 1422 | 2460 | 2203 | 671 | 1452 | 11697 | 5049 | 33262
2030 | 2679 | 2010 | 2864 | 729 | 1419 | 2465 | 2204 | 675 | 1459 | 11777 | 5092 | 33373
2031 | 2674 | 2002 | 2851 | 728 | 1415 | 2471 | 2208 | 681 | 1470 | 11853 | 5137 | 33490
2032 | 2672 | 1996 | 2836 | 728 | 1412 | 2479 | 2209 | 685 | 1480 | 11924 | 5200 | 33621
2033 | 2670 | 1990 | 2819 | 728 | 1411 | 2490 | 2212 | 690 | 1492 | 11994 | 5277 | 33773
2034 | 2672 | 1985 | 2808 | 728 | 1409 | 2501 | 2217 | 694 | 1500 | 12058 | 5347 | 33919
2035 | 2676 | 1981 | 2798 | 730 | 1408 | 2510 | 2225 | 698 | 1510 | 12120 | 5417 | 34073
2036 | 2682 | 1980 | 2792 | 730 | 1409 | 2521 | 2233 | 703 | 1518 | 12179 | 5484 | 34231
2037 | 2685 | 1979 | 2788 | 731 | 1411 | 2528 | 2239 | 704 | 1526 | 12233 | 5545 | 34369
2038 | 2689 | 1978 | 2786 | 731 | 1412 | 2534 | 2250 | 708 | 1532 | 12285 | 5604 | 34509
2039 | 2698 | 1983 | 2783 | 732 | 1416 | 2544 | 2264 | 712 | 1538 | 12334 | 5658 | 34662
2040 | 2706 | 1989 | 2785 | 733 | 1421 | 2555 | 2280 | 713 | 1544 | 12380 | 5708 | 34814
2041 | 2717 | 1998 | 2788 | 736 | 1428 | 2569 | 2301 | 716 | 1548 | 12423 | 5753 | 34977
2042 | 2731 | 2010 | 2792 | 737 | 1434 | 2585 | 2325 | 717 | 1552 | 12463 | 5789 | 35135
2043 | 2747 | 2026 | 2798 | 738 | 1444 | 2600 | 2349 | 721 | 1555 | 12500 | 5826 | 35304
2044 | 2763 | 2043 | 2806 | 740 | 1454 | 2617 | 2371 | 721 | 1558 | 12534 | 5860 | 35467
2045 | 2781 | 2060 | 2821 | 741 | 1465 | 2634 | 2396 | 722 | 1563 | 12565 | 5893 | 35641
2046 | 2800 | 2076 | 2837 | 742 | 1473 | 2654 | 2417 | 725 | 1565 | 12594 | 5922 | 35805
2047 | 2814 | 2090 | 2852 | 744 | 1481 | 2668 | 2435 | 725 | 1567 | 12619 | 5939 | 35934
2048 | 2826 | 2100 | 2865 | 746 | 1489 | 2678 | 2452 | 727 | 1568 | 12643 | 5952 | 36046
2049 | 2838 | 2110 | 2876 | 747 | 1494 | 2689 | 2466 | 727 | 1569 | 12666 | 5955 | 36137
2050 | 2850 | 2122 | 2889 | 748 | 1500 | 2701 | 2481 | 728 | 1570 | 12690 | 5960 | 36239
2051 | 2863 | 2132 | 2901 | 749 | 1508 | 2708 | 2497 | 728 | 1571 | 12712 | 5965 | 36334
Note: 90th percentile summer peak demand forecast is representative of above expected weather conditions.

## I-7b
Table I-7b: 10th Percentile Forecast of Baseline Summer Coincident Peak Demand due to Weather
Reflects Impacts of Energy Saving Programs & Behind-the-Meter Generation
10th Percentile of Summer Coincident Peak Demand due to Weather - MW
Year | A | B | C | D | E | F | G | H | I | J | K | NYCA
2021 | 2496 | 1820 | 2590 | 573 | 1271 | 2153 | 2021 | 565 | 1224 | 9965 | 4665 | 29343
2022 | 2449 | 1800 | 2559 | 626 | 1259 | 2138 | 1985 | 564 | 1222 | 10027 | 4581 | 29210
2023 | 2412 | 1790 | 2531 | 637 | 1250 | 2127 | 1954 | 563 | 1218 | 9990 | 4494 | 28966
2024 | 2394 | 1773 | 2518 | 637 | 1242 | 2108 | 1925 | 560 | 1210 | 9969 | 4387 | 28723
2025 | 2379 | 1767 | 2516 | 637 | 1241 | 2099 | 1910 | 558 | 1209 | 9948 | 4304 | 28568
2026 | 2363 | 1757 | 2512 | 635 | 1239 | 2092 | 1894 | 557 | 1206 | 9950 | 4233 | 28438
2027 | 2345 | 1753 | 2507 | 633 | 1237 | 2088 | 1882 | 559 | 1208 | 9996 | 4187 | 28395
2028 | 2331 | 1745 | 2496 | 632 | 1233 | 2087 | 1874 | 562 | 1212 | 10059 | 4170 | 28401
2029 | 2320 | 1742 | 2485 | 630 | 1228 | 2087 | 1868 | 563 | 1218 | 10132 | 4182 | 28455
2030 | 2315 | 1737 | 2474 | 630 | 1226 | 2090 | 1869 | 566 | 1224 | 10200 | 4218 | 28549
2031 | 2310 | 1729 | 2463 | 629 | 1223 | 2096 | 1873 | 571 | 1233 | 10266 | 4255 | 28648
2032 | 2308 | 1725 | 2450 | 629 | 1220 | 2102 | 1874 | 575 | 1242 | 10328 | 4308 | 28761
2033 | 2307 | 1719 | 2435 | 629 | 1219 | 2112 | 1876 | 579 | 1252 | 10389 | 4371 | 28888
2034 | 2308 | 1715 | 2426 | 629 | 1217 | 2121 | 1880 | 582 | 1259 | 10444 | 4429 | 29010
2035 | 2312 | 1712 | 2418 | 631 | 1216 | 2129 | 1887 | 586 | 1267 | 10498 | 4487 | 29143
2036 | 2317 | 1711 | 2412 | 631 | 1217 | 2138 | 1894 | 590 | 1274 | 10548 | 4542 | 29274
2037 | 2320 | 1710 | 2408 | 632 | 1219 | 2144 | 1899 | 591 | 1280 | 10595 | 4593 | 29391
2038 | 2323 | 1709 | 2407 | 632 | 1220 | 2150 | 1908 | 595 | 1286 | 10640 | 4642 | 29512
2039 | 2331 | 1713 | 2405 | 633 | 1224 | 2158 | 1920 | 597 | 1291 | 10683 | 4687 | 29642
2040 | 2338 | 1718 | 2406 | 634 | 1227 | 2167 | 1934 | 598 | 1295 | 10722 | 4728 | 29767
2041 | 2347 | 1726 | 2408 | 635 | 1234 | 2179 | 1952 | 601 | 1299 | 10760 | 4765 | 29906
2042 | 2359 | 1737 | 2412 | 636 | 1239 | 2192 | 1972 | 602 | 1302 | 10795 | 4796 | 30042
2043 | 2373 | 1751 | 2418 | 637 | 1248 | 2205 | 1992 | 605 | 1305 | 10827 | 4826 | 30187
2044 | 2387 | 1765 | 2424 | 639 | 1256 | 2220 | 2011 | 605 | 1308 | 10856 | 4854 | 30325
2045 | 2403 | 1779 | 2437 | 640 | 1265 | 2234 | 2032 | 606 | 1311 | 10883 | 4881 | 30471
2046 | 2419 | 1793 | 2451 | 641 | 1273 | 2251 | 2050 | 609 | 1313 | 10908 | 4905 | 30613
2047 | 2431 | 1805 | 2464 | 643 | 1279 | 2262 | 2065 | 609 | 1315 | 10930 | 4920 | 30723
2048 | 2442 | 1815 | 2475 | 645 | 1287 | 2272 | 2079 | 610 | 1316 | 10951 | 4930 | 30822
2049 | 2452 | 1823 | 2484 | 646 | 1290 | 2281 | 2091 | 610 | 1317 | 10970 | 4933 | 30897
2050 | 2462 | 1833 | 2496 | 647 | 1296 | 2291 | 2104 | 611 | 1317 | 10991 | 4937 | 30985
2051 | 2473 | 1842 | 2507 | 648 | 1302 | 2297 | 2118 | 611 | 1318 | 11010 | 4941 | 31067
Note: 10th percentile summer peak demand forecast is representative of below expected weather conditions.

## I-7c
Table I-7c: 90th Percentile Forecast of Baseline Winter Coincident Peak Demand due to Weather
Reflects Impacts of Energy Saving Programs & Behind-the-Meter Generation
90th Percentile of Winter Coincident Peak Demand due to Weather - MW
Year | A | B | C | D | E | F | G | H | I | J | K | NYCA
2021-22 | 2276 | 1607 | 2710 | 864 | 1387 | 2070 | 1659 | 509 | 888 | 7821 | 3398 | 25189
2022-23 | 2271 | 1603 | 2707 | 873 | 1385 | 2066 | 1646 | 509 | 891 | 7903 | 3376 | 25230
2023-24 | 2256 | 1590 | 2693 | 880 | 1375 | 2053 | 1624 | 511 | 900 | 8021 | 3354 | 25257
2024-25 | 2235 | 1571 | 2669 | 887 | 1364 | 2035 | 1604 | 511 | 907 | 8122 | 3329 | 25234
2025-26 | 2214 | 1551 | 2642 | 887 | 1350 | 2019 | 1590 | 511 | 910 | 8237 | 3313 | 25224
2026-27 | 2205 | 1536 | 2625 | 887 | 1342 | 2011 | 1586 | 512 | 917 | 8390 | 3311 | 25322
2027-28 | 2205 | 1530 | 2620 | 887 | 1338 | 2011 | 1592 | 512 | 929 | 8573 | 3330 | 25527
2028-29 | 2210 | 1528 | 2623 | 887 | 1338 | 2017 | 1605 | 517 | 947 | 8726 | 3364 | 25762
2029-30 | 2226 | 1532 | 2633 | 889 | 1342 | 2030 | 1627 | 523 | 967 | 8895 | 3406 | 26070
2030-31 | 2249 | 1541 | 2654 | 891 | 1351 | 2051 | 1656 | 530 | 988 | 9076 | 3472 | 26459
2031-32 | 2283 | 1558 | 2687 | 894 | 1366 | 2079 | 1693 | 540 | 1014 | 9310 | 3563 | 26987
2032-33 | 2320 | 1579 | 2726 | 897 | 1382 | 2110 | 1730 | 552 | 1045 | 9580 | 3666 | 27587
2033-34 | 2358 | 1603 | 2764 | 899 | 1399 | 2144 | 1769 | 564 | 1080 | 9899 | 3782 | 28261
2034-35 | 2400 | 1629 | 2804 | 903 | 1415 | 2180 | 1810 | 577 | 1115 | 10219 | 3907 | 28959
2035-36 | 2446 | 1658 | 2848 | 908 | 1434 | 2220 | 1855 | 591 | 1151 | 10542 | 4040 | 29693
2036-37 | 2498 | 1692 | 2901 | 913 | 1459 | 2265 | 1905 | 605 | 1190 | 10896 | 4177 | 30501
2037-38 | 2556 | 1730 | 2958 | 917 | 1484 | 2314 | 1958 | 622 | 1232 | 11275 | 4323 | 31369
2038-39 | 2617 | 1771 | 3021 | 924 | 1513 | 2368 | 2014 | 639 | 1276 | 11675 | 4470 | 32288
2039-40 | 2686 | 1816 | 3089 | 929 | 1543 | 2428 | 2076 | 658 | 1318 | 12054 | 4621 | 33218
2040-41 | 2762 | 1870 | 3169 | 935 | 1578 | 2493 | 2142 | 676 | 1362 | 12451 | 4771 | 34209
2041-42 | 2822 | 1918 | 3228 | 939 | 1607 | 2547 | 2206 | 692 | 1401 | 12794 | 4925 | 35079
2042-43 | 2895 | 1974 | 3303 | 947 | 1642 | 2614 | 2274 | 708 | 1444 | 13153 | 5078 | 36032
2043-44 | 2975 | 2034 | 3384 | 953 | 1682 | 2687 | 2347 | 726 | 1483 | 13489 | 5225 | 36985
2044-45 | 3063 | 2101 | 3476 | 962 | 1725 | 2767 | 2424 | 745 | 1521 | 13796 | 5368 | 37948
2045-46 | 3157 | 2174 | 3576 | 970 | 1773 | 2856 | 2507 | 764 | 1553 | 14081 | 5506 | 38917
2046-47 | 3260 | 2256 | 3683 | 979 | 1824 | 2949 | 2591 | 783 | 1585 | 14342 | 5642 | 39894
2047-48 | 3367 | 2341 | 3793 | 988 | 1877 | 3048 | 2680 | 803 | 1612 | 14574 | 5770 | 40853
2048-49 | 3482 | 2430 | 3910 | 998 | 1934 | 3151 | 2769 | 823 | 1637 | 14775 | 5892 | 41801
2049-50 | 3596 | 2519 | 4029 | 1007 | 1991 | 3257 | 2860 | 840 | 1659 | 14944 | 6002 | 42704
2050-51 | 3713 | 2613 | 4150 | 1016 | 2048 | 3364 | 2952 | 859 | 1674 | 15068 | 6103 | 43560
2051-52 | 3829 | 2704 | 4268 | 1022 | 2105 | 3471 | 3042 | 875 | 1687 | 15155 | 6198 | 44356
Note: 90th percentile winter peak demand forecast is representative of below expected weather conditions.

## I-7d
Table I-7d: 10th Percentile Forecast of Baseline Winter Coincident Peak Demand due to Weather
Reflects Impacts of Energy Saving Programs & Behind-the-Meter Generation
10th Percentile of Winter Coincident Peak Demand due to Weather - MW
Year | A | B | C | D | E | F | G | H | I | J | K | NYCA
2021-22 | 2044 | 1443 | 2435 | 776 | 1246 | 1863 | 1493 | 475 | 828 | 7297 | 3132 | 23032
2022-23 | 2040 | 1440 | 2432 | 784 | 1244 | 1859 | 1481 | 475 | 831 | 7374 | 3111 | 23071
2023-24 | 2027 | 1428 | 2419 | 791 | 1235 | 1847 | 1461 | 477 | 840 | 7484 | 3091 | 23100
2024-25 | 2008 | 1411 | 2397 | 796 | 1225 | 1831 | 1443 | 477 | 846 | 7578 | 3068 | 23080
2025-26 | 1989 | 1393 | 2373 | 796 | 1213 | 1817 | 1431 | 477 | 849 | 7685 | 3054 | 23077
2026-27 | 1980 | 1380 | 2358 | 796 | 1206 | 1809 | 1427 | 478 | 856 | 7827 | 3052 | 23169
2027-28 | 1980 | 1374 | 2354 | 796 | 1202 | 1809 | 1433 | 478 | 867 | 7999 | 3069 | 23361
2028-29 | 1985 | 1372 | 2356 | 796 | 1202 | 1815 | 1444 | 482 | 884 | 8141 | 3101 | 23578
2029-30 | 1999 | 1376 | 2365 | 798 | 1206 | 1826 | 1464 | 488 | 902 | 8299 | 3139 | 23862
2030-31 | 2020 | 1385 | 2384 | 800 | 1213 | 1845 | 1490 | 495 | 921 | 8468 | 3200 | 24221
2031-32 | 2051 | 1400 | 2414 | 803 | 1227 | 1870 | 1523 | 504 | 946 | 8686 | 3284 | 24708
2032-33 | 2084 | 1419 | 2449 | 806 | 1241 | 1899 | 1556 | 515 | 975 | 8938 | 3379 | 25261
2033-34 | 2118 | 1440 | 2483 | 808 | 1256 | 1929 | 1591 | 526 | 1007 | 9236 | 3486 | 25880
2034-35 | 2156 | 1463 | 2519 | 812 | 1271 | 1962 | 1629 | 538 | 1040 | 9535 | 3601 | 26526
2035-36 | 2197 | 1489 | 2558 | 815 | 1289 | 1998 | 1669 | 552 | 1074 | 9836 | 3723 | 27200
2036-37 | 2244 | 1519 | 2606 | 820 | 1310 | 2038 | 1714 | 564 | 1110 | 10166 | 3849 | 27940
2037-38 | 2296 | 1554 | 2657 | 824 | 1333 | 2082 | 1762 | 581 | 1150 | 10520 | 3984 | 28743
2038-39 | 2351 | 1591 | 2714 | 830 | 1359 | 2131 | 1812 | 596 | 1190 | 10892 | 4120 | 29586
2039-40 | 2413 | 1632 | 2775 | 834 | 1386 | 2184 | 1867 | 614 | 1230 | 11247 | 4259 | 30441
2040-41 | 2481 | 1680 | 2847 | 840 | 1418 | 2243 | 1927 | 631 | 1271 | 11616 | 4397 | 31351
2041-42 | 2535 | 1723 | 2899 | 844 | 1443 | 2292 | 1984 | 646 | 1307 | 11937 | 4539 | 32149
2042-43 | 2601 | 1773 | 2967 | 850 | 1475 | 2352 | 2046 | 661 | 1347 | 12272 | 4681 | 33025
2043-44 | 2672 | 1827 | 3040 | 856 | 1511 | 2417 | 2112 | 677 | 1384 | 12585 | 4815 | 33896
2044-45 | 2751 | 1887 | 3123 | 864 | 1550 | 2489 | 2181 | 695 | 1419 | 12872 | 4947 | 34778
2045-46 | 2836 | 1953 | 3212 | 871 | 1593 | 2569 | 2255 | 713 | 1449 | 13138 | 5074 | 35663
2046-47 | 2929 | 2027 | 3308 | 879 | 1638 | 2653 | 2332 | 731 | 1479 | 13381 | 5200 | 36557
2047-48 | 3025 | 2103 | 3407 | 888 | 1686 | 2742 | 2411 | 749 | 1504 | 13597 | 5318 | 37430
2048-49 | 3127 | 2183 | 3512 | 896 | 1737 | 2835 | 2491 | 767 | 1527 | 13785 | 5430 | 38290
2049-50 | 3230 | 2263 | 3620 | 905 | 1788 | 2930 | 2573 | 784 | 1547 | 13943 | 5532 | 39115
2050-51 | 3335 | 2347 | 3728 | 912 | 1840 | 3027 | 2656 | 801 | 1562 | 14058 | 5625 | 39891
2051-52 | 3439 | 2429 | 3833 | 918 | 1891 | 3123 | 2737 | 817 | 1574 | 14139 | 5712 | 40612
Note: 10th percentile winter peak demand forecast is representative of above expected weather conditions.

## I-8a
Table I-8a: Energy Efficiency and Codes & Standards Energy Impacts
Reflects Cumulative Impacts
Estimated Historical Cumulative Reductions in Annual Energy by Zone - GWh
Year | A | B | C | D | E | F | G | H | I | J | K | NYCA
2004 | 228 | 114 | 224 | 21 | 105 | 168 | 46 | 29 | 42 | 371 | 21 | 1369
2005 | 320 | 163 | 316 | 29 | 148 | 237 | 68 | 42 | 63 | 555 | 36 | 1977
2006 | 451 | 236 | 447 | 41 | 210 | 334 | 100 | 61 | 92 | 804 | 57 | 2833
2007 | 540 | 287 | 537 | 49 | 253 | 401 | 131 | 76 | 118 | 1039 | 81 | 3512
2008 | 588 | 347 | 587 | 53 | 275 | 441 | 153 | 82 | 130 | 1125 | 255 | 4036
2009 | 703 | 423 | 698 | 63 | 331 | 535 | 228 | 99 | 157 | 1371 | 429 | 5037
2010 | 873 | 507 | 838 | 75 | 411 | 672 | 297 | 120 | 207 | 1840 | 639 | 6479
2011 | 1124 | 651 | 1049 | 94 | 525 | 865 | 439 | 152 | 273 | 2433 | 880 | 8485
2012 | 1279 | 758 | 1192 | 107 | 602 | 988 | 534 | 172 | 311 | 2768 | 1173 | 9884
2013 | 1442 | 886 | 1353 | 121 | 687 | 1125 | 643 | 197 | 356 | 3206 | 1513 | 11529
2014 | 1641 | 1031 | 1542 | 137 | 787 | 1284 | 771 | 225 | 412 | 3687 | 1852 | 13369
2015 | 1859 | 1170 | 1742 | 154 | 896 | 1471 | 897 | 252 | 459 | 4105 | 2228 | 15233
2016 | 2052 | 1260 | 1898 | 168 | 989 | 1643 | 1055 | 271 | 504 | 4508 | 2647 | 16995
2017 | 2279 | 1397 | 2097 | 186 | 1102 | 1839 | 1258 | 302 | 580 | 5195 | 2986 | 19221
2018 | 2500 | 1517 | 2290 | 203 | 1212 | 2030 | 1467 | 333 | 658 | 5901 | 3377 | 21488
2019 | 2745 | 1650 | 2501 | 222 | 1333 | 2244 | 1711 | 369 | 760 | 6814 | 3803 | 24152
2020 | 2987 | 1778 | 2709 | 241 | 1452 | 2455 | 1934 | 404 | 855 | 7664 | 4264 | 26743
Forecast of Cumulative Reductions in Annual Energy by Zone Relative to 2020 - GWh
Year | A | B | C | D | E | F | G | H | I | J | K | NYCA
2021 | 241 | 153 | 218 | 19 | 121 | 206 | 244 | 35 | 83 | 748 | 427 | 2495
2022 | 490 | 319 | 452 | 40 | 247 | 416 | 487 | 74 | 172 | 1547 | 852 | 5096
2023 | 785 | 520 | 740 | 65 | 398 | 659 | 743 | 123 | 277 | 2491 | 1262 | 8063
2024 | 1099 | 746 | 1062 | 93 | 562 | 913 | 992 | 180 | 390 | 3505 | 1668 | 11210
2025 | 1433 | 994 | 1418 | 124 | 739 | 1178 | 1238 | 245 | 516 | 4640 | 2068 | 14593
2026 | 1763 | 1238 | 1769 | 154 | 913 | 1439 | 1479 | 309 | 641 | 5759 | 2470 | 17934
2027 | 2083 | 1475 | 2111 | 183 | 1082 | 1694 | 1715 | 371 | 762 | 6849 | 2875 | 21200
2028 | 2387 | 1700 | 2434 | 211 | 1242 | 1934 | 1936 | 430 | 876 | 7877 | 3287 | 24314
2029 | 2660 | 1902 | 2725 | 236 | 1387 | 2151 | 2137 | 483 | 980 | 8806 | 3711 | 27178
2030 | 2888 | 2071 | 2968 | 257 | 1507 | 2332 | 2303 | 528 | 1066 | 9580 | 4159 | 29659
2031 | 3119 | 2230 | 3207 | 278 | 1628 | 2517 | 2454 | 573 | 1163 | 10459 | 4517 | 32145
2032 | 3342 | 2385 | 3439 | 298 | 1745 | 2697 | 2599 | 617 | 1258 | 11308 | 4868 | 34556
2033 | 3551 | 2529 | 3655 | 317 | 1854 | 2864 | 2736 | 658 | 1346 | 12097 | 5208 | 36815
2034 | 3741 | 2661 | 3853 | 334 | 1954 | 3017 | 2858 | 696 | 1428 | 12836 | 5506 | 38884
2035 | 3916 | 2781 | 4033 | 350 | 2045 | 3157 | 2971 | 730 | 1502 | 13502 | 5786 | 40773
2036 | 4070 | 2886 | 4194 | 364 | 2126 | 3281 | 3065 | 761 | 1570 | 14116 | 6045 | 42478
2037 | 4214 | 2982 | 4343 | 376 | 2201 | 3397 | 3158 | 789 | 1630 | 14650 | 6264 | 44004
2038 | 4338 | 3067 | 4473 | 388 | 2266 | 3497 | 3237 | 814 | 1685 | 15146 | 6466 | 45377
2039 | 4450 | 3142 | 4590 | 398 | 2325 | 3586 | 3305 | 837 | 1735 | 15594 | 6661 | 46623
2040 | 4549 | 3209 | 4692 | 407 | 2376 | 3665 | 3365 | 858 | 1783 | 16025 | 6839 | 47768
2041 | 4637 | 3267 | 4784 | 415 | 2422 | 3736 | 3418 | 876 | 1823 | 16391 | 7005 | 48774
2042 | 4713 | 3317 | 4863 | 421 | 2462 | 3797 | 3465 | 892 | 1859 | 16713 | 7142 | 49644
2043 | 4772 | 3356 | 4925 | 427 | 2493 | 3844 | 3500 | 905 | 1890 | 16988 | 7263 | 50363
2044 | 4820 | 3386 | 4975 | 431 | 2518 | 3882 | 3523 | 916 | 1917 | 17233 | 7365 | 50966
2045 | 4863 | 3412 | 5020 | 435 | 2541 | 3917 | 3549 | 925 | 1937 | 17416 | 7453 | 51468
2046 | 4896 | 3433 | 5055 | 438 | 2558 | 3943 | 3567 | 932 | 1956 | 17584 | 7533 | 51895
2047 | 4926 | 3450 | 5086 | 441 | 2574 | 3967 | 3584 | 939 | 1970 | 17710 | 7594 | 52241
2048 | 4944 | 3460 | 5106 | 442 | 2584 | 3981 | 3593 | 944 | 1983 | 17830 | 7645 | 52512
2049 | 4956 | 3468 | 5119 | 444 | 2590 | 3991 | 3599 | 947 | 1993 | 17916 | 7679 | 52702
2050 | 4966 | 3472 | 5130 | 444 | 2596 | 3999 | 3603 | 950 | 2000 | 17982 | 7709 | 52851
2051 | 4976 | 3476 | 5141 | 444 | 2602 | 4007 | 3607 | 953 | 2007 | 18048 | 7739 | 53000

## I-8b
Table I-8b: Energy Efficiency and Codes & Standards Summer Peak Impacts
Reflects Cumulative Impacts
Reductions in Summer Coincident Peak Demand by Zone Relative to 2020 - MW
Year | A | B | C | D | E | F | G | H | I | J | K | NYCA
2021 | 32 | 24 | 34 | 3 | 17 | 25 | 35 | 7 | 17 | 149 | 80 | 423
2022 | 65 | 50 | 70 | 6 | 34 | 51 | 69 | 15 | 34 | 307 | 159 | 860
2023 | 104 | 80 | 117 | 10 | 56 | 80 | 107 | 25 | 55 | 494 | 236 | 1364
2024 | 147 | 116 | 169 | 14 | 80 | 112 | 142 | 37 | 77 | 696 | 312 | 1902
2025 | 194 | 155 | 229 | 20 | 106 | 145 | 177 | 50 | 103 | 922 | 387 | 2488
2026 | 239 | 193 | 287 | 24 | 132 | 177 | 211 | 63 | 127 | 1144 | 462 | 3059
2027 | 283 | 231 | 344 | 29 | 157 | 208 | 244 | 76 | 151 | 1359 | 538 | 3620
2028 | 326 | 267 | 398 | 34 | 181 | 238 | 276 | 88 | 174 | 1564 | 615 | 4161
2029 | 363 | 298 | 447 | 38 | 203 | 265 | 304 | 98 | 194 | 1748 | 694 | 4652
2030 | 395 | 325 | 487 | 41 | 220 | 288 | 327 | 107 | 212 | 1902 | 778 | 5082
2031 | 427 | 349 | 526 | 45 | 238 | 311 | 348 | 117 | 231 | 2077 | 845 | 5514
2032 | 457 | 374 | 565 | 48 | 255 | 333 | 369 | 126 | 250 | 2245 | 911 | 5933
2033 | 486 | 396 | 601 | 51 | 271 | 353 | 389 | 134 | 267 | 2402 | 975 | 6325
2034 | 512 | 417 | 633 | 54 | 286 | 372 | 405 | 142 | 284 | 2549 | 1030 | 6684
2035 | 536 | 436 | 663 | 56 | 299 | 390 | 421 | 149 | 298 | 2681 | 1083 | 7012
2036 | 557 | 452 | 689 | 58 | 311 | 405 | 435 | 155 | 312 | 2802 | 1131 | 7307
2037 | 577 | 467 | 714 | 60 | 322 | 419 | 448 | 161 | 323 | 2908 | 1172 | 7571
2038 | 594 | 481 | 735 | 62 | 332 | 432 | 459 | 166 | 334 | 3007 | 1210 | 7812
2039 | 610 | 492 | 755 | 64 | 341 | 443 | 468 | 170 | 344 | 3096 | 1247 | 8030
2040 | 623 | 503 | 771 | 65 | 348 | 452 | 477 | 175 | 354 | 3181 | 1280 | 8229
2041 | 635 | 511 | 787 | 67 | 355 | 461 | 484 | 178 | 362 | 3254 | 1311 | 8405
2042 | 646 | 520 | 800 | 68 | 361 | 469 | 490 | 181 | 369 | 3318 | 1337 | 8559
2043 | 654 | 526 | 810 | 69 | 365 | 475 | 496 | 184 | 375 | 3372 | 1359 | 8685
2044 | 660 | 531 | 818 | 69 | 369 | 479 | 499 | 186 | 381 | 3421 | 1378 | 8791
2045 | 666 | 534 | 826 | 70 | 372 | 484 | 503 | 188 | 385 | 3458 | 1395 | 8881
2046 | 671 | 538 | 832 | 70 | 375 | 487 | 506 | 190 | 388 | 3491 | 1410 | 8958
2047 | 675 | 541 | 837 | 71 | 377 | 490 | 508 | 191 | 391 | 3516 | 1421 | 9018
2048 | 677 | 542 | 840 | 71 | 379 | 492 | 510 | 192 | 394 | 3540 | 1431 | 9068
2049 | 679 | 543 | 842 | 71 | 380 | 493 | 510 | 193 | 396 | 3557 | 1437 | 9101
2050 | 681 | 543 | 844 | 71 | 381 | 494 | 511 | 193 | 397 | 3570 | 1443 | 9128
2051 | 683 | 543 | 846 | 71 | 382 | 495 | 512 | 193 | 398 | 3583 | 1449 | 9155

## I-8c
Table I-8c: Energy Efficiency and Codes & Standards Winter Peak Impacts
Reflects Cumulative Impacts
Reductions in Winter Coincident Peak Demand by Zone Relative to 2020-21 - MW
Year | A | B | C | D | E | F | G | H | I | J | K | NYCA
2021-22 | 34 | 22 | 31 | 3 | 17 | 29 | 35 | 5 | 13 | 113 | 63 | 365
2022-23 | 70 | 45 | 64 | 6 | 35 | 59 | 69 | 11 | 26 | 233 | 126 | 744
2023-24 | 111 | 74 | 105 | 9 | 57 | 94 | 105 | 18 | 42 | 375 | 187 | 1177
2024-25 | 156 | 106 | 151 | 13 | 80 | 130 | 140 | 26 | 59 | 529 | 248 | 1638
2025-26 | 203 | 141 | 201 | 18 | 105 | 167 | 176 | 36 | 78 | 700 | 307 | 2132
2026-27 | 250 | 175 | 251 | 22 | 130 | 204 | 210 | 45 | 97 | 868 | 367 | 2619
2027-28 | 296 | 209 | 299 | 26 | 154 | 240 | 243 | 54 | 115 | 1033 | 427 | 3096
2028-29 | 339 | 241 | 346 | 30 | 176 | 275 | 274 | 63 | 132 | 1188 | 488 | 3552
2029-30 | 377 | 270 | 387 | 34 | 197 | 305 | 303 | 70 | 148 | 1328 | 551 | 3970
2030-31 | 410 | 294 | 421 | 37 | 214 | 331 | 326 | 77 | 161 | 1444 | 617 | 4332
2031-32 | 443 | 316 | 455 | 39 | 231 | 357 | 347 | 84 | 175 | 1577 | 671 | 4695
2032-33 | 474 | 338 | 488 | 42 | 248 | 383 | 368 | 90 | 190 | 1705 | 723 | 5049
2033-34 | 504 | 359 | 519 | 45 | 263 | 407 | 388 | 96 | 203 | 1824 | 773 | 5381
2034-35 | 531 | 378 | 547 | 47 | 277 | 428 | 404 | 101 | 215 | 1935 | 817 | 5680
2035-36 | 556 | 395 | 572 | 50 | 290 | 448 | 420 | 106 | 226 | 2035 | 859 | 5957
2036-37 | 578 | 409 | 595 | 52 | 302 | 466 | 433 | 111 | 237 | 2128 | 897 | 6208
2037-38 | 598 | 424 | 616 | 53 | 312 | 482 | 448 | 115 | 246 | 2209 | 930 | 6433
2038-39 | 616 | 435 | 635 | 55 | 322 | 496 | 459 | 119 | 254 | 2283 | 960 | 6634
2039-40 | 632 | 446 | 651 | 56 | 330 | 509 | 468 | 122 | 261 | 2351 | 989 | 6815
2040-41 | 646 | 455 | 666 | 58 | 337 | 520 | 477 | 125 | 269 | 2416 | 1015 | 6984
2041-42 | 658 | 464 | 679 | 59 | 344 | 530 | 484 | 128 | 275 | 2470 | 1040 | 7131
2042-43 | 669 | 471 | 690 | 60 | 349 | 539 | 490 | 130 | 280 | 2520 | 1060 | 7258
2043-44 | 677 | 476 | 699 | 61 | 354 | 546 | 495 | 132 | 285 | 2561 | 1078 | 7364
2044-45 | 684 | 481 | 706 | 61 | 357 | 551 | 499 | 134 | 289 | 2598 | 1093 | 7453
2045-46 | 690 | 484 | 712 | 62 | 361 | 556 | 503 | 135 | 292 | 2625 | 1106 | 7526
2046-47 | 695 | 488 | 717 | 62 | 363 | 560 | 505 | 136 | 295 | 2651 | 1118 | 7590
2047-48 | 699 | 489 | 722 | 63 | 365 | 563 | 508 | 137 | 297 | 2669 | 1127 | 7639
2048-49 | 702 | 491 | 725 | 63 | 367 | 565 | 509 | 138 | 299 | 2688 | 1135 | 7682
2049-50 | 703 | 492 | 727 | 63 | 368 | 566 | 509 | 138 | 300 | 2700 | 1140 | 7706
2050-51 | 705 | 492 | 728 | 63 | 368 | 567 | 510 | 139 | 302 | 2711 | 1144 | 7729
2051-52 | 707 | 492 | 729 | 63 | 368 | 568 | 511 | 140 | 304 | 2722 | 1148 | 7752

## I-9a
Table I-9a: Solar PV Nameplate Capacity, Behind-the-Meter
Reflects Total Cumulative Nameplate Capacity
Nameplate Capacity by Zone - MW DC
Year | A | B | C | D | E | F | G | H | I | J | K | NYCA
2011 | 5 | 2 | 4 | 1 | 3 | 10 | 9 | 1 | 3 | 7 | 39 | 84
2012 | 9 | 3 | 7 | 1 | 5 | 17 | 14 | 2 | 4 | 16 | 50 | 128
2013 | 15 | 4 | 14 | 1 | 7 | 35 | 25 | 3 | 7 | 24 | 68 | 203
2014 | 19 | 10 | 24 | 2 | 13 | 58 | 44 | 7 | 13 | 42 | 125 | 357
2015 | 29 | 20 | 40 | 2 | 26 | 85 | 81 | 11 | 21 | 64 | 236 | 615
2016 | 43 | 28 | 59 | 3 | 36 | 135 | 120 | 16 | 28 | 93 | 353 | 914
2017 | 63 | 47 | 90 | 4 | 62 | 179 | 152 | 23 | 34 | 135 | 421 | 1210
2018 | 86 | 76 | 118 | 7 | 99 | 267 | 192 | 27 | 42 | 181 | 468 | 1563
2019 | 133 | 119 | 177 | 20 | 142 | 344 | 262 | 34 | 50 | 225 | 610 | 2116
2020 | 177 | 152 | 247 | 32 | 206 | 411 | 311 | 38 | 56 | 263 | 652 | 2545
2021 | 252 | 206 | 360 | 52 | 316 | 528 | 392 | 46 | 64 | 316 | 732 | 3264
2022 | 341 | 259 | 496 | 77 | 450 | 645 | 476 | 54 | 71 | 375 | 777 | 4021
2023 | 437 | 302 | 641 | 105 | 595 | 743 | 555 | 60 | 76 | 438 | 784 | 4736
2024 | 514 | 359 | 757 | 125 | 707 | 863 | 638 | 67 | 84 | 491 | 864 | 5469
2025 | 558 | 391 | 825 | 137 | 774 | 932 | 685 | 71 | 88 | 518 | 904 | 5883
2026 | 593 | 417 | 879 | 146 | 826 | 988 | 723 | 75 | 92 | 542 | 940 | 6221
2027 | 625 | 440 | 926 | 154 | 871 | 1038 | 758 | 79 | 95 | 566 | 977 | 6529
2028 | 653 | 460 | 968 | 161 | 911 | 1083 | 790 | 82 | 99 | 588 | 1014 | 6809
2029 | 677 | 477 | 1005 | 167 | 946 | 1123 | 819 | 85 | 103 | 608 | 1047 | 7057
2030 | 700 | 493 | 1037 | 172 | 977 | 1159 | 845 | 87 | 105 | 627 | 1079 | 7281
2031 | 719 | 507 | 1067 | 177 | 1005 | 1191 | 868 | 90 | 109 | 644 | 1108 | 7485
2032 | 737 | 519 | 1093 | 182 | 1029 | 1220 | 889 | 91 | 111 | 659 | 1135 | 7665
2033 | 752 | 530 | 1116 | 186 | 1051 | 1246 | 908 | 93 | 113 | 673 | 1158 | 7826
2034 | 767 | 540 | 1137 | 189 | 1072 | 1270 | 925 | 95 | 115 | 686 | 1179 | 7975
2035 | 779 | 550 | 1157 | 192 | 1090 | 1291 | 940 | 96 | 117 | 697 | 1200 | 8109
2036 | 788 | 556 | 1171 | 194 | 1102 | 1307 | 952 | 98 | 119 | 706 | 1214 | 8207
2037 | 796 | 561 | 1181 | 197 | 1113 | 1319 | 961 | 99 | 120 | 712 | 1224 | 8283
2038 | 801 | 565 | 1190 | 198 | 1120 | 1328 | 967 | 100 | 121 | 717 | 1233 | 8340
2039 | 805 | 568 | 1195 | 199 | 1126 | 1334 | 972 | 100 | 121 | 721 | 1240 | 8381
2040 | 809 | 570 | 1200 | 200 | 1130 | 1339 | 976 | 100 | 122 | 724 | 1244 | 8414
2041 | 811 | 571 | 1203 | 200 | 1133 | 1343 | 978 | 101 | 122 | 726 | 1247 | 8435
2042 | 812 | 572 | 1205 | 201 | 1135 | 1346 | 981 | 101 | 122 | 727 | 1250 | 8452
2043 | 814 | 573 | 1207 | 201 | 1137 | 1348 | 982 | 101 | 122 | 728 | 1252 | 8465
2044 | 815 | 574 | 1209 | 201 | 1138 | 1350 | 984 | 101 | 122 | 729 | 1254 | 8477
2045 | 816 | 574 | 1210 | 201 | 1139 | 1351 | 984 | 101 | 122 | 730 | 1255 | 8483
2046 | 816 | 575 | 1211 | 202 | 1140 | 1352 | 985 | 101 | 123 | 730 | 1255 | 8490
2047 | 816 | 575 | 1212 | 202 | 1141 | 1353 | 985 | 101 | 123 | 730 | 1256 | 8494
2048 | 817 | 576 | 1212 | 202 | 1141 | 1353 | 985 | 101 | 123 | 731 | 1257 | 8498
2049 | 817 | 576 | 1212 | 202 | 1141 | 1354 | 986 | 101 | 123 | 731 | 1257 | 8500
2050 | 817 | 576 | 1213 | 202 | 1141 | 1354 | 986 | 101 | 123 | 731 | 1257 | 8501
2051 | 817 | 576 | 1213 | 202 | 1142 | 1354 | 986 | 101 | 123 | 731 | 1257 | 8502
Note: Historical values reflect information from New York State's "Solar Electric Programs Reported by NYSERDA" database, and from
Standardized Interconnection Requiriements (SIR) Inventory Information submitted by Transmission Owners.
Note: Nameplate values reflect aggregate MW DC rating of installed panels.

## I-9b
Table I-9b: Solar PV Annual Energy Reductions, Behind-the-Meter
Reflects Total Cumulative Impacts
Reductions in Annual Energy by Zone - GWh
Year | A | B | C | D | E | F | G | H | I | J | K | NYCA
2021 | 263 | 215 | 371 | 58 | 384 | 571 | 446 | 56 | 75 | 338 | 768 | 3545
2022 | 357 | 271 | 511 | 86 | 546 | 698 | 543 | 66 | 83 | 400 | 816 | 4377
2023 | 457 | 317 | 663 | 117 | 724 | 804 | 633 | 73 | 89 | 468 | 824 | 5169
2024 | 539 | 378 | 783 | 139 | 860 | 935 | 729 | 82 | 99 | 525 | 909 | 5978
2025 | 586 | 412 | 854 | 152 | 943 | 1011 | 783 | 87 | 104 | 555 | 952 | 6439
2026 | 623 | 439 | 911 | 163 | 1008 | 1073 | 828 | 92 | 108 | 581 | 991 | 6817
2027 | 657 | 464 | 960 | 172 | 1063 | 1129 | 869 | 96 | 112 | 608 | 1032 | 7162
2028 | 687 | 485 | 1004 | 180 | 1114 | 1179 | 906 | 100 | 117 | 632 | 1072 | 7476
2029 | 714 | 504 | 1045 | 186 | 1158 | 1224 | 941 | 104 | 122 | 654 | 1108 | 7760
2030 | 739 | 521 | 1079 | 192 | 1196 | 1263 | 972 | 107 | 125 | 676 | 1143 | 8013
2031 | 759 | 536 | 1111 | 198 | 1232 | 1300 | 999 | 110 | 129 | 695 | 1174 | 8243
2032 | 779 | 549 | 1139 | 204 | 1263 | 1333 | 1024 | 112 | 132 | 711 | 1204 | 8450
2033 | 795 | 562 | 1164 | 208 | 1291 | 1363 | 1047 | 115 | 134 | 727 | 1231 | 8637
2034 | 813 | 573 | 1188 | 212 | 1318 | 1390 | 1068 | 117 | 137 | 742 | 1254 | 8812
2035 | 826 | 585 | 1210 | 216 | 1342 | 1415 | 1086 | 118 | 139 | 755 | 1277 | 8969
2036 | 836 | 592 | 1225 | 218 | 1358 | 1434 | 1101 | 121 | 142 | 765 | 1294 | 9086
2037 | 845 | 598 | 1237 | 222 | 1372 | 1448 | 1112 | 122 | 144 | 772 | 1306 | 9178
2038 | 851 | 602 | 1248 | 224 | 1383 | 1460 | 1121 | 123 | 145 | 779 | 1316 | 9252
2039 | 856 | 606 | 1254 | 225 | 1392 | 1468 | 1127 | 123 | 145 | 783 | 1325 | 9304
2040 | 862 | 609 | 1261 | 226 | 1398 | 1475 | 1134 | 124 | 146 | 788 | 1331 | 9354
2041 | 865 | 610 | 1266 | 227 | 1403 | 1481 | 1137 | 126 | 146 | 791 | 1335 | 9387
2042 | 867 | 612 | 1269 | 228 | 1407 | 1486 | 1141 | 126 | 146 | 792 | 1340 | 9414
2043 | 870 | 614 | 1272 | 228 | 1411 | 1489 | 1144 | 126 | 146 | 795 | 1344 | 9439
2044 | 872 | 615 | 1275 | 228 | 1413 | 1493 | 1147 | 126 | 146 | 796 | 1346 | 9457
2045 | 874 | 616 | 1277 | 229 | 1416 | 1496 | 1149 | 126 | 146 | 799 | 1349 | 9477
2046 | 874 | 618 | 1280 | 230 | 1418 | 1498 | 1151 | 126 | 148 | 799 | 1350 | 9492
2047 | 875 | 618 | 1283 | 230 | 1421 | 1501 | 1152 | 126 | 149 | 799 | 1353 | 9507
2048 | 878 | 620 | 1284 | 230 | 1423 | 1502 | 1152 | 126 | 149 | 802 | 1356 | 9522
2049 | 879 | 620 | 1285 | 231 | 1425 | 1505 | 1155 | 126 | 149 | 802 | 1356 | 9533
2050 | 879 | 621 | 1287 | 231 | 1426 | 1507 | 1156 | 126 | 149 | 803 | 1358 | 9543
2051 | 880 | 621 | 1289 | 231 | 1428 | 1508 | 1157 | 126 | 149 | 804 | 1359 | 9552

## I-9c
Table I-9c: Solar PV Peak Reductions, Behind-the-Meter
Reflects Total Cumulative Impacts
Reductions in Summer Coincident Peak Demand by Zone - MW AC
Year | A | B | C | D | E | F | G | H | I | J | K | NYCA
2021 | 44 | 47 | 62 | 1 | 38 | 109 | 79 | 9 | 13 | 86 | 162 | 650
2022 | 54 | 57 | 78 | 2 | 49 | 127 | 91 | 10 | 14 | 98 | 169 | 749
2023 | 64 | 66 | 93 | 2 | 59 | 142 | 102 | 11 | 14 | 107 | 174 | 834
2024 | 72 | 72 | 105 | 3 | 67 | 153 | 109 | 12 | 14 | 113 | 175 | 895
2025 | 77 | 76 | 113 | 3 | 72 | 159 | 113 | 12 | 15 | 117 | 174 | 931
2026 | 80 | 79 | 117 | 3 | 74 | 163 | 115 | 12 | 15 | 118 | 175 | 951
2027 | 81 | 80 | 118 | 3 | 75 | 162 | 114 | 12 | 14 | 117 | 172 | 948
2028 | 80 | 80 | 117 | 3 | 74 | 160 | 113 | 12 | 14 | 115 | 168 | 936
2029 | 80 | 79 | 115 | 3 | 73 | 156 | 110 | 11 | 14 | 112 | 163 | 916
2030 | 78 | 77 | 112 | 3 | 72 | 151 | 106 | 11 | 13 | 108 | 158 | 889
2031 | 76 | 74 | 109 | 3 | 69 | 144 | 102 | 11 | 13 | 104 | 151 | 856
2032 | 74 | 72 | 104 | 3 | 66 | 137 | 97 | 10 | 12 | 99 | 143 | 817
2033 | 71 | 68 | 99 | 3 | 63 | 129 | 91 | 9 | 12 | 94 | 135 | 774
2034 | 68 | 64 | 94 | 3 | 60 | 120 | 85 | 9 | 11 | 88 | 126 | 728
2035 | 65 | 61 | 88 | 2 | 56 | 111 | 79 | 8 | 10 | 82 | 117 | 679
2036 | 61 | 57 | 83 | 2 | 53 | 103 | 73 | 8 | 9 | 77 | 108 | 634
2037 | 57 | 53 | 77 | 2 | 49 | 95 | 67 | 7 | 9 | 71 | 99 | 586
2038 | 53 | 49 | 72 | 2 | 46 | 88 | 62 | 6 | 8 | 65 | 91 | 542
2039 | 49 | 45 | 66 | 2 | 42 | 80 | 57 | 6 | 7 | 60 | 83 | 497
2040 | 46 | 41 | 61 | 2 | 39 | 73 | 52 | 6 | 7 | 55 | 75 | 457
2041 | 41 | 37 | 55 | 1 | 35 | 66 | 46 | 5 | 6 | 49 | 67 | 408
2042 | 38 | 33 | 50 | 1 | 32 | 58 | 41 | 4 | 5 | 44 | 58 | 364
2043 | 33 | 29 | 44 | 1 | 28 | 51 | 35 | 4 | 4 | 38 | 50 | 317
2044 | 29 | 25 | 39 | 1 | 24 | 43 | 30 | 3 | 4 | 33 | 42 | 273
2045 | 26 | 22 | 34 | 1 | 21 | 37 | 25 | 3 | 3 | 28 | 34 | 234
2046 | 22 | 19 | 29 | 1 | 18 | 31 | 21 | 2 | 3 | 23 | 28 | 197
2047 | 19 | 16 | 26 | 0 | 16 | 26 | 18 | 2 | 2 | 20 | 23 | 168
2048 | 17 | 14 | 23 | 0 | 14 | 22 | 16 | 2 | 2 | 17 | 19 | 146
2049 | 15 | 13 | 20 | 0 | 12 | 20 | 14 | 2 | 2 | 15 | 17 | 130
2050 | 13 | 12 | 18 | 0 | 11 | 18 | 12 | 1 | 2 | 13 | 15 | 115
2051 | 12 | 11 | 16 | 0 | 10 | 16 | 11 | 1 | 2 | 12 | 14 | 105
Note: The actual impact of solar PV varies considerably by hour of day. The hour of the NYCA coincident peak varies annually. Currently, the NYCA summer peak typically occurs in late afternoon. The NYCA summer peak will likely shift into the evening as additional BTM PV is added to the system, and as electric vehicle charging impacts increase during the evening hours.
Note: The winter coincident peak behind-the-meter solar PV impact is zero because the system typically peaks after sunset.

## I-9d
Table I-9d: Maximum Solar PV Generation, Behind-the-Meter
Reflects Total Cumulative Impacts
Maximum Hourly NYCA BTM Solar PV Generation - MW AC
Year | A | B | C | D | E | F | G | H | I | J | K | NYCA
2021 | 206 | 166 | 249 | 23 | 227 | 351 | 313 | 36 | 50 | 223 | 569 | 2413
2022 | 279 | 208 | 343 | 34 | 323 | 429 | 380 | 42 | 55 | 265 | 604 | 2962
2023 | 358 | 243 | 443 | 46 | 428 | 494 | 443 | 47 | 59 | 309 | 609 | 3479
2024 | 421 | 288 | 523 | 55 | 508 | 574 | 509 | 52 | 65 | 347 | 672 | 4014
2025 | 457 | 314 | 570 | 60 | 556 | 620 | 546 | 55 | 68 | 366 | 703 | 4315
2026 | 486 | 335 | 608 | 64 | 594 | 657 | 577 | 58 | 71 | 383 | 731 | 4564
2027 | 512 | 354 | 640 | 68 | 626 | 691 | 604 | 61 | 74 | 400 | 759 | 4789
2028 | 535 | 370 | 669 | 71 | 655 | 721 | 630 | 64 | 77 | 415 | 788 | 4995
2029 | 555 | 383 | 695 | 73 | 680 | 747 | 653 | 66 | 80 | 429 | 814 | 5175
2030 | 574 | 396 | 717 | 76 | 702 | 771 | 674 | 67 | 81 | 443 | 839 | 5340
2031 | 589 | 407 | 738 | 78 | 722 | 792 | 692 | 70 | 84 | 455 | 861 | 5488
2032 | 604 | 417 | 756 | 80 | 740 | 812 | 709 | 71 | 86 | 465 | 882 | 5622
2033 | 616 | 426 | 771 | 82 | 755 | 829 | 724 | 72 | 87 | 475 | 900 | 5737
2034 | 628 | 434 | 786 | 83 | 771 | 845 | 738 | 74 | 89 | 485 | 916 | 5849
2035 | 638 | 442 | 800 | 84 | 783 | 859 | 750 | 74 | 91 | 492 | 933 | 5946
2036 | 646 | 447 | 810 | 85 | 792 | 870 | 759 | 76 | 92 | 499 | 944 | 6020
2037 | 652 | 451 | 816 | 87 | 800 | 878 | 766 | 77 | 93 | 503 | 951 | 6074
2038 | 656 | 454 | 823 | 87 | 805 | 884 | 771 | 78 | 94 | 506 | 958 | 6116
2039 | 660 | 456 | 826 | 88 | 809 | 888 | 775 | 78 | 94 | 509 | 964 | 6147
2040 | 663 | 458 | 830 | 88 | 812 | 891 | 778 | 78 | 94 | 511 | 967 | 6170
2041 | 664 | 459 | 832 | 88 | 814 | 894 | 780 | 78 | 94 | 513 | 969 | 6185
2042 | 665 | 460 | 833 | 88 | 816 | 896 | 782 | 78 | 94 | 513 | 972 | 6197
2043 | 667 | 460 | 834 | 88 | 817 | 897 | 783 | 78 | 94 | 514 | 973 | 6205
2044 | 668 | 461 | 836 | 88 | 818 | 898 | 785 | 78 | 94 | 515 | 975 | 6216
2045 | 669 | 461 | 836 | 88 | 819 | 899 | 785 | 78 | 94 | 516 | 975 | 6220
2046 | 669 | 462 | 837 | 89 | 819 | 900 | 785 | 78 | 95 | 516 | 975 | 6225
2047 | 669 | 462 | 838 | 89 | 820 | 900 | 785 | 78 | 95 | 516 | 976 | 6228
2048 | 669 | 463 | 838 | 89 | 820 | 900 | 785 | 78 | 95 | 516 | 977 | 6230
2049 | 669 | 463 | 838 | 89 | 820 | 901 | 786 | 78 | 95 | 516 | 977 | 6232
2050 | 669 | 463 | 839 | 89 | 820 | 901 | 786 | 78 | 95 | 516 | 977 | 6233
2051 | 669 | 463 | 839 | 89 | 821 | 901 | 786 | 78 | 95 | 516 | 977 | 6234
Note: These values represent the hour with maximum BTM solar generation across the NYCA.

## I-10a
Table I-10a: Non-Solar Distributed Generation Nameplate Capacity, Behind-the-Meter
Reflects Total Cumulative Namplate Capacity
Namplate Capacity by Zone - MW
Year | A | B | C | D | E | F | G | H | I | J | K | NYCA
2011 | 12 | 2 | 35 | 0 | 9 | 11 | 1 | 1 | 1 | 63 | 3 | 138
2012 | 16 | 2 | 36 | 0 | 9 | 11 | 1 | 1 | 1 | 65 | 3 | 145
2013 | 16 | 2 | 36 | 0 | 10 | 17 | 1 | 1 | 1 | 72 | 3 | 159
2014 | 16 | 2 | 42 | 0 | 10 | 17 | 1 | 1 | 1 | 73 | 3 | 166
2015 | 16 | 2 | 43 | 0 | 10 | 17 | 1 | 1 | 3 | 75 | 3 | 171
2016 | 16 | 2 | 45 | 0 | 10 | 20 | 1 | 1 | 3 | 79 | 5 | 182
2017 | 16 | 2 | 46 | 1 | 10 | 20 | 1 | 1 | 4 | 84 | 5 | 190
2018 | 17 | 2 | 47 | 1 | 11 | 22 | 1 | 1 | 4 | 102 | 5 | 213
2019 | 17 | 2 | 48 | 1 | 11 | 22 | 1 | 1 | 4 | 117 | 5 | 229
2020 | 17 | 2 | 49 | 1 | 11 | 22 | 1 | 1 | 5 | 134 | 5 | 248
2021 | 18 | 2 | 51 | 1 | 12 | 23 | 1 | 1 | 5 | 153 | 12 | 279
2022 | 19 | 2 | 53 | 1 | 13 | 24 | 1 | 1 | 5 | 172 | 20 | 311
2023 | 20 | 2 | 55 | 1 | 13 | 25 | 1 | 1 | 5 | 188 | 26 | 337
2024 | 21 | 2 | 57 | 1 | 13 | 26 | 1 | 1 | 5 | 202 | 31 | 360
2025 | 22 | 2 | 59 | 1 | 13 | 27 | 1 | 1 | 5 | 215 | 35 | 381
2026 | 22 | 2 | 60 | 1 | 13 | 28 | 1 | 1 | 5 | 227 | 38 | 398
2027 | 22 | 2 | 61 | 1 | 13 | 29 | 1 | 1 | 5 | 238 | 41 | 414
2028 | 22 | 2 | 62 | 1 | 13 | 30 | 1 | 1 | 5 | 248 | 44 | 429
2029 | 22 | 2 | 63 | 1 | 13 | 31 | 1 | 1 | 5 | 258 | 46 | 443
2030 | 22 | 2 | 64 | 1 | 13 | 32 | 1 | 1 | 5 | 267 | 48 | 456
2031 | 22 | 2 | 65 | 1 | 13 | 33 | 1 | 1 | 5 | 276 | 50 | 469
2032 | 22 | 2 | 66 | 1 | 13 | 34 | 1 | 1 | 5 | 284 | 52 | 481
2033 | 22 | 2 | 67 | 1 | 13 | 35 | 1 | 1 | 5 | 292 | 54 | 493
2034 | 22 | 2 | 68 | 1 | 13 | 35 | 1 | 1 | 5 | 300 | 55 | 503
2035 | 22 | 2 | 69 | 1 | 13 | 35 | 1 | 1 | 5 | 307 | 56 | 512
2036 | 22 | 2 | 70 | 1 | 13 | 35 | 1 | 1 | 5 | 314 | 57 | 521
2037 | 22 | 2 | 70 | 1 | 13 | 35 | 1 | 1 | 5 | 321 | 58 | 529
2038 | 22 | 2 | 70 | 1 | 13 | 35 | 1 | 1 | 5 | 327 | 59 | 536
2039 | 22 | 2 | 70 | 1 | 13 | 35 | 1 | 1 | 5 | 333 | 60 | 543
2040 | 22 | 2 | 70 | 1 | 13 | 35 | 1 | 1 | 5 | 339 | 61 | 550
2041 | 22 | 2 | 70 | 1 | 13 | 35 | 1 | 1 | 5 | 344 | 62 | 556
2042 | 22 | 2 | 70 | 1 | 13 | 35 | 1 | 1 | 5 | 349 | 62 | 561
2043 | 22 | 2 | 70 | 1 | 13 | 35 | 1 | 1 | 5 | 353 | 62 | 565
2044 | 22 | 2 | 70 | 1 | 13 | 35 | 1 | 1 | 5 | 357 | 62 | 569
2045 | 22 | 2 | 70 | 1 | 13 | 35 | 1 | 1 | 5 | 360 | 62 | 572
2046 | 22 | 2 | 70 | 1 | 13 | 35 | 1 | 1 | 5 | 363 | 62 | 575
2047 | 22 | 2 | 70 | 1 | 13 | 35 | 1 | 1 | 5 | 365 | 62 | 577
2048 | 22 | 2 | 70 | 1 | 13 | 35 | 1 | 1 | 5 | 367 | 62 | 579
2049 | 22 | 2 | 70 | 1 | 13 | 35 | 1 | 1 | 5 | 368 | 62 | 580
2050 | 22 | 2 | 70 | 1 | 13 | 35 | 1 | 1 | 5 | 369 | 62 | 581
2051 | 22 | 2 | 70 | 1 | 13 | 35 | 1 | 1 | 5 | 370 | 62 | 582
Note: Historical values reflect information from NYSERDA's "DER Integrated Data System" and from Transmission Owners.
Note: Resources include combined heat and power, anaerobic digesters, fuel cell facilities, and others.

## I-10b
Table I-10b: Non-Solar Distributed Generation Annual Energy Reductions, Behind-the-Meter
Reflects Total Cumulative Impacts
Reductions in Annual Energy by Zone - GWh
Year | A | B | C | D | E | F | G | H | I | J | K | NYCA
2021 | 104 | 12 | 295 | 6 | 69 | 133 | 6 | 6 | 29 | 563 | 44 | 1267
2022 | 110 | 12 | 306 | 6 | 75 | 139 | 6 | 6 | 29 | 633 | 74 | 1396
2023 | 116 | 12 | 318 | 6 | 75 | 145 | 6 | 6 | 29 | 692 | 96 | 1501
2024 | 121 | 12 | 330 | 6 | 75 | 150 | 6 | 6 | 29 | 743 | 114 | 1592
2025 | 127 | 12 | 341 | 6 | 75 | 156 | 6 | 6 | 29 | 791 | 129 | 1678
2026 | 127 | 12 | 347 | 6 | 75 | 162 | 6 | 6 | 29 | 835 | 140 | 1745
2027 | 127 | 12 | 353 | 6 | 75 | 168 | 6 | 6 | 29 | 876 | 151 | 1809
2028 | 127 | 12 | 358 | 6 | 75 | 173 | 6 | 6 | 29 | 912 | 162 | 1866
2029 | 127 | 12 | 364 | 6 | 75 | 179 | 6 | 6 | 29 | 949 | 169 | 1922
2030 | 127 | 12 | 370 | 6 | 75 | 185 | 6 | 6 | 29 | 982 | 177 | 1975
2031 | 127 | 12 | 376 | 6 | 75 | 191 | 6 | 6 | 29 | 1015 | 184 | 2027
2032 | 127 | 12 | 382 | 6 | 75 | 197 | 6 | 6 | 29 | 1045 | 191 | 2076
2033 | 127 | 12 | 387 | 6 | 75 | 202 | 6 | 6 | 29 | 1074 | 199 | 2123
2034 | 127 | 12 | 393 | 6 | 75 | 202 | 6 | 6 | 29 | 1104 | 202 | 2162
2035 | 127 | 12 | 399 | 6 | 75 | 202 | 6 | 6 | 29 | 1130 | 206 | 2198
2036 | 127 | 12 | 405 | 6 | 75 | 202 | 6 | 6 | 29 | 1155 | 210 | 2233
2037 | 127 | 12 | 405 | 6 | 75 | 202 | 6 | 6 | 29 | 1181 | 213 | 2262
2038 | 127 | 12 | 405 | 6 | 75 | 202 | 6 | 6 | 29 | 1203 | 217 | 2288
2039 | 127 | 12 | 405 | 6 | 75 | 202 | 6 | 6 | 29 | 1225 | 221 | 2314
2040 | 127 | 12 | 405 | 6 | 75 | 202 | 6 | 6 | 29 | 1247 | 224 | 2339
2041 | 127 | 12 | 405 | 6 | 75 | 202 | 6 | 6 | 29 | 1266 | 228 | 2362
2042 | 127 | 12 | 405 | 6 | 75 | 202 | 6 | 6 | 29 | 1284 | 228 | 2380
2043 | 127 | 12 | 405 | 6 | 75 | 202 | 6 | 6 | 29 | 1299 | 228 | 2395
2044 | 127 | 12 | 405 | 6 | 75 | 202 | 6 | 6 | 29 | 1313 | 228 | 2409
2045 | 127 | 12 | 405 | 6 | 75 | 202 | 6 | 6 | 29 | 1325 | 228 | 2421
2046 | 127 | 12 | 405 | 6 | 75 | 202 | 6 | 6 | 29 | 1336 | 228 | 2432
2047 | 127 | 12 | 405 | 6 | 75 | 202 | 6 | 6 | 29 | 1343 | 228 | 2439
2048 | 127 | 12 | 405 | 6 | 75 | 202 | 6 | 6 | 29 | 1350 | 228 | 2446
2049 | 127 | 12 | 405 | 6 | 75 | 202 | 6 | 6 | 29 | 1354 | 228 | 2450
2050 | 127 | 12 | 405 | 6 | 75 | 202 | 6 | 6 | 29 | 1358 | 228 | 2454
2051 | 127 | 12 | 405 | 6 | 75 | 202 | 6 | 6 | 29 | 1362 | 228 | 2458

## I-10c
Table I-10c: Non-Solar Distributed Generation Peak Reductions, Behind-the-Meter
Reflects Total Cumulative Impacts
Reductions in Summer and Winter Coincident Peak Demand by Zone - MW
Year | A | B | C | D | E | F | G | H | I | J | K | NYCA
2021 | 16 | 2 | 44 | 1 | 10 | 20 | 1 | 1 | 4 | 115 | 9 | 223
2022 | 17 | 2 | 46 | 1 | 11 | 21 | 1 | 1 | 4 | 129 | 15 | 248
2023 | 17 | 2 | 48 | 1 | 11 | 22 | 1 | 1 | 4 | 141 | 20 | 268
2024 | 18 | 2 | 50 | 1 | 11 | 23 | 1 | 1 | 4 | 152 | 23 | 286
2025 | 19 | 2 | 51 | 1 | 11 | 23 | 1 | 1 | 4 | 161 | 26 | 300
2026 | 19 | 2 | 52 | 1 | 11 | 24 | 1 | 1 | 4 | 170 | 29 | 314
2027 | 19 | 2 | 53 | 1 | 11 | 25 | 1 | 1 | 4 | 179 | 31 | 327
2028 | 19 | 2 | 54 | 1 | 11 | 26 | 1 | 1 | 4 | 186 | 33 | 338
2029 | 19 | 2 | 55 | 1 | 11 | 27 | 1 | 1 | 4 | 194 | 35 | 350
2030 | 19 | 2 | 56 | 1 | 11 | 28 | 1 | 1 | 4 | 200 | 36 | 359
2031 | 19 | 2 | 57 | 1 | 11 | 29 | 1 | 1 | 4 | 207 | 38 | 370
2032 | 19 | 2 | 57 | 1 | 11 | 30 | 1 | 1 | 4 | 213 | 39 | 378
2033 | 19 | 2 | 58 | 1 | 11 | 30 | 1 | 1 | 4 | 219 | 41 | 387
2034 | 19 | 2 | 59 | 1 | 11 | 30 | 1 | 1 | 4 | 225 | 41 | 394
2035 | 19 | 2 | 60 | 1 | 11 | 30 | 1 | 1 | 4 | 230 | 42 | 401
2036 | 19 | 2 | 61 | 1 | 11 | 30 | 1 | 1 | 4 | 236 | 43 | 409
2037 | 19 | 2 | 61 | 1 | 11 | 30 | 1 | 1 | 4 | 241 | 44 | 415
2038 | 19 | 2 | 61 | 1 | 11 | 30 | 1 | 1 | 4 | 245 | 44 | 419
2039 | 19 | 2 | 61 | 1 | 11 | 30 | 1 | 1 | 4 | 250 | 45 | 425
2040 | 19 | 2 | 61 | 1 | 11 | 30 | 1 | 1 | 4 | 254 | 46 | 430
2041 | 19 | 2 | 61 | 1 | 11 | 30 | 1 | 1 | 4 | 258 | 47 | 435
2042 | 19 | 2 | 61 | 1 | 11 | 30 | 1 | 1 | 4 | 262 | 47 | 439
2043 | 19 | 2 | 61 | 1 | 11 | 30 | 1 | 1 | 4 | 265 | 47 | 442
2044 | 19 | 2 | 61 | 1 | 11 | 30 | 1 | 1 | 4 | 268 | 47 | 445
2045 | 19 | 2 | 61 | 1 | 11 | 30 | 1 | 1 | 4 | 270 | 47 | 447
2046 | 19 | 2 | 61 | 1 | 11 | 30 | 1 | 1 | 4 | 272 | 47 | 449
2047 | 19 | 2 | 61 | 1 | 11 | 30 | 1 | 1 | 4 | 274 | 47 | 451
2048 | 19 | 2 | 61 | 1 | 11 | 30 | 1 | 1 | 4 | 275 | 47 | 452
2049 | 19 | 2 | 61 | 1 | 11 | 30 | 1 | 1 | 4 | 276 | 47 | 453
2050 | 19 | 2 | 61 | 1 | 11 | 30 | 1 | 1 | 4 | 277 | 47 | 454
2051 | 19 | 2 | 61 | 1 | 11 | 30 | 1 | 1 | 4 | 278 | 47 | 455
Note: Peak reductions reflect estimated summer reductions for the year listed, along with reductions for the following winter.
For example, the values listed for 2021 reflect reductions to the 2021 summer peak and the 2021-22 winter peak.

## I-11a
Table I-11a: Electric Vehicle Stock Forecast
Reflects Total NYCA Stock
Number of Electric Vehicles by Type - NYCA
Year | Passenger Vehicles | Trucks (1) | Buses (2) | Total Stock
2021 | 113500 | 500 | 100 | 114100
2022 | 179100 | 1700 | 700 | 181500
2023 | 263900 | 2500 | 1500 | 267900
2024 | 367500 | 3300 | 2500 | 373300
2025 | 495900 | 4900 | 3800 | 504600
2026 | 630300 | 6600 | 5200 | 642100
2027 | 794300 | 8900 | 6800 | 810000
2028 | 971000 | 11600 | 8500 | 991100
2029 | 1165100 | 14800 | 10200 | 1190100
2030 | 1373500 | 18800 | 12000 | 1404300
2031 | 1604200 | 22900 | 13900 | 1641000
2032 | 1848200 | 27700 | 15500 | 1891400
2033 | 2108000 | 33200 | 17200 | 2158400
2034 | 2429400 | 39400 | 18800 | 2487600
2035 | 2682800 | 46400 | 20500 | 2749700
2036 | 3005900 | 54000 | 22200 | 3082100
2037 | 3289900 | 62300 | 23800 | 3376000
2038 | 3572000 | 71400 | 25400 | 3668800
2039 | 3854600 | 81200 | 26900 | 3962700
2040 | 4162200 | 91600 | 28400 | 4282200
2041 | 4400200 | 102700 | 29800 | 4532700
2042 | 4661000 | 114300 | 31100 | 4806400
2043 | 4911200 | 126500 | 32500 | 5070200
2044 | 5148600 | 139200 | 33500 | 5321300
2045 | 5373200 | 152400 | 34700 | 5560300
2046 | 5576600 | 166000 | 35600 | 5778200
2047 | 5763900 | 180000 | 36500 | 5980400
2048 | 5930300 | 194200 | 37300 | 6161800
2049 | 6073900 | 208800 | 37900 | 6320600
2050 | 6188000 | 223600 | 38300 | 6449900
2051 | 6289800 | 238500 | 38700 | 6567000
(1) - Includes light, medium, and heavy duty trucks (pickup trucks, delivery, and utility trucks).
(2) - Includes school and transit buses.
Note: For reference, according to the New York State Department of Motor Vehicles, there are approximately
8,860,000 passenger vehicles, 980,000 trucks, and 60,000 buses currently registered in the state.

## I-11b
Table I-11b: Electric Vehicle Annual Energy Usage
Reflects Total Cumulative Impacts
Total Annual Energy Usage by Zone - GWh
Year | A | B | C | D | E | F | G | H | I | J | K | NYCA
2021 | 26 | 19 | 32 | 2 | 14 | 27 | 35 | 7 | 11 | 66 | 132 | 371
2022 | 44 | 30 | 54 | 4 | 25 | 47 | 58 | 12 | 22 | 126 | 207 | 629
2023 | 68 | 45 | 83 | 6 | 38 | 72 | 86 | 18 | 32 | 185 | 304 | 937
2024 | 98 | 64 | 120 | 8 | 55 | 103 | 122 | 26 | 43 | 250 | 422 | 1311
2025 | 135 | 86 | 166 | 11 | 76 | 142 | 165 | 35 | 58 | 340 | 569 | 1783
2026 | 178 | 112 | 220 | 15 | 100 | 187 | 218 | 45 | 73 | 426 | 724 | 2298
2027 | 227 | 141 | 282 | 19 | 128 | 239 | 278 | 58 | 92 | 536 | 906 | 2906
2028 | 284 | 175 | 354 | 24 | 160 | 299 | 345 | 72 | 111 | 650 | 1108 | 3582
2029 | 347 | 212 | 433 | 29 | 196 | 364 | 419 | 87 | 132 | 774 | 1328 | 4321
2030 | 415 | 253 | 521 | 35 | 235 | 436 | 503 | 103 | 155 | 909 | 1564 | 5129
2031 | 491 | 298 | 618 | 41 | 278 | 515 | 593 | 121 | 179 | 1050 | 1823 | 6007
2032 | 573 | 347 | 722 | 48 | 324 | 600 | 690 | 140 | 204 | 1196 | 2096 | 6940
2033 | 661 | 398 | 835 | 56 | 374 | 692 | 795 | 161 | 231 | 1355 | 2387 | 7945
2034 | 766 | 463 | 973 | 65 | 435 | 801 | 927 | 186 | 263 | 1541 | 2737 | 9157
2035 | 856 | 512 | 1087 | 73 | 486 | 896 | 1028 | 208 | 292 | 1711 | 3020 | 10169
2036 | 965 | 577 | 1228 | 82 | 548 | 1009 | 1165 | 234 | 326 | 1910 | 3378 | 11422
2037 | 1069 | 636 | 1362 | 91 | 607 | 1117 | 1288 | 258 | 357 | 2093 | 3698 | 12576
2038 | 1174 | 696 | 1497 | 100 | 667 | 1227 | 1412 | 283 | 389 | 2280 | 4019 | 13744
2039 | 1282 | 757 | 1637 | 110 | 729 | 1339 | 1543 | 308 | 421 | 2467 | 4339 | 14932
2040 | 1400 | 828 | 1793 | 120 | 796 | 1461 | 1691 | 336 | 454 | 2659 | 4684 | 16222
2041 | 1498 | 877 | 1919 | 129 | 852 | 1563 | 1790 | 360 | 486 | 2845 | 4965 | 17284
2042 | 1606 | 937 | 2061 | 138 | 914 | 1675 | 1916 | 385 | 517 | 3031 | 5266 | 18446
2043 | 1713 | 996 | 2202 | 148 | 976 | 1787 | 2039 | 411 | 549 | 3215 | 5557 | 19593
2044 | 1819 | 1053 | 2341 | 157 | 1036 | 1896 | 2161 | 436 | 579 | 3394 | 5833 | 20705
2045 | 1922 | 1109 | 2479 | 166 | 1096 | 2003 | 2276 | 461 | 610 | 3573 | 6093 | 21788
2046 | 2021 | 1161 | 2609 | 175 | 1153 | 2104 | 2384 | 485 | 638 | 3739 | 6334 | 22803
2047 | 2116 | 1212 | 2737 | 184 | 1208 | 2203 | 2492 | 508 | 666 | 3899 | 6554 | 23779
2048 | 2208 | 1259 | 2860 | 192 | 1261 | 2297 | 2593 | 530 | 691 | 4050 | 6751 | 24692
2049 | 2294 | 1303 | 2976 | 200 | 1311 | 2386 | 2688 | 550 | 715 | 4188 | 6920 | 25531
2050 | 2369 | 1343 | 3081 | 207 | 1355 | 2462 | 2774 | 570 | 737 | 4315 | 7060 | 26273
2051 | 2442 | 1377 | 3165 | 213 | 1395 | 2541 | 2866 | 583 | 752 | 4407 | 7166 | 26907

## I-11c
Table I-11c: Electric Vehicle Summer Coincident Peak Demand
Reflects Total Cumulative Impacts
Total Increase in Summer Coincident Peak Demand by Zone - MW
Year | A | B | C | D | E | F | G | H | I | J | K | NYCA
2021 | 4 | 2 | 5 | 0 | 2 | 4 | 6 | 1 | 1 | 7 | 20 | 52
2022 | 4 | 3 | 5 | 0 | 2 | 5 | 6 | 1 | 1 | 9 | 24 | 60
2023 | 6 | 4 | 8 | 1 | 4 | 7 | 8 | 1 | 2 | 12 | 32 | 85
2024 | 9 | 6 | 11 | 1 | 5 | 10 | 12 | 2 | 3 | 17 | 45 | 121
2025 | 14 | 9 | 16 | 1 | 8 | 14 | 17 | 3 | 4 | 24 | 63 | 173
2026 | 19 | 12 | 23 | 2 | 10 | 20 | 24 | 4 | 5 | 32 | 85 | 236
2027 | 25 | 15 | 30 | 2 | 14 | 26 | 32 | 5 | 7 | 41 | 110 | 307
2028 | 32 | 19 | 39 | 3 | 18 | 33 | 42 | 7 | 9 | 52 | 138 | 392
2029 | 39 | 23 | 48 | 3 | 22 | 41 | 52 | 8 | 11 | 64 | 170 | 481
2030 | 47 | 28 | 58 | 4 | 27 | 50 | 64 | 10 | 13 | 76 | 204 | 581
2031 | 56 | 33 | 69 | 5 | 32 | 60 | 76 | 12 | 15 | 90 | 240 | 688
2032 | 66 | 38 | 80 | 5 | 37 | 69 | 89 | 14 | 18 | 104 | 278 | 798
2033 | 75 | 44 | 92 | 6 | 42 | 80 | 103 | 16 | 20 | 119 | 318 | 915
2034 | 85 | 50 | 105 | 7 | 48 | 90 | 118 | 18 | 23 | 134 | 358 | 1036
2035 | 96 | 55 | 117 | 8 | 54 | 101 | 132 | 20 | 26 | 149 | 399 | 1157
2036 | 106 | 61 | 130 | 9 | 60 | 112 | 148 | 22 | 28 | 165 | 441 | 1282
2037 | 117 | 67 | 143 | 10 | 66 | 124 | 163 | 25 | 31 | 181 | 482 | 1409
2038 | 128 | 73 | 156 | 10 | 72 | 135 | 178 | 27 | 34 | 196 | 523 | 1532
2039 | 138 | 79 | 169 | 11 | 77 | 146 | 194 | 29 | 36 | 212 | 564 | 1655
2040 | 149 | 84 | 182 | 12 | 83 | 157 | 209 | 31 | 39 | 227 | 603 | 1776
2041 | 159 | 90 | 194 | 13 | 89 | 168 | 224 | 33 | 41 | 241 | 641 | 1893
2042 | 169 | 95 | 207 | 14 | 95 | 178 | 239 | 35 | 44 | 255 | 676 | 2007
2043 | 178 | 100 | 218 | 15 | 100 | 188 | 253 | 37 | 46 | 269 | 710 | 2114
2044 | 187 | 105 | 229 | 15 | 105 | 198 | 267 | 39 | 48 | 281 | 741 | 2215
2045 | 196 | 110 | 240 | 16 | 110 | 207 | 280 | 41 | 50 | 292 | 769 | 2311
2046 | 204 | 114 | 249 | 17 | 114 | 215 | 292 | 42 | 52 | 303 | 794 | 2396
2047 | 211 | 117 | 258 | 17 | 118 | 223 | 303 | 44 | 53 | 312 | 815 | 2471
2048 | 217 | 120 | 266 | 18 | 122 | 230 | 314 | 45 | 55 | 320 | 831 | 2538
2049 | 223 | 123 | 272 | 18 | 125 | 236 | 323 | 46 | 56 | 326 | 844 | 2592
2050 | 228 | 125 | 278 | 18 | 127 | 241 | 331 | 47 | 56 | 331 | 851 | 2633
2051 | 231 | 127 | 282 | 19 | 129 | 245 | 337 | 47 | 57 | 334 | 854 | 2662

## I-11d
Table I-11d: Electric Vehicle Winter Coincident Peak Demand
Reflects Total Cumulative Impacts
Total Increase in Winter Coincident Peak Demand by Zone - MW
Year | A | B | C | D | E | F | G | H | I | J | K | NYCA
2021-22 | 5 | 4 | 7 | 0 | 3 | 6 | 8 | 1 | 1 | 9 | 27 | 71
2022-23 | 8 | 5 | 10 | 1 | 4 | 8 | 11 | 2 | 2 | 13 | 40 | 104
2023-24 | 12 | 8 | 15 | 1 | 7 | 13 | 16 | 3 | 3 | 19 | 60 | 157
2024-25 | 18 | 11 | 22 | 1 | 10 | 19 | 24 | 4 | 5 | 28 | 86 | 228
2025-26 | 25 | 16 | 31 | 2 | 14 | 26 | 34 | 5 | 7 | 38 | 118 | 316
2026-27 | 34 | 21 | 42 | 3 | 19 | 35 | 46 | 7 | 9 | 50 | 155 | 421
2027-28 | 44 | 27 | 54 | 4 | 24 | 46 | 60 | 9 | 11 | 64 | 197 | 540
2028-29 | 55 | 33 | 68 | 5 | 31 | 57 | 76 | 11 | 14 | 79 | 243 | 672
2029-30 | 67 | 40 | 83 | 6 | 37 | 70 | 93 | 14 | 16 | 96 | 292 | 814
2030-31 | 79 | 47 | 99 | 7 | 45 | 84 | 111 | 17 | 19 | 114 | 344 | 966
2031-32 | 93 | 55 | 116 | 8 | 52 | 98 | 131 | 19 | 23 | 132 | 399 | 1126
2032-33 | 107 | 63 | 133 | 9 | 60 | 113 | 152 | 22 | 26 | 151 | 456 | 1292
2033-34 | 122 | 72 | 152 | 10 | 69 | 128 | 173 | 25 | 29 | 171 | 514 | 1465
2034-35 | 137 | 80 | 170 | 11 | 77 | 144 | 195 | 28 | 33 | 191 | 573 | 1639
2035-36 | 153 | 89 | 190 | 13 | 86 | 161 | 218 | 32 | 36 | 211 | 632 | 1821
2036-37 | 168 | 98 | 209 | 14 | 95 | 177 | 240 | 35 | 40 | 232 | 691 | 1999
2037-38 | 184 | 106 | 228 | 15 | 103 | 193 | 263 | 38 | 43 | 252 | 750 | 2175
2038-39 | 199 | 115 | 247 | 16 | 112 | 210 | 286 | 41 | 46 | 272 | 807 | 2351
2039-40 | 214 | 123 | 266 | 18 | 121 | 226 | 308 | 44 | 50 | 292 | 863 | 2525
2040-41 | 229 | 131 | 284 | 19 | 129 | 241 | 330 | 47 | 53 | 311 | 916 | 2690
2041-42 | 244 | 139 | 303 | 20 | 137 | 257 | 352 | 50 | 56 | 330 | 969 | 2857
2042-43 | 259 | 147 | 321 | 21 | 146 | 273 | 374 | 53 | 60 | 349 | 1019 | 3022
2043-44 | 274 | 155 | 339 | 23 | 154 | 288 | 394 | 56 | 63 | 368 | 1066 | 3180
2044-45 | 288 | 162 | 356 | 24 | 162 | 303 | 414 | 59 | 66 | 386 | 1109 | 3329
2045-46 | 302 | 169 | 373 | 25 | 170 | 318 | 433 | 61 | 69 | 403 | 1147 | 3470
2046-47 | 315 | 176 | 389 | 26 | 177 | 332 | 451 | 64 | 72 | 419 | 1181 | 3602
2047-48 | 327 | 181 | 403 | 27 | 184 | 345 | 467 | 66 | 74 | 434 | 1209 | 3717
2048-49 | 338 | 187 | 417 | 28 | 190 | 357 | 482 | 68 | 76 | 448 | 1232 | 3823
2049-50 | 349 | 191 | 429 | 29 | 196 | 368 | 495 | 70 | 79 | 460 | 1248 | 3914
2050-51 | 358 | 195 | 439 | 29 | 201 | 378 | 506 | 72 | 80 | 471 | 1257 | 3986
2051-52 | 366 | 198 | 448 | 30 | 205 | 386 | 516 | 73 | 82 | 479 | 1266 | 4049

## I-12a
Table I-12a: Energy Storage Nameplate Capacity
Reflects Total Cumulative Nameplate Capacity - Including Wholesale and Behind-the-Meter
Nameplate Capacity by Zone - MW
NYCA
Year | A | B | C | D | E | F | G | H | I | J | K | Total | Wholesale | BTM
2021 | 10 | 4 | 39 | 0 | 8 | 56 | 26 | 13 | 11 | 55 | 70 | 292 | 182 | 110
2022 | 24 | 6 | 55 | 0 | 10 | 68 | 230 | 29 | 18 | 97 | 128 | 665 | 527 | 138
2023 | 44 | 8 | 77 | 1 | 13 | 85 | 247 | 52 | 27 | 156 | 209 | 919 | 749 | 170
2024 | 68 | 12 | 104 | 2 | 16 | 104 | 268 | 80 | 38 | 227 | 306 | 1225 | 1017 | 208
2025 | 95 | 16 | 134 | 3 | 20 | 126 | 291 | 111 | 52 | 308 | 413 | 1569 | 1320 | 249
2026 | 124 | 21 | 167 | 4 | 25 | 149 | 317 | 144 | 67 | 396 | 529 | 1943 | 1648 | 295
2027 | 156 | 26 | 201 | 6 | 30 | 173 | 344 | 179 | 82 | 490 | 649 | 2336 | 1993 | 343
2028 | 189 | 32 | 236 | 8 | 36 | 197 | 371 | 214 | 98 | 587 | 771 | 2739 | 2348 | 391
2029 | 222 | 38 | 272 | 10 | 42 | 222 | 399 | 249 | 114 | 686 | 895 | 3149 | 2708 | 441
2030 | 256 | 44 | 308 | 12 | 48 | 247 | 427 | 284 | 130 | 788 | 1019 | 3563 | 3071 | 492
2031 | 290 | 51 | 344 | 14 | 55 | 272 | 455 | 319 | 146 | 891 | 1142 | 3979 | 3436 | 543
2032 | 324 | 58 | 380 | 16 | 62 | 296 | 483 | 353 | 162 | 994 | 1262 | 4390 | 3798 | 592
2033 | 358 | 66 | 415 | 19 | 69 | 319 | 511 | 386 | 178 | 1097 | 1380 | 4798 | 4157 | 641
2034 | 391 | 74 | 450 | 22 | 76 | 342 | 538 | 418 | 194 | 1198 | 1495 | 5198 | 4510 | 688
2035 | 424 | 82 | 484 | 25 | 84 | 364 | 564 | 449 | 209 | 1299 | 1607 | 5591 | 4856 | 735
2036 | 457 | 90 | 518 | 28 | 92 | 386 | 590 | 480 | 224 | 1399 | 1717 | 5981 | 5199 | 782
2037 | 489 | 99 | 551 | 31 | 99 | 407 | 616 | 509 | 239 | 1498 | 1823 | 6361 | 5534 | 827
2038 | 521 | 108 | 584 | 34 | 106 | 428 | 641 | 538 | 254 | 1596 | 1926 | 6736 | 5864 | 872
2039 | 552 | 117 | 616 | 37 | 113 | 448 | 666 | 566 | 269 | 1693 | 2026 | 7103 | 6186 | 917
2040 | 583 | 126 | 647 | 40 | 120 | 468 | 690 | 593 | 283 | 1789 | 2123 | 7462 | 6501 | 961
2041 | 613 | 135 | 677 | 43 | 128 | 486 | 713 | 619 | 297 | 1882 | 2216 | 7809 | 6808 | 1001
2042 | 643 | 144 | 706 | 46 | 136 | 504 | 736 | 644 | 310 | 1974 | 2306 | 8149 | 7109 | 1040
2043 | 672 | 154 | 735 | 49 | 144 | 521 | 758 | 668 | 322 | 2065 | 2393 | 8481 | 7402 | 1079
2044 | 701 | 164 | 763 | 53 | 152 | 538 | 780 | 691 | 334 | 2154 | 2477 | 8807 | 7689 | 1118
2045 | 729 | 174 | 790 | 57 | 160 | 554 | 802 | 713 | 346 | 2242 | 2559 | 9126 | 7969 | 1157
2046 | 757 | 184 | 817 | 61 | 168 | 570 | 822 | 734 | 358 | 2328 | 2637 | 9436 | 8243 | 1193
2047 | 784 | 194 | 843 | 65 | 176 | 585 | 842 | 754 | 369 | 2413 | 2712 | 9737 | 8508 | 1229
2048 | 811 | 204 | 869 | 69 | 184 | 600 | 862 | 774 | 380 | 2496 | 2785 | 10034 | 8769 | 1265
2049 | 837 | 214 | 894 | 73 | 192 | 614 | 881 | 793 | 391 | 2578 | 2855 | 10322 | 9021 | 1301
2050 | 863 | 224 | 918 | 77 | 200 | 627 | 900 | 811 | 402 | 2659 | 2923 | 10604 | 9268 | 1336
2051 | 889 | 234 | 942 | 81 | 208 | 640 | 918 | 828 | 413 | 2739 | 2988 | 10880 | 9510 | 1370
Note: Nameplate capacity values include both wholesale market and behind-the-meter storage.
Pumped Storage is not included. See Table III-2 for current resources.

## I-12b
Table I-12b: Energy Storage Energy Impacts
Reflects Total Cumulative Impacts - Including Wholesale and Behind-the-Meter
Annual Net Electricity Consumption by Zone - GWh
Year | A | B | C | D | E | F | G | H | I | J | K | NYCA
2021 | 2 | 1 | 7 | 0 | 1 | 10 | 4 | 2 | 2 | 9 | 12 | 50
2022 | 4 | 1 | 10 | 0 | 2 | 12 | 39 | 5 | 3 | 17 | 23 | 116
2023 | 8 | 1 | 14 | 0 | 2 | 15 | 42 | 9 | 5 | 27 | 36 | 159
2024 | 12 | 2 | 18 | 0 | 2 | 19 | 46 | 14 | 7 | 39 | 54 | 213
2025 | 16 | 3 | 23 | 1 | 4 | 22 | 49 | 20 | 9 | 54 | 72 | 273
2026 | 22 | 4 | 29 | 1 | 4 | 26 | 55 | 26 | 11 | 69 | 93 | 340
2027 | 27 | 4 | 35 | 1 | 5 | 30 | 59 | 31 | 15 | 86 | 114 | 407
2028 | 33 | 6 | 42 | 1 | 6 | 35 | 64 | 37 | 17 | 102 | 135 | 478
2029 | 39 | 7 | 48 | 2 | 7 | 39 | 69 | 43 | 20 | 120 | 156 | 550
2030 | 45 | 8 | 54 | 2 | 8 | 43 | 74 | 49 | 23 | 138 | 178 | 622
2031 | 50 | 9 | 60 | 2 | 10 | 47 | 78 | 56 | 25 | 156 | 200 | 693
2032 | 57 | 10 | 66 | 3 | 10 | 52 | 83 | 62 | 29 | 174 | 221 | 767
2033 | 62 | 12 | 73 | 3 | 12 | 56 | 88 | 68 | 31 | 193 | 242 | 840
2034 | 69 | 13 | 79 | 4 | 14 | 60 | 93 | 73 | 34 | 210 | 262 | 911
2035 | 74 | 14 | 85 | 4 | 15 | 64 | 98 | 78 | 37 | 228 | 281 | 978
2036 | 80 | 16 | 91 | 5 | 17 | 68 | 102 | 84 | 39 | 245 | 301 | 1048
2037 | 86 | 17 | 97 | 5 | 17 | 71 | 106 | 90 | 42 | 262 | 319 | 1112
2038 | 91 | 19 | 102 | 6 | 18 | 75 | 111 | 94 | 45 | 280 | 338 | 1179
2039 | 97 | 21 | 108 | 6 | 20 | 78 | 115 | 99 | 47 | 296 | 355 | 1242
2040 | 102 | 22 | 113 | 7 | 21 | 82 | 120 | 104 | 49 | 313 | 372 | 1305
2041 | 108 | 23 | 119 | 8 | 22 | 85 | 124 | 108 | 52 | 330 | 389 | 1368
2042 | 112 | 26 | 124 | 8 | 24 | 88 | 127 | 113 | 54 | 346 | 404 | 1426
2043 | 118 | 27 | 129 | 9 | 25 | 91 | 131 | 117 | 56 | 362 | 419 | 1484
2044 | 123 | 28 | 134 | 9 | 26 | 94 | 136 | 121 | 58 | 377 | 434 | 1540
2045 | 128 | 31 | 139 | 10 | 28 | 98 | 139 | 125 | 60 | 393 | 449 | 1600
2046 | 132 | 32 | 143 | 11 | 29 | 100 | 143 | 128 | 63 | 408 | 462 | 1651
2047 | 138 | 34 | 148 | 11 | 30 | 103 | 146 | 132 | 65 | 422 | 475 | 1704
2048 | 142 | 36 | 152 | 12 | 32 | 105 | 150 | 136 | 67 | 437 | 488 | 1757
2049 | 147 | 37 | 156 | 13 | 33 | 107 | 152 | 139 | 68 | 452 | 500 | 1804
2050 | 151 | 40 | 161 | 13 | 35 | 110 | 156 | 142 | 70 | 466 | 512 | 1856
2051 | 156 | 41 | 165 | 14 | 37 | 112 | 160 | 145 | 72 | 479 | 524 | 1905
Note: Net energy consumption values include both wholesale and behind-the-meter Storage.
Note: Values listed reflect net energy consumption due to charging cycle efficiency.

## I-12c
Table I-12c: Energy Storage Summer Coincident Peak Reductions, Behind-the-Meter
Reflects Total Cumulative Impacts
Reductions in Summer Coincident Peak Demand by Zone - MW
Year | A | B | C | D | E | F | G | H | I | J | K | NYCA
2021 | 0 | 1 | 3 | 0 | 3 | 3 | 7 | 0 | 2 | 11 | 8 | 38
2022 | 1 | 2 | 4 | 0 | 4 | 4 | 8 | 0 | 3 | 13 | 10 | 49
2023 | 1 | 2 | 6 | 0 | 4 | 6 | 10 | 0 | 3 | 17 | 13 | 62
2024 | 2 | 3 | 7 | 0 | 5 | 8 | 12 | 1 | 4 | 20 | 16 | 78
2025 | 3 | 4 | 9 | 0 | 6 | 10 | 14 | 1 | 5 | 24 | 20 | 96
2026 | 4 | 5 | 11 | 0 | 7 | 12 | 17 | 2 | 5 | 29 | 23 | 115
2027 | 5 | 6 | 13 | 0 | 9 | 14 | 19 | 2 | 6 | 34 | 27 | 135
2028 | 6 | 6 | 15 | 0 | 10 | 16 | 22 | 2 | 7 | 40 | 31 | 155
2029 | 8 | 7 | 18 | 0 | 11 | 19 | 25 | 3 | 8 | 45 | 36 | 180
2030 | 9 | 8 | 20 | 0 | 13 | 22 | 28 | 3 | 9 | 51 | 41 | 204
2031 | 11 | 9 | 22 | 0 | 14 | 24 | 31 | 4 | 10 | 58 | 46 | 229
2032 | 12 | 10 | 25 | 0 | 16 | 27 | 34 | 4 | 11 | 64 | 50 | 253
2033 | 13 | 11 | 27 | 0 | 17 | 30 | 37 | 5 | 12 | 71 | 55 | 278
2034 | 15 | 12 | 30 | 0 | 19 | 32 | 40 | 5 | 13 | 77 | 60 | 303
2035 | 17 | 13 | 33 | 0 | 21 | 35 | 43 | 6 | 14 | 84 | 64 | 330
2036 | 18 | 15 | 35 | 0 | 22 | 38 | 45 | 6 | 15 | 90 | 69 | 353
2037 | 20 | 16 | 38 | 0 | 23 | 41 | 48 | 7 | 17 | 97 | 74 | 381
2038 | 21 | 17 | 41 | 0 | 25 | 43 | 51 | 7 | 18 | 104 | 79 | 406
2039 | 23 | 18 | 44 | 0 | 26 | 46 | 54 | 8 | 19 | 111 | 84 | 433
2040 | 25 | 19 | 47 | 0 | 27 | 49 | 57 | 9 | 20 | 119 | 89 | 461
2041 | 27 | 20 | 50 | 0 | 29 | 52 | 60 | 9 | 21 | 126 | 93 | 487
2042 | 29 | 22 | 52 | 0 | 30 | 55 | 63 | 10 | 22 | 133 | 98 | 514
2043 | 30 | 23 | 55 | 0 | 31 | 57 | 65 | 10 | 23 | 140 | 103 | 537
2044 | 32 | 24 | 58 | 0 | 33 | 60 | 68 | 11 | 24 | 147 | 108 | 565
2045 | 34 | 26 | 60 | 0 | 34 | 63 | 71 | 12 | 25 | 155 | 113 | 593
2046 | 36 | 27 | 63 | 0 | 36 | 66 | 74 | 12 | 25 | 162 | 117 | 618
2047 | 38 | 28 | 66 | 0 | 37 | 69 | 76 | 13 | 26 | 169 | 122 | 644
2048 | 40 | 30 | 69 | 0 | 39 | 72 | 79 | 14 | 27 | 177 | 127 | 674
2049 | 43 | 31 | 72 | 0 | 40 | 75 | 81 | 15 | 28 | 184 | 131 | 700
2050 | 45 | 33 | 75 | 0 | 42 | 77 | 84 | 15 | 29 | 192 | 136 | 728
2051 | 47 | 34 | 78 | 0 | 44 | 80 | 87 | 16 | 30 | 200 | 141 | 757
Note: Peak Reductions due to behind-the-meter storage. Wholesale market storage is assumed to be dispatched as generation.

## I-12d
Table I-12d: Energy Storage Winter Coincident Peak Reductions, Behind-the-Meter
Reflects Total Cumulative Impacts
Reductions in Winter Coincident Peak Demand by Zone - MW
Year | A | B | C | D | E | F | G | H | I | J | K | NYCA
2021-22 | 0 | 1 | 2 | 0 | 2 | 2 | 6 | 0 | 2 | 9 | 6 | 30
2022-23 | 1 | 2 | 3 | 0 | 3 | 3 | 6 | 0 | 2 | 10 | 8 | 38
2023-24 | 1 | 2 | 5 | 0 | 3 | 5 | 8 | 0 | 2 | 14 | 10 | 50
2024-25 | 2 | 2 | 6 | 0 | 4 | 6 | 10 | 1 | 3 | 16 | 13 | 63
2025-26 | 2 | 3 | 7 | 0 | 5 | 8 | 11 | 1 | 4 | 19 | 16 | 76
2026-27 | 3 | 4 | 9 | 0 | 6 | 10 | 14 | 2 | 4 | 23 | 18 | 93
2027-28 | 4 | 5 | 10 | 0 | 7 | 11 | 15 | 2 | 5 | 27 | 22 | 108
2028-29 | 5 | 5 | 12 | 0 | 8 | 13 | 18 | 2 | 6 | 32 | 25 | 126
2029-30 | 6 | 6 | 14 | 0 | 9 | 15 | 20 | 2 | 6 | 36 | 29 | 143
2030-31 | 7 | 6 | 16 | 0 | 10 | 18 | 22 | 2 | 7 | 41 | 33 | 162
2031-32 | 9 | 7 | 18 | 0 | 11 | 19 | 25 | 3 | 8 | 46 | 37 | 183
2032-33 | 10 | 8 | 20 | 0 | 13 | 22 | 27 | 3 | 9 | 51 | 40 | 203
2033-34 | 10 | 9 | 22 | 0 | 14 | 24 | 30 | 4 | 10 | 57 | 44 | 224
2034-35 | 12 | 10 | 24 | 0 | 15 | 26 | 32 | 4 | 10 | 62 | 48 | 243
2035-36 | 14 | 10 | 26 | 0 | 17 | 28 | 34 | 5 | 11 | 67 | 51 | 263
2036-37 | 14 | 12 | 28 | 0 | 18 | 30 | 36 | 5 | 12 | 72 | 55 | 282
2037-38 | 16 | 13 | 30 | 0 | 18 | 33 | 38 | 6 | 14 | 78 | 59 | 305
2038-39 | 17 | 14 | 33 | 0 | 20 | 34 | 41 | 6 | 14 | 83 | 63 | 325
2039-40 | 18 | 14 | 35 | 0 | 21 | 37 | 43 | 6 | 15 | 89 | 67 | 345
2040-41 | 20 | 15 | 38 | 0 | 22 | 39 | 46 | 7 | 16 | 95 | 71 | 369
2041-42 | 22 | 16 | 40 | 0 | 23 | 42 | 48 | 7 | 17 | 101 | 74 | 390
2042-43 | 23 | 18 | 42 | 0 | 24 | 44 | 50 | 8 | 18 | 106 | 78 | 411
2043-44 | 24 | 18 | 44 | 0 | 25 | 46 | 52 | 8 | 18 | 112 | 82 | 429
2044-45 | 26 | 19 | 46 | 0 | 26 | 48 | 54 | 9 | 19 | 118 | 86 | 451
2045-46 | 27 | 21 | 48 | 0 | 27 | 50 | 57 | 10 | 20 | 124 | 90 | 474
2046-47 | 29 | 22 | 50 | 0 | 29 | 53 | 59 | 10 | 20 | 130 | 94 | 496
2047-48 | 30 | 22 | 53 | 0 | 30 | 55 | 61 | 10 | 21 | 135 | 98 | 515
2048-49 | 32 | 24 | 55 | 0 | 31 | 58 | 63 | 11 | 22 | 142 | 102 | 540
2049-50 | 34 | 25 | 58 | 0 | 32 | 60 | 65 | 12 | 22 | 147 | 105 | 560
2050-51 | 36 | 26 | 60 | 0 | 34 | 62 | 67 | 12 | 23 | 154 | 109 | 583
2051-52 | 38 | 27 | 62 | 0 | 35 | 64 | 70 | 13 | 24 | 160 | 113 | 606
Note: Peak Reductions due to behind-the-meter storage. Wholesale market storage is assumed to be dispatched as generation.

## I-13a
Table I-13a: Non-EV Electrification Annual Energy Usage
Reflects Cumulative Future Impacts
Total Annual Energy Usage by Zone - GWh
Year | A | B | C | D | E | F | G | H | I | J | K | NYCA
2021 | 16 | 8 | 17 | 1 | 8 | 15 | 8 | 3 | 6 | 58 | 22 | 162
2022 | 34 | 19 | 34 | 3 | 16 | 31 | 17 | 8 | 16 | 142 | 46 | 366
2023 | 56 | 32 | 58 | 5 | 27 | 51 | 30 | 13 | 29 | 256 | 75 | 632
2024 | 83 | 48 | 85 | 8 | 40 | 75 | 50 | 21 | 50 | 450 | 107 | 1017
2025 | 114 | 65 | 117 | 10 | 54 | 102 | 72 | 31 | 74 | 669 | 143 | 1451
2026 | 169 | 95 | 170 | 15 | 80 | 153 | 111 | 42 | 98 | 885 | 207 | 2025
2027 | 251 | 138 | 249 | 22 | 118 | 229 | 165 | 56 | 125 | 1124 | 306 | 2783
2028 | 362 | 193 | 354 | 31 | 170 | 332 | 244 | 73 | 152 | 1368 | 445 | 3724
2029 | 472 | 246 | 457 | 41 | 221 | 435 | 321 | 90 | 183 | 1645 | 585 | 4696
2030 | 580 | 299 | 557 | 49 | 271 | 537 | 400 | 107 | 212 | 1907 | 727 | 5646
2031 | 690 | 365 | 667 | 59 | 322 | 636 | 469 | 127 | 246 | 2211 | 869 | 6661
2032 | 806 | 436 | 785 | 70 | 378 | 741 | 554 | 152 | 297 | 2667 | 1013 | 7899
2033 | 921 | 510 | 902 | 80 | 432 | 845 | 631 | 178 | 349 | 3134 | 1179 | 9161
2034 | 1031 | 581 | 1014 | 90 | 484 | 944 | 705 | 203 | 402 | 3611 | 1342 | 10407
2035 | 1147 | 659 | 1134 | 100 | 540 | 1048 | 785 | 229 | 454 | 4077 | 1524 | 11697
2036 | 1270 | 743 | 1260 | 112 | 598 | 1158 | 871 | 259 | 520 | 4675 | 1725 | 13191
2037 | 1399 | 833 | 1394 | 123 | 659 | 1273 | 958 | 291 | 590 | 5307 | 1943 | 14770
2038 | 1533 | 929 | 1534 | 136 | 723 | 1393 | 1050 | 325 | 663 | 5964 | 2185 | 16435
2039 | 1675 | 1032 | 1682 | 149 | 791 | 1519 | 1149 | 360 | 740 | 6657 | 2422 | 18176
2040 | 1818 | 1136 | 1833 | 162 | 860 | 1646 | 1249 | 397 | 819 | 7363 | 2700 | 19983
2041 | 1984 | 1258 | 2008 | 177 | 939 | 1793 | 1363 | 439 | 909 | 8172 | 3003 | 22045
2042 | 2162 | 1391 | 2197 | 194 | 1024 | 1952 | 1488 | 483 | 1002 | 9006 | 3339 | 24238
2043 | 2350 | 1533 | 2397 | 211 | 1114 | 2117 | 1620 | 530 | 1096 | 9850 | 3704 | 26522
2044 | 2542 | 1678 | 2603 | 229 | 1207 | 2286 | 1755 | 577 | 1189 | 10687 | 4084 | 28837
2045 | 2746 | 1837 | 2823 | 249 | 1305 | 2465 | 1896 | 627 | 1283 | 11538 | 4521 | 31290
2046 | 2958 | 1998 | 3052 | 269 | 1407 | 2652 | 2050 | 679 | 1381 | 12412 | 4982 | 33840
2047 | 3177 | 2171 | 3289 | 290 | 1513 | 2843 | 2202 | 732 | 1479 | 13293 | 5478 | 36467
2048 | 3399 | 2348 | 3533 | 311 | 1621 | 3037 | 2359 | 786 | 1576 | 14171 | 5985 | 39126
2049 | 3628 | 2532 | 3783 | 333 | 1731 | 3236 | 2522 | 842 | 1674 | 15050 | 6523 | 41854
2050 | 3852 | 2716 | 4030 | 354 | 1840 | 3430 | 2683 | 896 | 1769 | 15902 | 7074 | 44546
2051 | 4068 | 2898 | 4270 | 375 | 1945 | 3617 | 2838 | 949 | 1859 | 16715 | 7640 | 47174
Note: Reflects end-use electrification of space heating, water heating, cooking, and other end-uses.

## I-13b
Table I-13b: Non-EV Electrification Summer Coincident Peak Demand
Reflects Cumulative Future Impacts
Total Increase in Summer Coincident Peak Demand by Zone - MW
Year | A | B | C | D | E | F | G | H | I | J | K | NYCA
2021 | 0 | 0 | 1 | 0 | 0 | 0 | 0 | 0 | 0 | 2 | 1 | 4
2022 | 1 | 1 | 1 | 0 | 1 | 1 | 1 | 0 | 0 | 4 | 1 | 11
2023 | 2 | 1 | 2 | 0 | 1 | 2 | 2 | 0 | 1 | 6 | 3 | 20
2024 | 3 | 1 | 3 | 0 | 1 | 2 | 2 | 1 | 1 | 10 | 4 | 28
2025 | 4 | 3 | 4 | 0 | 2 | 4 | 2 | 1 | 1 | 13 | 6 | 40
2026 | 5 | 4 | 5 | 0 | 2 | 4 | 4 | 1 | 2 | 18 | 7 | 52
2027 | 6 | 4 | 7 | 1 | 3 | 6 | 4 | 1 | 3 | 23 | 8 | 66
2028 | 8 | 5 | 8 | 1 | 4 | 7 | 6 | 2 | 3 | 27 | 11 | 82
2029 | 9 | 6 | 10 | 1 | 4 | 8 | 6 | 2 | 4 | 33 | 13 | 96
2030 | 11 | 7 | 11 | 1 | 5 | 10 | 7 | 2 | 4 | 40 | 16 | 114
2031 | 13 | 8 | 13 | 1 | 6 | 11 | 8 | 3 | 5 | 47 | 18 | 133
2032 | 15 | 9 | 15 | 1 | 7 | 13 | 9 | 3 | 6 | 55 | 21 | 154
2033 | 17 | 12 | 18 | 2 | 8 | 15 | 11 | 4 | 7 | 63 | 25 | 182
2034 | 20 | 13 | 21 | 2 | 9 | 18 | 13 | 4 | 8 | 75 | 30 | 213
2035 | 23 | 14 | 24 | 2 | 11 | 20 | 14 | 5 | 10 | 85 | 34 | 242
2036 | 26 | 17 | 27 | 2 | 12 | 23 | 17 | 6 | 11 | 96 | 40 | 277
2037 | 28 | 18 | 30 | 3 | 14 | 25 | 19 | 6 | 12 | 108 | 45 | 308
2038 | 31 | 21 | 33 | 3 | 15 | 28 | 21 | 7 | 13 | 120 | 51 | 343
2039 | 35 | 23 | 36 | 3 | 16 | 31 | 22 | 8 | 15 | 133 | 57 | 379
2040 | 38 | 24 | 39 | 3 | 18 | 33 | 25 | 8 | 16 | 145 | 63 | 412
2041 | 41 | 27 | 43 | 4 | 20 | 37 | 28 | 9 | 18 | 160 | 70 | 457
2042 | 45 | 29 | 47 | 4 | 21 | 40 | 31 | 10 | 19 | 174 | 77 | 497
2043 | 47 | 31 | 49 | 4 | 23 | 42 | 32 | 11 | 21 | 187 | 83 | 530
2044 | 50 | 33 | 52 | 5 | 24 | 45 | 35 | 11 | 22 | 199 | 89 | 565
2045 | 53 | 36 | 55 | 5 | 25 | 47 | 36 | 12 | 23 | 211 | 95 | 598
2046 | 55 | 37 | 58 | 5 | 26 | 49 | 37 | 13 | 25 | 221 | 101 | 627
2047 | 58 | 37 | 61 | 5 | 28 | 51 | 39 | 13 | 26 | 232 | 107 | 657
2048 | 60 | 40 | 63 | 6 | 29 | 53 | 41 | 14 | 27 | 241 | 111 | 685
2049 | 62 | 41 | 64 | 6 | 29 | 55 | 43 | 14 | 28 | 251 | 117 | 710
2050 | 63 | 42 | 66 | 6 | 30 | 56 | 44 | 15 | 29 | 260 | 121 | 732
2051 | 64 | 41 | 67 | 6 | 31 | 57 | 43 | 15 | 30 | 268 | 125 | 747
Note: Reflects end-use electrification of space conditioning, water heating, cooking, and other end-uses.

## I-13c
Table I-13c: Non-EV Electrification Winter Coincident Peak Demand
Reflects Cumulative Future Impacts
Total Increase in Winter Coincident Peak Demand by Zone - MW
Year | A | B | C | D | E | F | G | H | I | J | K | NYCA
2021-22 | 7 | 3 | 7 | 1 | 3 | 6 | 2 | 2 | 7 | 59 | 31 | 128
2022-23 | 15 | 6 | 15 | 1 | 7 | 13 | 7 | 5 | 16 | 146 | 52 | 283
2023-24 | 24 | 12 | 25 | 2 | 11 | 22 | 13 | 8 | 25 | 223 | 75 | 440
2024-25 | 35 | 17 | 37 | 3 | 17 | 32 | 20 | 12 | 35 | 315 | 103 | 626
2025-26 | 48 | 24 | 50 | 4 | 23 | 43 | 30 | 16 | 47 | 418 | 138 | 841
2026-27 | 68 | 35 | 71 | 6 | 33 | 61 | 48 | 22 | 58 | 522 | 182 | 1106
2027-28 | 97 | 51 | 101 | 9 | 46 | 86 | 72 | 31 | 86 | 772 | 230 | 1581
2028-29 | 129 | 70 | 135 | 12 | 62 | 115 | 105 | 42 | 113 | 1020 | 287 | 2090
2029-30 | 167 | 90 | 174 | 15 | 80 | 148 | 139 | 52 | 141 | 1266 | 350 | 2622
2030-31 | 202 | 109 | 210 | 19 | 96 | 180 | 173 | 63 | 168 | 1508 | 423 | 3151
2031-32 | 248 | 136 | 260 | 23 | 119 | 221 | 210 | 75 | 194 | 1747 | 505 | 3738
2032-33 | 298 | 164 | 312 | 27 | 142 | 265 | 247 | 91 | 236 | 2119 | 597 | 4498
2033-34 | 347 | 196 | 364 | 32 | 166 | 309 | 283 | 106 | 277 | 2490 | 703 | 5273
2034-35 | 394 | 225 | 413 | 36 | 188 | 351 | 318 | 121 | 318 | 2858 | 823 | 6045
2035-36 | 446 | 258 | 467 | 41 | 213 | 396 | 356 | 137 | 358 | 3216 | 940 | 6828
2036-37 | 502 | 295 | 527 | 46 | 240 | 447 | 394 | 153 | 397 | 3565 | 1067 | 7633
2037-38 | 563 | 335 | 591 | 52 | 269 | 500 | 439 | 172 | 446 | 4008 | 1201 | 8576
2038-39 | 626 | 376 | 658 | 58 | 300 | 557 | 484 | 191 | 493 | 4432 | 1347 | 9522
2039-40 | 696 | 424 | 731 | 64 | 333 | 618 | 532 | 210 | 538 | 4840 | 1483 | 10469
2040-41 | 769 | 472 | 808 | 71 | 368 | 683 | 585 | 229 | 581 | 5226 | 1627 | 11419
2041-42 | 827 | 518 | 867 | 76 | 396 | 736 | 631 | 246 | 626 | 5626 | 1777 | 12326
2042-43 | 896 | 569 | 940 | 82 | 431 | 801 | 687 | 264 | 671 | 6010 | 1923 | 13274
2043-44 | 972 | 627 | 1020 | 89 | 470 | 872 | 746 | 283 | 712 | 6363 | 2066 | 14220
2044-45 | 1054 | 689 | 1107 | 97 | 512 | 949 | 807 | 302 | 749 | 6677 | 2200 | 15143
2045-46 | 1144 | 754 | 1203 | 105 | 558 | 1034 | 874 | 322 | 783 | 6968 | 2341 | 16086
2046-47 | 1240 | 832 | 1304 | 113 | 607 | 1123 | 948 | 341 | 815 | 7236 | 2474 | 17033
2047-48 | 1341 | 911 | 1410 | 123 | 658 | 1217 | 1023 | 361 | 843 | 7473 | 2610 | 17970
2048-49 | 1445 | 992 | 1519 | 132 | 710 | 1314 | 1096 | 380 | 868 | 7681 | 2736 | 18873
2049-50 | 1554 | 1077 | 1633 | 142 | 765 | 1414 | 1176 | 398 | 890 | 7856 | 2858 | 19763
2050-51 | 1661 | 1165 | 1745 | 151 | 818 | 1514 | 1257 | 416 | 906 | 7985 | 2972 | 20590
2051-52 | 1767 | 1248 | 1854 | 161 | 871 | 1613 | 1337 | 432 | 917 | 8066 | 3078 | 21344
Note: Reflects end-use electrification of space heating, water heating, cooking, and other end-uses.

## I-13d
Table I-13d: Electrification Impacts by Scenario
Reflects Cumulative Impacts
NYCA Annual Energy Usage - GWh
Year | Low Load Scenario |  |  | Baseline Forecast |  |  | High Load Scenario |  |  | CLCPA Case
| EV | Non-EV | Total | EV | Non-EV | Total | EV | Non-EV | Total | EV | Non-EV | Total
2021 | 359 | 149 | 508 | 371 | 162 | 533 | 394 | 580 | 974 | 612 | 5022 | 5634
2022 | 579 | 341 | 920 | 629 | 366 | 995 | 698 | 1279 | 1977 | 878 | 6088 | 6966
2023 | 827 | 586 | 1413 | 937 | 632 | 1569 | 1069 | 2069 | 3138 | 1176 | 7094 | 8270
2024 | 1119 | 939 | 2058 | 1311 | 1017 | 2328 | 1528 | 2960 | 4488 | 1543 | 8096 | 9639
2025 | 1494 | 1344 | 2838 | 1783 | 1451 | 3234 | 2108 | 3953 | 6061 | 1922 | 10402 | 12324
2026 | 1868 | 1876 | 3744 | 2298 | 2025 | 4323 | 2760 | 5045 | 7805 | 2430 | 12731 | 15161
2027 | 2312 | 2576 | 4888 | 2906 | 2783 | 5689 | 3532 | 6230 | 9762 | 3111 | 15131 | 18242
2028 | 2813 | 3448 | 6261 | 3582 | 3724 | 7306 | 4384 | 7516 | 11900 | 3878 | 17587 | 21465
2029 | 3362 | 4345 | 7707 | 4321 | 4696 | 9017 | 5315 | 8902 | 14217 | 4674 | 20076 | 24750
2030 | 3951 | 5224 | 9175 | 5129 | 5646 | 10775 | 6340 | 10494 | 16834 | 5488 | 22633 | 28121
2031 | 4605 | 6148 | 10753 | 6007 | 6661 | 12668 | 7439 | 11778 | 19217 | 6373 | 25237 | 31610
2032 | 5290 | 7162 | 12452 | 6940 | 7899 | 14839 | 8619 | 13633 | 22252 | 7313 | 27840 | 35153
2033 | 6026 | 8205 | 14231 | 7945 | 9161 | 17106 | 9890 | 15997 | 25887 | 8230 | 30469 | 38699
2034 | 6897 | 9271 | 16168 | 9157 | 10407 | 19564 | 11418 | 18502 | 29920 | 9249 | 33149 | 42398
2035 | 7641 | 10375 | 18016 | 10169 | 11697 | 21866 | 12723 | 20958 | 33681 | 10322 | 48675 | 58997
2036 | 8514 | 11556 | 20070 | 11422 | 13191 | 24613 | 14303 | 23501 | 37804 | 11415 | 51432 | 62847
2037 | 9369 | 12788 | 22157 | 12576 | 14770 | 27346 | 15743 | 26041 | 41784 | 12577 | 54217 | 66794
2038 | 10246 | 14063 | 24309 | 13744 | 16435 | 30179 | 17188 | 28674 | 45862 | 13795 | 57037 | 70832
2039 | 11139 | 15383 | 26522 | 14932 | 18176 | 33108 | 18659 | 31258 | 49917 | 15048 | 59872 | 74920
2040 | 12161 | 16747 | 28908 | 16222 | 19983 | 36205 | 20166 | 33940 | 54106 | 16361 | 75594 | 91955
2041 | 12984 | 18195 | 31179 | 17284 | 22045 | 39329 | 21517 | 36604 | 58121 | 17442 | 78463 | 95905
2042 | 13903 | 19689 | 33592 | 18446 | 24238 | 42684 | 22909 | 39288 | 62197 | 18695 | 81335 | 100030
2043 | 14827 | 21230 | 36057 | 19593 | 26522 | 46115 | 24266 | 41814 | 66080 | 19991 | 84210 | 104201
2044 | 15742 | 22804 | 38546 | 20705 | 28837 | 49542 | 25559 | 44251 | 69810 | 21325 | 87092 | 108417
2045 | 16709 | 24432 | 41141 | 21788 | 31290 | 53078 | 26777 | 46548 | 73325 | 22703 | 89978 | 112681
2046 | 17577 | 26105 | 43682 | 22803 | 33840 | 56643 | 27920 | 48886 | 76806 | 24122 | 91574 | 115696
2047 | 18453 | 27817 | 46270 | 23779 | 36467 | 60246 | 28978 | 51253 | 80231 | 25580 | 93174 | 118754
2048 | 19303 | 29563 | 48866 | 24692 | 39126 | 63818 | 29936 | 53738 | 83674 | 27083 | 94761 | 121844
2049 | 20125 | 31354 | 51479 | 25531 | 41854 | 67385 | 30771 | 56148 | 86919 | 28624 | 96344 | 124968
2050 | 20901 | 33165 | 54066 | 26273 | 44546 | 70819 | 31460 | 58429 | 89889 | 30253 | 97917 | 128170
2051 | 21634 | 35001 | 56635 | 26907 | 47174 | 74081 | 31998 | 60494 | 92492 | ---- | ---- | ----
Note: Electric Vehicle annual energy usage from Tables I-1b, I-11b, I-16a, I-17a, and I-18a. Includes passenger vehicles, trucks and buses.
Note: Non-EV electrification annual energy usage from Tables I-1b, I-13a, I-16a, I-17a, and I-18a.
Includes electrification of space heating, water heating, cooking, and other end uses.
Note: The 2019 NYISO Climate Change Impact Study Phase I forecast ends in 2050. The CLCPA case Non-EV electrification forecast counts cumulative impacts
beginning in 2019. The other Non-EV electrification forecasts shown in this table count cumulative future impacts beginning in 2021.

## I-14
Table I-14: Projection of SCR and EDRP Enrollment
Special Case Resources - MW |  |  |  | Emergency Demand Response Program - MW
| Zone | Summer | Winter |  | Zone | Summer | Winter
| A | 219 | 68 |  | A | 0 | 0
| B | 33 | 8 |  | B | 0 | 0
| C | 94 | 53 |  | C | 3 | 1
| D | 128 | 64 |  | D | 0 | 0
| E | 38 | 15 |  | E | 0 | 0
| F | 111 | 53 |  | F | 0 | 0
| G | 59 | 18 |  | G | 0 | 0
| H | 11 | 3 |  | H | 0 | 0
| I | 31 | 15 |  | I | 0 | 0
| J | 428 | 320 |  | J | 1 | 0
| K | 43 | 13 |  | K | 0 | 0
| NYCA | 1195 | 630 |  | NYCA | 4 | 1
Note: SCR and EDRP values are based on the projected enrollment for Summer 2021 and Winter 2021-22.
Projected SCR enrollment is assumed to remain constant through the 2031-32 Capability Year in Table V-2.

## I-15
Table I-15: Historical NYCA System Peak Demand
New York Control Area System Coincident Peaks
Summer Coincident Peak Dates & Times |  |  |  | Winter Coincident Peak Dates & Times
May 1 through October 31 |  |  |  | November 1 through following April 30
Year | Date | Hour Beginning | Summer Peak MW | Year | Date | Hour Beginning | Winter Peak MW
1997 | 1997-07-15 | 14 | 28699 | 1997 - 98 | 1997-12-10 | 17 | 22445
1998 | 1998-07-22 | 16 | 28161 | 1998 - 99 | 1999-01-14 | 17 | 23878
1999 | 1999-07-06 | 13 | 30311 | 1999 - 00 | 2000-01-18 | 17 | 24041
2000 | 2000-06-26 | 16 | 28138 | 2000 - 01 | 2000-12-13 | 17 | 23774
2001 | 2001-08-09 | 14 | 30982 | 2001 - 02 | 2002-04-18 | 16 | 23713
2002 | 2002-07-29 | 16 | 30664 | 2002 - 03 | 2003-01-23 | 18 | 24454
2003 | 2003-06-26 | 16 | 30333 | 2003 - 04 | 2004-01-15 | 18 | 25262
2004 | 2004-06-09 | 16 | 28433 | 2004 - 05 | 2004-12-20 | 17 | 25541
2005 | 2005-07-26 | 16 | 32075 | 2005 - 06 | 2005-12-14 | 18 | 25060
2006 | 2006-08-02 | 13 | 33939 | 2006 - 07 | 2007-02-05 | 17 | 25056.7
2007 | 2007-08-08 | 16 | 32169.1 | 2007 - 08 | 2008-01-03 | 18 | 25021.1
2008 | 2008-06-09 | 16 | 32432 | 2008 - 09 | 2008-12-22 | 17 | 24673
2009 | 2009-08-17 | 15 | 30844 | 2009 - 10 | 2009-12-17 | 17 | 24074
2010 | 2010-07-06 | 16 | 33452 | 2010 - 11 | 2010-12-14 | 17 | 24654
2011 | 2011-07-22 | 15 | 33865 | 2011 - 12 | 2012-01-03 | 17 | 23901
2012 | 2012-07-17 | 16 | 32439 | 2012 - 13 | 2013-01-24 | 18 | 24658
2013 | 2013-07-19 | 16 | 33956 | 2013 - 14 | 2014-01-07 | 18 | 25738
2014 | 2014-09-02 | 15 | 29782 | 2014 - 15 | 2015-01-07 | 18 | 24648
2015 | 2015-07-29 | 16 | 31138 | 2015 - 16 | 2016-01-19 | 18 | 23317
2016 | 2016-08-11 | 16 | 32076 | 2016 - 17 | 2016-12-15 | 17 | 24164
2017 | 2017-07-19 | 17 | 29699 | 2017 - 18 | 2018-01-05 | 17 | 25081
2018 | 2018-08-29 | 16 | 31861 | 2018 - 19 | 2019-01-21 | 18 | 24728
2019 | 2019-07-20 | 16 | 30397 | 2019 - 20 | 2019-12-19 | 17 | 23253
2020 | 2020-07-27 | 17 | 30660 | 2020 - 21 | 2020-12-16 | 17 | 22542
Note: Record peaks are highlighted.
Note: Peak hours are reported as hour beginning (e.g., if the peak occurs during the 4 to 5 PM hour, the hour beginning value is 16).

## I-16
Table I-16a: Summary of NYCA Low Load Scenario Annual Energy Forecasts - GWh | [9 empty] | Table I-16b: Summary of NYCA Low Load Scenario Summer Coincident Peak Demand Forecasts - MW | [9 empty] | Table I-16c: Summary of NYCA Low Load Scenario Winter Coincident Peak Demand Forecasts - MW
Year | (a) | (b) | (c) | (d) | (e) | (f) | (g) | (h) | (i) | Year | (a) | (b) | (c) | (d) | (e) | (f) | (g) | (h) | (i) | Year | (a) | (b) | (c) | (d) | (e) | (f) | (g) | (h) | (i)
|  | (-) | = a - b | (-) | (-) | (+) | (+) | (+) | = c-d-e+f+g+h |  |  | (-) | = a - b | (-) | (-) | (-) | (+) | (+) | = c-d-e-f+g+h |  |  | (-) | = a - b | (-) | (-) | (-) | (+) | (+) | = c-d-e-f+g+h
| Econometric Energy | EE and C&S | End-Use Energy | Solar PV, BTM | Non-Solar DG, BTM | Storage Net Energy Consumption | EV Energy | Non-EV Electrification | Low Load Scenario Annual Energy Forecast |  | Econometric Peak Demand | EE and C&S | End-Use Peak Demand | Solar PV, BTM | Non-Solar DG, BTM | BTM Storage Peak Reductions | EV Peak Demand | Non-EV Electrification | Low Load Scenario Summer Peak Forecast |  | Econometric Peak Demand | EE and C&S | End-Use Peak Demand | Solar PV, BTM | Non-Solar DG, BTM | BTM Storage Peak Reductions | EV Peak Demand | Non-EV Electrification | Low Load Scenario Winter Peak Forecast
2021 | 156960 | 2521 | 154439 | 3578 | 1267 | 68 | 359 | 149 | 150170 | 2021 | 33314 | 426 | 32888 | 656 | 223 | 52 | 51 | 4 | 32012 | 2021-22 | 24358 | 366 | 23992 | 0 | 223 | 41 | 70 | 114 | 23912
2022 | 158620 | 5237 | 153383 | 4462 | 1396 | 155 | 579 | 341 | 148600 | 2022 | 33609 | 884 | 32725 | 762 | 248 | 72 | 57 | 11 | 31711 | 2022-23 | 24530 | 763 | 23767 | 0 | 248 | 55 | 96 | 250 | 23810
2023 | 159794 | 8428 | 151366 | 5323 | 1501 | 235 | 827 | 586 | 146190 | 2023 | 33866 | 1426 | 32440 | 857 | 268 | 101 | 75 | 19 | 31308 | 2023-24 | 24763 | 1231 | 23532 | 0 | 268 | 80 | 136 | 392 | 23712
2024 | 161132 | 11916 | 149216 | 6215 | 1592 | 343 | 1119 | 939 | 143810 | 2024 | 34145 | 2022 | 32123 | 929 | 286 | 135 | 104 | 27 | 30904 | 2024-25 | 24941 | 1742 | 23199 | 0 | 286 | 107 | 192 | 558 | 23556
2025 | 162811 | 15775 | 147036 | 6759 | 1678 | 443 | 1494 | 1344 | 141880 | 2025 | 34538 | 2689 | 31849 | 975 | 300 | 165 | 145 | 38 | 30592 | 2025-26 | 25154 | 2305 | 22849 | 0 | 300 | 132 | 263 | 749 | 23429
2026 | 164460 | 19705 | 144755 | 7204 | 1745 | 560 | 1868 | 1876 | 140110 | 2026 | 34917 | 3362 | 31555 | 1003 | 314 | 200 | 191 | 47 | 30276 | 2026-27 | 25369 | 2877 | 22492 | 0 | 314 | 160 | 339 | 984 | 23341
2027 | 166145 | 23670 | 142475 | 7618 | 1809 | 684 | 2312 | 2576 | 138620 | 2027 | 35349 | 4042 | 31307 | 1007 | 327 | 246 | 240 | 60 | 30027 | 2027-28 | 25444 | 3459 | 21985 | 0 | 327 | 199 | 423 | 1409 | 23291
2028 | 167762 | 27578 | 140184 | 8005 | 1866 | 816 | 2813 | 3448 | 137390 | 2028 | 35788 | 4721 | 31067 | 1000 | 338 | 297 | 300 | 73 | 29805 | 2028-29 | 25503 | 4027 | 21476 | 0 | 338 | 241 | 515 | 1860 | 23272
2029 | 169335 | 31304 | 138031 | 8364 | 1922 | 948 | 3362 | 4345 | 136400 | 2029 | 36231 | 5358 | 30873 | 985 | 350 | 363 | 360 | 85 | 29620 | 2029-30 | 25558 | 4576 | 20982 | 0 | 350 | 289 | 612 | 2334 | 23289
2030 | 170854 | 34680 | 136174 | 8692 | 1975 | 1088 | 3951 | 5224 | 135770 | 2030 | 36609 | 5942 | 30667 | 961 | 359 | 432 | 428 | 102 | 29445 | 2030-31 | 25660 | 5065 | 20595 | 0 | 359 | 342 | 711 | 2805 | 23410
2031 | 171946 | 37431 | 134515 | 9000 | 2027 | 1229 | 4605 | 6148 | 135470 | 2031 | 36940 | 6422 | 30518 | 933 | 370 | 506 | 500 | 119 | 29328 | 2031-32 | 25712 | 5467 | 20245 | 0 | 370 | 403 | 816 | 3315 | 23603
2032 | 173116 | 40071 | 133045 | 9285 | 2076 | 1374 | 5290 | 7162 | 135510 | 2032 | 37243 | 6881 | 30362 | 896 | 378 | 582 | 569 | 134 | 29209 | 2032-33 | 25756 | 5855 | 19901 | 0 | 378 | 467 | 921 | 3889 | 23866
2033 | 174101 | 42512 | 131589 | 9552 | 2123 | 1525 | 6026 | 8205 | 135670 | 2033 | 37521 | 7305 | 30216 | 854 | 387 | 669 | 643 | 154 | 29103 | 2033-34 | 25790 | 6213 | 19577 | 0 | 387 | 539 | 1028 | 4479 | 24158
2034 | 174931 | 44713 | 130218 | 9806 | 2162 | 1672 | 6897 | 9271 | 136090 | 2034 | 37761 | 7685 | 30076 | 808 | 394 | 762 | 714 | 180 | 29006 | 2034-35 | 25808 | 6532 | 19276 | 0 | 394 | 611 | 1132 | 5097 | 24500
2035 | 175765 | 46686 | 129079 | 10043 | 2198 | 1816 | 7641 | 10375 | 136670 | 2035 | 37977 | 8030 | 29947 | 759 | 401 | 862 | 790 | 202 | 28917 | 2035-36 | 25814 | 6822 | 18992 | 0 | 401 | 689 | 1240 | 5723 | 24865
2036 | 176306 | 48431 | 127875 | 10238 | 2233 | 1966 | 8514 | 11556 | 137440 | 2036 | 38161 | 8331 | 29830 | 713 | 409 | 959 | 859 | 228 | 28836 | 2036-37 | 25865 | 7077 | 18788 | 0 | 409 | 767 | 1336 | 6292 | 25240
2037 | 176685 | 49956 | 126729 | 10405 | 2262 | 2111 | 9369 | 12788 | 138330 | 2037 | 38325 | 8595 | 29730 | 662 | 415 | 1075 | 932 | 249 | 28759 | 2037-38 | 25815 | 7302 | 18513 | 0 | 415 | 860 | 1437 | 6952 | 25627
2038 | 177015 | 51292 | 125723 | 10554 | 2288 | 2260 | 10246 | 14063 | 139450 | 2038 | 38469 | 8832 | 29637 | 617 | 419 | 1191 | 1004 | 273 | 28687 | 2038-39 | 25765 | 7500 | 18265 | 0 | 419 | 954 | 1539 | 7596 | 26027
2039 | 177286 | 52473 | 124813 | 10678 | 2314 | 2407 | 11139 | 15383 | 140750 | 2039 | 38605 | 9038 | 29567 | 569 | 425 | 1319 | 1073 | 297 | 28624 | 2039-40 | 25735 | 7671 | 18064 | 0 | 425 | 1050 | 1633 | 8231 | 26453
2040 | 177425 | 53529 | 123896 | 10799 | 2339 | 2554 | 12161 | 16747 | 142220 | 2040 | 38740 | 9221 | 29519 | 526 | 430 | 1452 | 1144 | 318 | 28573 | 2040-41 | 25664 | 7825 | 17839 | 0 | 430 | 1163 | 1729 | 8857 | 26832
2041 | 177628 | 54415 | 123213 | 10914 | 2362 | 2694 | 12984 | 18195 | 143810 | 2041 | 38852 | 9377 | 29475 | 474 | 435 | 1586 | 1206 | 346 | 28532 | 2041-42 | 25653 | 7956 | 17697 | 0 | 435 | 1268 | 1820 | 9365 | 27179
2042 | 177644 | 55145 | 122499 | 11021 | 2380 | 2820 | 13903 | 19689 | 145510 | 2042 | 38950 | 9508 | 29442 | 424 | 439 | 1719 | 1269 | 369 | 28498 | 2042-43 | 25562 | 8062 | 17500 | 0 | 439 | 1375 | 1910 | 9878 | 27474
2043 | 177449 | 55694 | 121755 | 11124 | 2395 | 2937 | 14827 | 21230 | 147230 | 2043 | 39015 | 9605 | 29410 | 374 | 442 | 1841 | 1328 | 387 | 28468 | 2043-44 | 25474 | 8144 | 17330 | 0 | 442 | 1474 | 1993 | 10378 | 27785
2044 | 177401 | 56413 | 120988 | 11221 | 2409 | 3046 | 15742 | 22804 | 148950 | 2044 | 39131 | 9730 | 29401 | 322 | 445 | 1979 | 1379 | 406 | 28440 | 2044-45 | 25399 | 8249 | 17150 | 0 | 445 | 1578 | 2073 | 10877 | 28077
2045 | 177243 | 57170 | 120073 | 11320 | 2421 | 3147 | 16709 | 24432 | 150620 | 2045 | 39263 | 9866 | 29397 | 279 | 447 | 2115 | 1434 | 423 | 28413 | 2045-46 | 25325 | 8358 | 16967 | 0 | 447 | 1689 | 2154 | 11367 | 28352
2046 | 177121 | 57847 | 119274 | 11416 | 2432 | 3222 | 17577 | 26105 | 152330 | 2046 | 39376 | 9985 | 29391 | 235 | 449 | 2241 | 1476 | 437 | 28379 | 2046-47 | 25249 | 8460 | 16789 | 0 | 449 | 1795 | 2219 | 11850 | 28614
2047 | 176905 | 58437 | 118468 | 11508 | 2439 | 3299 | 18453 | 27817 | 154090 | 2047 | 39482 | 10087 | 29395 | 202 | 451 | 2363 | 1515 | 450 | 28344 | 2047-48 | 25156 | 8544 | 16612 | 0 | 451 | 1890 | 2277 | 12326 | 28874
2048 | 176643 | 58945 | 117698 | 11603 | 2446 | 3365 | 19303 | 29563 | 155880 | 2048 | 39606 | 10178 | 29428 | 177 | 452 | 2502 | 1546 | 465 | 28308 | 2048-49 | 25092 | 8623 | 16469 | 0 | 452 | 2004 | 2329 | 12791 | 29133
2049 | 176277 | 59366 | 116911 | 11692 | 2450 | 3412 | 20125 | 31354 | 157660 | 2049 | 39706 | 10252 | 29454 | 158 | 453 | 2623 | 1573 | 477 | 28270 | 2049-50 | 24998 | 8681 | 16317 | 0 | 453 | 2097 | 2374 | 13249 | 29390
2050 | 175939 | 59792 | 116147 | 11783 | 2454 | 3464 | 20901 | 33165 | 159440 | 2050 | 39834 | 10329 | 29505 | 141 | 454 | 2745 | 1590 | 488 | 28243 | 2050-51 | 24945 | 8744 | 16201 | 0 | 454 | 2198 | 2407 | 13699 | 29655
2051 | 175624 | 60221 | 115403 | 11868 | 2458 | 3498 | 21634 | 35001 | 161210 | 2051 | 39968 | 10404 | 29564 | 129 | 455 | 2866 | 1603 | 498 | 28215 | 2051-52 | 24901 | 8807 | 16094 | 0 | 455 | 2295 | 2440 | 14141 | 29925
(a) - Econometric Energy Forecast - Reflects impacts of projected weather trends and economic growth | [9 empty] | (a) - Econometric Summer Peak Demand - Reflects impacts of projected weather trends and economic growth | [9 empty] | (a) - Econometric Winter Peak Demand - Reflects impacts of projected weather trends and economic growth
(b) - Table I-8a-L: Energy Efficiency and Codes & Standards Energy Impacts, Relative to 2020 | [9 empty] | (b) - Table I-8b-L: Energy Efficiency and Codes & Standards Summer Coincident Peak Demand Reductions, Relative to 2020 | [9 empty] | (b) - Table I-8c-L: Energy Efficiency and Codes & Standards Winter Coincident Peak Demand Reductions, Relative to 2020-21
(c) - End-Use Energy Consumption - Reflects projected end use energy consumption | [9 empty] | (c) - End-Use Summer Peak Demand - Reflects projected end use summer coincident peak demand | [9 empty] | (c) - End-Use Winter Peak Demand - Reflects projected end use winter coincident peak demand
(d) - Table I-9b-L: Solar PV Impacts, Behind-the-Meter - Total Reductions in Annual Energy | [9 empty] | (d) - Table I-9c-L: Solar PV Impacts, Behind-the-Meter, Total Reductions in Summer Coincident Peak Demand | [9 empty] | (d) - The forecast of solar PV-related reductions to the winter peak is zero because the system typically peaks after sunset
(e) - Table I-10b-L: Non-Solar Distributed Generation Impacts, Behind-the-Meter - Total Reductions in Annual Energy | [9 empty] | (e) - Table I-10c-L: Non-Solar Distributed Generation Impacts, Behind-the-Meter, Total Reductions in Coincident Peak Demand | [9 empty] | (e) - Table I-10c-L: Non-Solar Distributed Generation Impacts, Behind-the-Meter, Total Reductions in Coincident Peak Demand
(f) - Table I-12b-L: Storage Annual Net Energy Consumption, both wholesale and behind-the-meter (pumped storage is not included - see Table III-2 for current resources) | [9 empty] | (f) - Table I-12c-L: Storage Impacts, Behind-the-Meter, Reductions in Summer Coincident Peak Demand (pumped storage is not included - see Table III-2 for current resources) | [9 empty] | (f) - Table I-12d-L: Storage Impacts, Behind-the-Meter, Reductions in Winter Coincident Peak Demand (pumped storage is not included - see Table III-2 for current resources)
(g) - Table I-11b-L: Electric Vehicle Energy Usage | [9 empty] | (g) - Table I-11c-L: Electric Vehicle Summer Coincident Peak Demand | [9 empty] | (g) - Table I-11d-L: Electric Vehicle Winter Coincident Peak Demand
(h) - Table I-13a-L: Non-EV Electrification Energy Usage - future end-use electrification including heat pumps, water heating, cooking, and other end-uses | [9 empty] | (h) - Table I-13b-L: Non-EV Electrification Summer Coincident Peak Demand - future end-use electrification including heat pumps, water heating, cooking, and other end-uses | [9 empty] | (h) - Table I-13c-L: Non-EV Electrification Winter Coincident Peak Demand - future end-use electrification including heat pumps, water heating, cooking, and other end-uses
(i) - Table I-2-L: Low Load Scenario Annual Energy Forecast | [9 empty] | (i) - Table I-3a-L: Low Load Scenario Summer Coincident Peak Demand Forecast | [9 empty] | (i) - Table I-3b-L: Low Load Scenario Winter Coincident Peak Demand Forecast

## I-17
Table I-17a: Summary of NYCA High Load Scenario Annual Energy Forecasts - GWh | [9 empty] | Table I-17b: Summary of NYCA High Load Scenario Summer Coincident Peak Demand Forecasts - MW | [9 empty] | Table I-17c: Summary of NYCA High Load Scenario Winter Coincident Peak Demand Forecasts - MW
Year | (a) | (b) | (c) | (d) | (e) | (f) | (g) | (h) | (i) | Year | (a) | (b) | (c) | (d) | (e) | (f) | (g) | (h) | (i) | Year | (a) | (b) | (c) | (d) | (e) | (f) | (g) | (h) | (i)
|  | (-) | = a - b | (-) | (-) | (+) | (+) | (+) | = c-d-e+f+g+h |  |  | (-) | = a - b | (-) | (-) | (-) | (+) | (+) | = c-d-e-f+g+h |  |  | (-) | = a - b | (-) | (-) | (-) | (+) | (+) | = c-d-e-f+g+h
| Econometric Energy | EE and C&S | End-Use Energy | Solar PV, BTM | Non-Solar DG, BTM | Storage Net Energy Consumption | EV Energy | Non-EV Electrification | High Load Scenario Annual Energy Forecast |  | Econometric Peak Demand | EE and C&S | End-Use Peak Demand | Solar PV, BTM | Non-Solar DG, BTM | BTM Storage Peak Reductions | EV Peak Demand | Non-EV Electrification | High Load Scenario Summer Peak Forecast |  | Econometric Peak Demand | EE and C&S | End-Use Peak Demand | Solar PV, BTM | Non-Solar DG, BTM | BTM Storage Peak Reductions | EV Peak Demand | Non-EV Electrification | High Load Scenario Winter Peak Forecast
2021 | 158773 | 2389 | 156384 | 3511 | 1267 | 40 | 394 | 580 | 152620 | 2021 | 33741 | 406 | 33335 | 644 | 223 | 28 | 55 | 34 | 32529 | 2021-22 | 24553 | 351 | 24202 | 0 | 223 | 26 | 75 | 457 | 24485
2022 | 162004 | 4862 | 157142 | 4251 | 1396 | 58 | 698 | 1279 | 153530 | 2022 | 34236 | 822 | 33414 | 727 | 248 | 34 | 65 | 64 | 32534 | 2022-23 | 24887 | 710 | 24177 | 0 | 248 | 25 | 115 | 987 | 25006
2023 | 164828 | 7661 | 157167 | 5020 | 1501 | 86 | 1069 | 2069 | 153870 | 2023 | 34700 | 1295 | 33405 | 809 | 268 | 43 | 97 | 89 | 32471 | 2023-24 | 25291 | 1118 | 24173 | 0 | 268 | 33 | 181 | 1436 | 25489
2024 | 166970 | 10607 | 156363 | 5633 | 1592 | 124 | 1528 | 2960 | 153750 | 2024 | 35085 | 1797 | 33288 | 844 | 286 | 53 | 141 | 109 | 32355 | 2024-25 | 25552 | 1550 | 24002 | 0 | 286 | 43 | 269 | 1817 | 25759
2025 | 169077 | 13748 | 155329 | 6068 | 1678 | 166 | 2108 | 3953 | 153810 | 2025 | 35538 | 2341 | 33197 | 879 | 300 | 66 | 206 | 138 | 32296 | 2025-26 | 25807 | 2008 | 23799 | 0 | 300 | 52 | 377 | 2363 | 26187
2026 | 171134 | 16822 | 154312 | 6427 | 1745 | 215 | 2760 | 5045 | 154160 | 2026 | 35994 | 2869 | 33125 | 895 | 314 | 79 | 285 | 165 | 32287 | 2026-27 | 26041 | 2457 | 23584 | 0 | 314 | 65 | 509 | 2921 | 26635
2027 | 173176 | 19794 | 153382 | 6682 | 1809 | 267 | 3532 | 6230 | 154920 | 2027 | 36463 | 3378 | 33085 | 884 | 327 | 94 | 375 | 193 | 32348 | 2027-28 | 26210 | 2892 | 23318 | 0 | 327 | 78 | 660 | 3550 | 27123
2028 | 175219 | 22595 | 152624 | 6889 | 1866 | 321 | 4384 | 7516 | 156090 | 2028 | 36959 | 3865 | 33094 | 863 | 338 | 111 | 483 | 219 | 32484 | 2028-29 | 26309 | 3302 | 23007 | 0 | 338 | 91 | 826 | 4264 | 27668
2029 | 177225 | 25137 | 152088 | 7063 | 1922 | 380 | 5315 | 8902 | 157700 | 2029 | 37444 | 4301 | 33143 | 832 | 350 | 131 | 594 | 248 | 32672 | 2029-30 | 26416 | 3672 | 22744 | 0 | 350 | 103 | 1006 | 5036 | 28333
2030 | 178796 | 27294 | 151502 | 7191 | 1975 | 440 | 6340 | 10494 | 159610 | 2030 | 37901 | 4674 | 33227 | 796 | 359 | 153 | 720 | 277 | 32916 | 2030-31 | 26557 | 3987 | 22570 | 0 | 359 | 119 | 1199 | 5882 | 29173
2031 | 180702 | 29206 | 151496 | 7288 | 2027 | 492 | 7439 | 11778 | 161890 | 2031 | 38338 | 5009 | 33329 | 753 | 370 | 169 | 853 | 315 | 33205 | 2031-32 | 26665 | 4265 | 22400 | 0 | 370 | 136 | 1398 | 6881 | 30173
2032 | 182234 | 30980 | 151254 | 7357 | 2076 | 547 | 8619 | 13633 | 164620 | 2032 | 38767 | 5316 | 33451 | 710 | 378 | 188 | 993 | 366 | 33534 | 2032-33 | 26757 | 4527 | 22230 | 0 | 378 | 151 | 1610 | 8036 | 31347
2033 | 183518 | 32543 | 150975 | 7421 | 2123 | 602 | 9890 | 15997 | 167920 | 2033 | 39169 | 5587 | 33582 | 662 | 387 | 208 | 1141 | 419 | 33885 | 2033-34 | 26826 | 4756 | 22070 | 0 | 387 | 165 | 1830 | 9310 | 32658
2034 | 184610 | 33871 | 150739 | 7480 | 2162 | 653 | 11418 | 18502 | 171670 | 2034 | 39533 | 5818 | 33715 | 616 | 394 | 226 | 1293 | 484 | 34256 | 2034-35 | 26884 | 4948 | 21936 | 0 | 394 | 180 | 2047 | 10708 | 34117
2035 | 185905 | 34971 | 150934 | 7531 | 2198 | 704 | 12723 | 20958 | 175590 | 2035 | 39855 | 6009 | 33846 | 567 | 401 | 247 | 1450 | 552 | 34633 | 2035-36 | 26924 | 5108 | 21816 | 0 | 401 | 195 | 2282 | 12179 | 35681
2036 | 186721 | 35907 | 150814 | 7574 | 2233 | 759 | 14303 | 23501 | 179570 | 2036 | 40143 | 6170 | 33973 | 526 | 409 | 261 | 1606 | 622 | 35005 | 2036-37 | 26959 | 5246 | 21713 | 0 | 409 | 210 | 2506 | 13659 | 37259
2037 | 187573 | 36699 | 150874 | 7611 | 2262 | 805 | 15743 | 26041 | 183590 | 2037 | 40400 | 6310 | 34090 | 484 | 415 | 284 | 1763 | 692 | 35362 | 2037-38 | 26992 | 5366 | 21626 | 0 | 415 | 226 | 2726 | 15109 | 38820
2038 | 188259 | 37373 | 150886 | 7645 | 2288 | 855 | 17188 | 28674 | 187670 | 2038 | 40628 | 6428 | 34200 | 446 | 419 | 303 | 1914 | 760 | 35706 | 2038-39 | 26972 | 5463 | 21509 | 0 | 419 | 242 | 2942 | 16542 | 40332
2039 | 188940 | 37952 | 150988 | 7672 | 2314 | 901 | 18659 | 31258 | 191820 | 2039 | 40839 | 6532 | 34307 | 408 | 425 | 322 | 2066 | 825 | 36043 | 2039-40 | 26971 | 5548 | 21423 | 0 | 425 | 256 | 3156 | 17915 | 41813
2040 | 189450 | 38454 | 150996 | 7701 | 2339 | 948 | 20166 | 33940 | 196010 | 2040 | 41045 | 6616 | 34429 | 375 | 430 | 344 | 2206 | 890 | 36376 | 2040-41 | 26978 | 5619 | 21359 | 0 | 430 | 274 | 3345 | 19195 | 43195
2041 | 190033 | 38892 | 151141 | 7725 | 2362 | 995 | 21517 | 36604 | 200170 | 2041 | 41217 | 6695 | 34522 | 335 | 435 | 364 | 2355 | 949 | 36692 | 2041-42 | 26960 | 5685 | 21275 | 0 | 435 | 290 | 3556 | 20357 | 44463
2042 | 190371 | 39272 | 151099 | 7744 | 2380 | 1038 | 22909 | 39288 | 204210 | 2042 | 41385 | 6764 | 34621 | 298 | 439 | 382 | 2490 | 1002 | 36994 | 2042-43 | 26912 | 5742 | 21170 | 0 | 439 | 305 | 3754 | 21402 | 45582
2043 | 190708 | 39591 | 151117 | 7765 | 2395 | 1083 | 24266 | 41814 | 208120 | 2043 | 41524 | 6821 | 34703 | 260 | 442 | 398 | 2615 | 1052 | 37270 | 2043-44 | 26902 | 5788 | 21114 | 0 | 442 | 319 | 3938 | 22309 | 46600
2044 | 190956 | 39864 | 151092 | 7776 | 2409 | 1123 | 25559 | 44251 | 211840 | 2044 | 41673 | 6869 | 34804 | 224 | 445 | 422 | 2731 | 1088 | 37532 | 2044-45 | 26864 | 5828 | 21036 | 0 | 445 | 335 | 4109 | 23139 | 47504
2045 | 191261 | 40099 | 151162 | 7795 | 2421 | 1169 | 26777 | 46548 | 215440 | 2045 | 41803 | 6910 | 34893 | 191 | 447 | 441 | 2837 | 1121 | 37772 | 2045-46 | 26841 | 5862 | 20979 | 0 | 447 | 352 | 4265 | 23889 | 48334
2046 | 191477 | 40301 | 151176 | 7807 | 2432 | 1207 | 27920 | 48886 | 218950 | 2046 | 41930 | 6948 | 34982 | 162 | 449 | 461 | 2931 | 1147 | 37988 | 2046-47 | 26802 | 5893 | 20909 | 0 | 449 | 369 | 4408 | 24591 | 49090
2047 | 191695 | 40473 | 151222 | 7818 | 2439 | 1244 | 28978 | 51253 | 222440 | 2047 | 42038 | 6978 | 35060 | 138 | 451 | 480 | 3010 | 1170 | 38171 | 2047-48 | 26773 | 5916 | 20857 | 0 | 451 | 382 | 4526 | 25255 | 49805
2048 | 191751 | 40614 | 151137 | 7831 | 2446 | 1286 | 29936 | 53738 | 225820 | 2048 | 42131 | 7006 | 35125 | 121 | 452 | 502 | 3075 | 1189 | 38314 | 2048-49 | 26736 | 5940 | 20796 | 0 | 452 | 402 | 4631 | 25898 | 50471
2049 | 191785 | 40727 | 151058 | 7840 | 2450 | 1323 | 30771 | 56148 | 229010 | 2049 | 42221 | 7025 | 35196 | 107 | 453 | 522 | 3121 | 1205 | 38440 | 2049-50 | 26706 | 5954 | 20752 | 0 | 453 | 417 | 4715 | 26511 | 51108
2050 | 191801 | 40825 | 150976 | 7849 | 2454 | 1358 | 31460 | 58429 | 231920 | 2050 | 42319 | 7042 | 35277 | 95 | 454 | 543 | 3148 | 1221 | 38554 | 2050-51 | 26693 | 5968 | 20725 | 0 | 454 | 434 | 4770 | 27124 | 51731
2051 | 191984 | 40916 | 151068 | 7857 | 2458 | 1395 | 31998 | 60494 | 234640 | 2051 | 42436 | 7060 | 35376 | 86 | 455 | 564 | 3162 | 1237 | 38670 | 2051-52 | 26694 | 5983 | 20711 | 0 | 455 | 451 | 4813 | 27737 | 52355
(a) - Econometric Energy Forecast - Reflects impacts of projected weather trends and economic growth | [9 empty] | (a) - Econometric Summer Peak Demand - Reflects impacts of projected weather trends and economic growth | [9 empty] | (a) - Econometric Winter Peak Demand - Reflects impacts of projected weather trends and economic growth
(b) - Table I-8a-H: Energy Efficiency and Codes & Standards Energy Impacts, Relative to 2020 | [9 empty] | (b) - Table I-8b-H: Energy Efficiency and Codes & Standards Summer Coincident Peak Demand Reductions, Relative to 2020 | [9 empty] | (b) - Table I-8c-H: Energy Efficiency and Codes & Standards Winter Coincident Peak Demand Reductions, Relative to 2020-21
(c) - End-Use Energy Consumption - Reflects projected end use energy consumption | [9 empty] | (c) - End-Use Summer Peak Demand - Reflects projected end use summer coincident peak demand | [9 empty] | (c) - End-Use Winter Peak Demand - Reflects projected end use winter coincident peak demand
(d) - Table I-9b-H: Solar PV Impacts, Behind-the-Meter - Total Reductions in Annual Energy | [9 empty] | (d) - Table I-9c-H: Solar PV Impacts, Behind-the-Meter, Total Reductions in Summer Coincident Peak Demand | [9 empty] | (d) - The forecast of solar PV-related reductions to the winter peak is zero because the system typically peaks after sunset
(e) - Table I-10b-H: Non-Solar Distributed Generation Impacts, Behind-the-Meter - Total Reductions in Annual Energy | [9 empty] | (e) - Table I-10c-H: Non-Solar Distributed Generation Impacts, Behind-the-Meter, Total Reductions in Coincident Peak Demand | [9 empty] | (e) - Table I-10c-H: Non-Solar Distributed Generation Impacts, Behind-the-Meter, Total Reductions in Coincident Peak Demand
(f) - Table I-12b-H: Storage Annual Net Energy Consumption, both wholesale and behind-the-meter (pumped storage is not included - see Table III-2 for current resources) | [9 empty] | (f) - Table I-12c-H: Storage Impacts, Behind-the-Meter, Reductions in Summer Coincident Peak Demand (pumped storage is not included - see Table III-2 for current resources) | [9 empty] | (f) - Table I-12d-H: Storage Impacts, Behind-the-Meter, Reductions in Winter Coincident Peak Demand (pumped storage is not included - see Table III-2 for current resources)
(g) - Table I-11b-H: Electric Vehicle Energy Usage | [9 empty] | (g) - Table I-11c-H: Electric Vehicle Summer Coincident Peak Demand | [9 empty] | (g) - Table I-11d-H: Electric Vehicle Winter Coincident Peak Demand
(h) - Table I-13a-H: Non-EV Electrification Energy Usage - future end-use electrification including heat pumps, water heating, cooking, and other end-uses | [9 empty] | (h) - Table I-13b-H: Non-EV Electrification Summer Coincident Peak Demand - future end-use electrification including heat pumps, water heating, cooking, and other end-uses | [9 empty] | (h) - Table I-13c-H: Non-EV Electrification Winter Coincident Peak Demand - future end-use electrification including heat pumps, water heating, cooking, and other end-uses
(i) - Table I-2-H: High Load Scenario Annual Energy Forecast | [9 empty] | (i) - Table I-3a-H: High Load Scenario Summer Coincident Peak Demand Forecast | [9 empty] | (i) - Table I-3b-H: High Load Scenario Winter Coincident Peak Demand Forecast

## I-18
Table I-18a: Summary of NYCA CLCPA Case Annual Energy Forecasts - GWh | [8 empty] | Table I-18b: Summary of NYCA CLCPA Case Summer Coincident Peak Demand Forecasts - MW | [8 empty] | Table I-18c: Summary of NYCA CLCPA Case Winter Coincident Peak Demand Forecasts - MW
From NYISO Climate Change Impact Study Phase I* | [8 empty] | From NYISO Climate Change Impact Study Phase I* | [8 empty] | From NYISO Climate Change Impact Study Phase I*
Year | (a) | (b) | (c) | (d) | (e) | (f) | (g) | (h) | Year | (a) | (b) | (c) | (d) | (e) | (f) | (g) | (h) | Year | (a) | (b) | (c) | (d) | (e) | (f) | (g) | (h)
|  | (-) | (-) | (-) | (+) | (+) | (+) | =a-b-c-d+e+f+g |  |  | (-) | (-) | (-) | (-) | (+) | (+) | =a-b-c-d-e+f+g |  |  | (-) | (-) | (-) | (-) | (+) | (+) | =a-b-c-d-e+f+g
| Baseline SAE Model | New Energy Efficiency, Codes & Standards | Solar PV, BTM | Other Distributed Energy Resources | Storage | Electric Vehicles | Electrification | Final Forecast |  | Baseline SAE Model | New Energy Efficiency, Codes & Standards | Solar PV, BTM | Other Distributed Energy Resources | Storage | Electric Vehicles | Electrification | Final Forecast |  | Baseline SAE Model | New Energy Efficiency, Codes & Standards | Solar PV, BTM | Other Distributed Energy Resources | Storage | Electric Vehicles | Electrification | Final Forecast
2020 | 160724 | 7077 | 2647 | 0 | 15 | 420 | 3961 | 155396 | 2020 | 33345 | 1330 | 228 | 0 | 57 | 56 | 819 | 32604 | 2020-21 | 25185 | 2083 | 0 | 0 | 100 | 185 | 2016 | 25203
2021 | 160908 | 11271 | 3077 | 0 | 28 | 612 | 5022 | 152222 | 2021 | 33842 | 2124 | 718 | 0 | 107 | 131 | 1096 | 32121 | 2021-22 | 25420 | 2705 | 0 | 0 | 154 | 265 | 2449 | 25275
2022 | 162276 | 15148 | 3479 | 0 | 43 | 878 | 6088 | 150659 | 2022 | 34276 | 3442 | 336 | 0 | 154 | 265 | 1310 | 31919 | 2022-23 | 25673 | 3258 | 0 | 0 | 225 | 355 | 2862 | 25406
2023 | 163550 | 18776 | 3838 | 0 | 63 | 1176 | 7094 | 149269 | 2023 | 34109 | 3672 | 370 | 0 | 225 | 355 | 1521 | 31718 | 2023-24 | 25865 | 3796 | 0 | 0 | 285 | 464 | 3255 | 25503
2024 | 165107 | 22384 | 5590 | 0 | 80 | 1543 | 8096 | 146851 | 2024 | 34475 | 4439 | 539 | 0 | 285 | 464 | 1716 | 31392 | 2024-25 | 26037 | 4334 | 0 | 0 | 368 | 579 | 4208 | 26123
2025 | 165724 | 25861 | 7329 | 0 | 103 | 1922 | 10402 | 144961 | 2025 | 35137 | 5524 | 706 | 0 | 368 | 579 | 2207 | 31326 | 2025-26 | 26053 | 4674 | 0 | 0 | 432 | 733 | 5146 | 26826
2026 | 166671 | 28211 | 7491 | 0 | 121 | 2430 | 12731 | 146251 | 2026 | 35197 | 6533 | 149 | 0 | 301 | 847 | 2661 | 31720 | 2026-27 | 26298 | 5426 | 0 | 0 | 351 | 1084 | 6295 | 27900
2027 | 167623 | 30427 | 7648 | 0 | 141 | 3111 | 15131 | 147931 | 2027 | 35527 | 7031 | 152 | 0 | 351 | 1084 | 3147 | 32223 | 2027-28 | 26455 | 5732 | 0 | 0 | 400 | 1349 | 7306 | 28979
2028 | 169035 | 32519 | 7814 | 0 | 161 | 3878 | 17587 | 150328 | 2028 | 35875 | 7495 | 156 | 0 | 400 | 1349 | 3627 | 32800 | 2028-29 | 26532 | 6025 | 0 | 0 | 443 | 1628 | 8392 | 30084
2029 | 169606 | 34421 | 7977 | 0 | 178 | 4674 | 20076 | 152135 | 2029 | 36225 | 7962 | 159 | 0 | 443 | 1628 | 4142 | 33431 | 2029-30 | 26703 | 6371 | 0 | 0 | 498 | 1913 | 9472 | 31219
2030 | 170566 | 36710 | 8081 | 0 | 200 | 5488 | 22633 | 154096 | 2030 | 36565 | 8488 | 161 | 0 | 498 | 1913 | 4647 | 33978 | 2030-31 | 26865 | 6621 | 0 | 0 | 545 | 2220 | 10576 | 32495
2031 | 171475 | 38353 | 8182 | 0 | 219 | 6373 | 25237 | 156769 | 2031 | 36894 | 8872 | 163 | 0 | 545 | 2220 | 5157 | 34690 | 2031-32 | 26417 | 6350 | 0 | 0 | 596 | 2541 | 11623 | 33635
2032 | 172783 | 39973 | 8284 | 0 | 240 | 7313 | 27840 | 159918 | 2032 | 36369 | 8352 | 165 | 0 | 596 | 2541 | 5631 | 35427 | 2032-33 | 26614 | 6594 | 0 | 0 | 650 | 2867 | 12771 | 35008
2033 | 173242 | 41441 | 8360 | 0 | 261 | 8230 | 30469 | 162401 | 2033 | 36706 | 8727 | 167 | 0 | 650 | 2867 | 6155 | 36183 | 2033-34 | 26731 | 6807 | 0 | 0 | 697 | 3226 | 13944 | 36396
2034 | 174127 | 42888 | 8434 | 0 | 280 | 9249 | 33149 | 165483 | 2034 | 37045 | 9082 | 168 | 0 | 697 | 3226 | 6679 | 37003 | 2034-35 | 26781 | 7628 | 0 | 0 | 491 | 3650 | 20892 | 43204
2035 | 175029 | 44255 | 8508 | 0 | 296 | 10322 | 48675 | 181560 | 2035 | 37384 | 9421 | 170 | 0 | 737 | 3595 | 9761 | 40413 | 2035-36 | 26965 | 7831 | 0 | 0 | 517 | 4025 | 21993 | 44635
2036 | 176394 | 45628 | 8581 | 0 | 312 | 11415 | 51432 | 185343 | 2036 | 37725 | 9740 | 171 | 0 | 775 | 3964 | 10212 | 41215 | 2036-37 | 26960 | 7981 | 0 | 0 | 538 | 4448 | 23278 | 46167
2037 | 176834 | 46834 | 8656 | 0 | 324 | 12577 | 54217 | 188462 | 2037 | 38100 | 10081 | 172 | 0 | 807 | 4380 | 10756 | 42175 | 2037-38 | 27172 | 8181 | 0 | 0 | 551 | 4881 | 24526 | 47847
2038 | 177685 | 48038 | 8735 | 0 | 332 | 13795 | 57037 | 192075 | 2038 | 38433 | 10395 | 174 | 0 | 827 | 4808 | 11268 | 43112 | 2038-39 | 27285 | 8355 | 0 | 0 | 563 | 5322 | 25783 | 49471
2039 | 178514 | 49192 | 8810 | 0 | 339 | 15048 | 59872 | 195772 | 2039 | 38764 | 10702 | 176 | 0 | 844 | 5241 | 11776 | 44060 | 2039-40 | 27413 | 9497 | 0 | 0 | 0 | 5384 | 33400 | 56701
2040 | 179814 | 50636 | 8885 | 0 | 346 | 16361 | 75594 | 212594 | 2040 | 39102 | 11039 | 177 | 0 | 859 | 5686 | 14752 | 47465 | 2040-41 | 27445 | 9658 | 0 | 0 | 0 | 5757 | 34905 | 58449
2041 | 180181 | 51603 | 8960 | 0 | 353 | 17442 | 78463 | 215876 | 2041 | 39437 | 11331 | 179 | 0 | 879 | 6079 | 15331 | 48458 | 2041-42 | 27573 | 9824 | 0 | 0 | 0 | 6166 | 36241 | 60157
2042 | 180989 | 52587 | 9036 | 0 | 360 | 18695 | 81335 | 219755 | 2042 | 39771 | 11600 | 180 | 0 | 897 | 6511 | 15826 | 49432 | 2042-43 | 27565 | 9884 | 0 | 0 | 0 | 6594 | 37479 | 61753
2043 | 181801 | 53524 | 9112 | 0 | 367 | 19991 | 84210 | 223732 | 2043 | 40146 | 11865 | 181 | 0 | 914 | 6963 | 16286 | 50434 | 2043-44 | 27786 | 10051 | 0 | 0 | 0 | 7018 | 38725 | 63477
2044 | 183098 | 54502 | 9189 | 0 | 374 | 21325 | 87092 | 228198 | 2044 | 40496 | 12106 | 183 | 0 | 929 | 7411 | 16719 | 51408 | 2044-45 | 27887 | 10195 | 0 | 0 | 0 | 7498 | 40295 | 65484
2045 | 183506 | 55268 | 9266 | 0 | 381 | 22703 | 89978 | 232034 | 2045 | 40860 | 12369 | 184 | 0 | 949 | 7918 | 17297 | 52573 | 2045-46 | 27933 | 10311 | 0 | 0 | 0 | 7956 | 41080 | 66659
2046 | 184416 | 56050 | 9344 | 0 | 388 | 24122 | 91574 | 235106 | 2046 | 41252 | 12614 | 186 | 0 | 966 | 8402 | 17532 | 53418 | 2046-47 | 28078 | 10446 | 0 | 0 | 0 | 8443 | 41875 | 67950
2047 | 185318 | 56765 | 9423 | 0 | 395 | 25580 | 93174 | 238279 | 2047 | 41634 | 12843 | 167 | 0 | 984 | 8915 | 17768 | 54323 | 2047-48 | 28240 | 10568 | 0 | 0 | 0 | 8906 | 42436 | 69014
2048 | 186690 | 57517 | 9502 | 0 | 402 | 27083 | 94761 | 241917 | 2048 | 42032 | 13054 | 189 | 0 | 999 | 9405 | 17904 | 55100 | 2048-49 | 28344 | 10624 | 0 | 0 | 0 | 9446 | 43341 | 70507
2049 | 187125 | 58056 | 9581 | 0 | 409 | 28624 | 96344 | 244865 | 2049 | 42474 | 13297 | 191 | 0 | 1019 | 9975 | 18199 | 56141 | 2049-50 | 28476 | 10730 | 0 | 0 | 0 | 9979 | 44135 | 71859
2050 | 188043 | 58618 | 9662 | 0 | 416 | 30253 | 97917 | 248349 | 2050 | 42886 | 13509 | 193 | 0 | 1036 | 10537 | 18423 | 57109 | 2050-51 | 28609 | 10838 | 0 | 0 | 0 | 10541 | 44943 | 73256
Note: Shift changes in values for 2035 and 2040 reflect significant assumed changes in end use technologies necessary to work towards CLCPA policy targets. | [8 empty] | Note: Shift changes in values for 2035 and 2040 reflect significant assumed changes in end use technologies necessary to work towards CLCPA policy targets. | [8 empty] | Note: Shift changes in values for 2034-35 and 2039-40 reflect significant assumed changes in end use technologies necessary to work towards CLCPA policy targets.
Note: Winter peak storage reductions are zero starting in 2039-40 because the coincident peak hour has shifted later in the evening and outside of
*NYISO Climate Change Impact Study Phase I: |  |  | https://www.nyiso.com/documents/20142/10773574/NYISO-Climate-Impact-Study-Phase1-Report.pdf | [5 empty] | *NYISO Climate Change Impact Study Phase I: |  |  | https://www.nyiso.com/documents/20142/10773574/NYISO-Climate-Impact-Study-Phase1-Report.pdf | [5 empty] | the assumed storage schedule.
[18 empty] | *NYISO Climate Change Impact Study Phase I: |  |  | https://www.nyiso.com/documents/20142/10773574/NYISO-Climate-Impact-Study-Phase1-Report.pdf