## I-1a
Table I-1a: NYCA Baseline Energy and Demand Forecasts
Reflects Impacts of Energy Saving Programs & Behind-the-Meter Generation
2021 Long Term Forecast1 - 2021 to 2051
Energy - GWh |  |  |  | Summer Peak Demand - MW |  |  |  | Winter Peak Demand - MW
Year | Low3 | Baseline4 | High3 | Year | Low3 | Baseline4, 5 | High3 | Year | Low3 | Baseline4 | High3
2020 |  | 150310 |  | 2020 |  | 31723 |  | 2020-21 |  | 23890
2021 | 150170 | 150980 | 152620 | 2021 | 32012 | 32327 | 32529 | 2021-22 | 23912 | 24025 | 24485
2022 | 148600 | 150480 | 153530 | 2022 | 31711 | 32178 | 32534 | 2022-23 | 23810 | 24065 | 25006
2023 | 146190 | 148900 | 153870 | 2023 | 31308 | 31910 | 32471 | 2023-24 | 23712 | 24095 | 25489
2024 | 143810 | 147320 | 153750 | 2024 | 30904 | 31641 | 32355 | 2024-25 | 23556 | 24072 | 25759
2025 | 141880 | 146170 | 153810 | 2025 | 30592 | 31470 | 32296 | 2025-26 | 23429 | 24065 | 26187
2026 | 140110 | 145330 | 154160 | 2026 | 30276 | 31326 | 32287 | 2026-27 | 23341 | 24160 | 26635
2027 | 138620 | 144960 | 154920 | 2027 | 30027 | 31278 | 32348 | 2027-28 | 23291 | 24359 | 27123
2028 | 137390 | 145070 | 156090 | 2028 | 29805 | 31284 | 32484 | 2028-29 | 23272 | 24583 | 27668
2029 | 136400 | 145360 | 157700 | 2029 | 29620 | 31348 | 32672 | 2029-30 | 23289 | 24879 | 28333
2030 | 135770 | 145960 | 159610 | 2030 | 29445 | 31453 | 32916 | 2030-31 | 23410 | 25252 | 29173
2031 | 135470 | 146690 | 161890 | 2031 | 29328 | 31565 | 33205 | 2031-32 | 23603 | 25757 | 30173
2032 | 135510 | 147530 | 164620 | 2032 | 29209 | 31691 | 33534 | 2032-33 | 23866 | 26332 | 31347
2033 | 135670 | 148610 | 167920 | 2033 | 29103 | 31834 | 33885 | 2033-34 | 24158 | 26977 | 32658
2034 | 136090 | 149810 | 171670 | 2034 | 29006 | 31970 | 34256 | 2034-35 | 24500 | 27647 | 34117
2035 | 136670 | 151250 | 175590 | 2035 | 28917 | 32117 | 34633 | 2035-36 | 24865 | 28347 | 35681
2036 | 137440 | 152840 | 179570 | 2036 | 28836 | 32264 | 35005 | 2036-37 | 25240 | 29118 | 37259
2037 | 138330 | 154620 | 183590 | 2037 | 28759 | 32395 | 35362 | 2037-38 | 25627 | 29952 | 38820
2038 | 139450 | 156530 | 187670 | 2038 | 28687 | 32528 | 35706 | 2038-39 | 26027 | 30830 | 40332
2039 | 140750 | 158690 | 191820 | 2039 | 28624 | 32671 | 36043 | 2039-40 | 26453 | 31719 | 41813
2040 | 142220 | 160980 | 196010 | 2040 | 28573 | 32812 | 36376 | 2040-41 | 26832 | 32668 | 43195
2041 | 143810 | 163530 | 200170 | 2041 | 28532 | 32966 | 36692 | 2041-42 | 27179 | 33498 | 44463
2042 | 145510 | 166180 | 204210 | 2042 | 28498 | 33115 | 36994 | 2042-43 | 27474 | 34409 | 45582
2043 | 147230 | 169040 | 208120 | 2043 | 28468 | 33275 | 37270 | 2043-44 | 27785 | 35319 | 46600
2044 | 148950 | 171980 | 211840 | 2044 | 28440 | 33427 | 37532 | 2044-45 | 28077 | 36237 | 47504
2045 | 150620 | 175070 | 215440 | 2045 | 28413 | 33589 | 37772 | 2045-46 | 28352 | 37161 | 48334
2046 | 152330 | 178270 | 218950 | 2046 | 28379 | 33743 | 37988 | 2046-47 | 28614 | 38092 | 49090
2047 | 154090 | 181570 | 222440 | 2047 | 28344 | 33863 | 38171 | 2047-48 | 28874 | 39006 | 49805
2048 | 155880 | 184860 | 225820 | 2048 | 28308 | 33971 | 38314 | 2048-49 | 29133 | 39906 | 50471
2049 | 157660 | 188100 | 229010 | 2049 | 28270 | 34055 | 38440 | 2049-50 | 29390 | 40767 | 51108
2050 | 159440 | 191240 | 231920 | 2050 | 28243 | 34150 | 38554 | 2050-51 | 29655 | 41580 | 51731
2051 | 161210 | 194290 | 234640 | 2051 | 28215 | 34240 | 38670 | 2051-52 | 29925 | 42335 | 52355
Average Annual Growth - Percent
Period | Low | Baseline | High | Period | Low | Baseline | High | Period | Low | Baseline | High
2021-26 | -1.34% | -0.7484% | 0.2018% | 2021-26 | -1.085% | -0.6193% | -0.1488% | 2021-26 | -0.4776% | 0.1124% | 1.756%
2026-31 | -0.6623% | 0.1872% | 1.003% | 2026-31 | -0.6262% | 0.1526% | 0.5686% | 2026-31 | 0.2245% | 1.322% | 2.657%
2031-36 | 0.2908% | 0.8385% | 2.184% | 2031-36 | -0.3355% | 0.4429% | 1.084% | 2031-36 | 1.387% | 2.61% | 4.697%
2036-41 | 0.9269% | 1.399% | 2.294% | 2036-41 | -0.2108% | 0.4352% | 0.9639% | 2036-41 | 1.536% | 3.008% | 3.867%
2021-31 | -0.9789% | -0.2841% | 0.6074% | 2021-31 | -0.8384% | -0.2357% | 0.2078% | 2021-31 | -0.1292% | 0.7209% | 2.323%
2031-41 | 0.6156% | 1.148% | 2.365% | 2031-41 | -0.2714% | 0.4438% | 1.05% | 2031-41 | 1.515% | 3.005% | 4.736%
2041-51 | 1.21% | 1.881% | 1.722% | 2041-51 | -0.1111% | 0.3865% | 0.5391% | 2041-51 | 1.01% | 2.638% | 1.775%
2021-41 | -0.2118% | 0.4156% | 1.558% | 2021-41 | -0.5435% | 0.09883% | 0.6399% | 2021-41 | 0.6831% | 1.971% | 4.08%
2021-51 | 0.2451% | 0.9562% | 1.791% | 2021-51 | -0.3954% | 0.1973% | 0.6293% | 2021-51 | 0.8382% | 2.54% | 3.794%
Notes
1. All results in the Section I tables include transmission & distribution losses.
2. Summer Capability period is from May 1 to October 31. Winter Capability period is from November 1 of the current year to April 30 of the next year.
3. The low and high columns reflect the low load scenario forecast and high load scenario forecast under expected weather conditions, which are summarized in Tables I-16 and I-17.
These do not reflect the 90th and 10th percentile forecasts due to weather, which are found in Tables I-6 and I-7.
4. Energy and Peak figures for 2020 are weather-normalized. The values for the actual annual energy, summer peak, and winter peak are reported in Tables I-2, I-3a, and I-3b respectively.
5. The 2021 NYCA summer peak forecast is the same as the 2021 ICAP forecast.

## Scenarios
Load Scenario Summary

## Graphs
Figure I-1: NYCA Energy Forecasts – Annual Energy, GWh
Figure I-2: NYCA Summer Peak Forecasts – Coincident Peak, MW
Figure I-3: NYCA Winter Peak Forecasts – Coincident Peak, MW
Figure I-4: NYCA Baseline Peak Forecast Comparison – Coincident Peak, MW

## I-17
Table I-17a: Summary of NYCA High Load Scenario Annual Energy Forecasts - GWh | [9 empty] | Table I-17b: Summary of NYCA High Load Scenario Summer Coincident Peak Demand Forecasts - MW | [9 empty] | Table I-17c: Summary of NYCA High Load Scenario Winter Coincident Peak Demand Forecasts - MW
Year | (a) | (b) | (c) | (d) | (e) | (f) | (g) | (h) | (i) | Year | (a) | (b) | (c) | (d) | (e) | (f) | (g) | (h) | (i) | Year | (a) | (b) | (c) | (d) | (e) | (f) | (g) | (h) | (i)
|  | (-) | = a - b | (-) | (-) | (+) | (+) | (+) | = c-d-e+f+g+h |  |  | (-) | = a - b | (-) | (-) | (-) | (+) | (+) | = c-d-e-f+g+h |  |  | (-) | = a - b | (-) | (-) | (-) | (+) | (+) | = c-d-e-f+g+h
| Econometric Energy | EE and C&S | End-Use Energy | Solar PV, BTM | Non-Solar DG, BTM | Storage Net Energy Consumption | EV Energy | Non-EV Electrification | High Load Scenario Annual Energy Forecast |  | Econometric Peak Demand | EE and C&S | End-Use Peak Demand | Solar PV, BTM | Non-Solar DG, BTM | BTM Storage Peak Reductions | EV Peak Demand | Non-EV Electrification | High Load Scenario Summer Peak Forecast |  | Econometric Peak Demand | EE and C&S | End-Use Peak Demand | Solar PV, BTM | Non-Solar DG, BTM | BTM Storage Peak Reductions | EV Peak Demand | Non-EV Electrification | High Load Scenario Winter Peak Forecast
2021 | 158773 | 2389 | 156384 | 3511 | 1267 | 40 | 394 | 580 | 152620 | 2021 | 33741 | 406 | 33335 | 644 | 223 | 28 | 55 | 34 | 32529 | 2021-22 | 24553 | 351 | 24202 | 0 | 223 | 26 | 75 | 457 | 24485
2022 | 162004 | 4862 | 157142 | 4251 | 1396 | 58 | 698 | 1279 | 153530 | 2022 | 34236 | 822 | 33414 | 727 | 248 | 34 | 65 | 64 | 32534 | 2022-23 | 24887 | 710 | 24177 | 0 | 248 | 25 | 115 | 987 | 25006
2023 | 164828 | 7661 | 157167 | 5020 | 1501 | 86 | 1069 | 2069 | 153870 | 2023 | 34700 | 1295 | 33405 | 809 | 268 | 43 | 97 | 89 | 32471 | 2023-24 | 25291 | 1118 | 24173 | 0 | 268 | 33 | 181 | 1436 | 25489
2024 | 166970 | 10607 | 156363 | 5633 | 1592 | 124 | 1528 | 2960 | 153750 | 2024 | 35085 | 1797 | 33288 | 844 | 286 | 53 | 141 | 109 | 32355 | 2024-25 | 25552 | 1550 | 24002 | 0 | 286 | 43 | 269 | 1817 | 25759
2025 | 169077 | 13748 | 155329 | 6068 | 1678 | 166 | 2108 | 3953 | 153810 | 2025 | 35538 | 2341 | 33197 | 879 | 300 | 66 | 206 | 138 | 32296 | 2025-26 | 25807 | 2008 | 23799 | 0 | 300 | 52 | 377 | 2363 | 26187
2026 | 171134 | 16822 | 154312 | 6427 | 1745 | 215 | 2760 | 5045 | 154160 | 2026 | 35994 | 2869 | 33125 | 895 | 314 | 79 | 285 | 165 | 32287 | 2026-27 | 26041 | 2457 | 23584 | 0 | 314 | 65 | 509 | 2921 | 26635
2027 | 173176 | 19794 | 153382 | 6682 | 1809 | 267 | 3532 | 6230 | 154920 | 2027 | 36463 | 3378 | 33085 | 884 | 327 | 94 | 375 | 193 | 32348 | 2027-28 | 26210 | 2892 | 23318 | 0 | 327 | 78 | 660 | 3550 | 27123
2028 | 175219 | 22595 | 152624 | 6889 | 1866 | 321 | 4384 | 7516 | 156090 | 2028 | 36959 | 3865 | 33094 | 863 | 338 | 111 | 483 | 219 | 32484 | 2028-29 | 26309 | 3302 | 23007 | 0 | 338 | 91 | 826 | 4264 | 27668
2029 | 177225 | 25137 | 152088 | 7063 | 1922 | 380 | 5315 | 8902 | 157700 | 2029 | 37444 | 4301 | 33143 | 832 | 350 | 131 | 594 | 248 | 32672 | 2029-30 | 26416 | 3672 | 22744 | 0 | 350 | 103 | 1006 | 5036 | 28333
2030 | 178796 | 27294 | 151502 | 7191 | 1975 | 440 | 6340 | 10494 | 159610 | 2030 | 37901 | 4674 | 33227 | 796 | 359 | 153 | 720 | 277 | 32916 | 2030-31 | 26557 | 3987 | 22570 | 0 | 359 | 119 | 1199 | 5882 | 29173
2031 | 180702 | 29206 | 151496 | 7288 | 2027 | 492 | 7439 | 11778 | 161890 | 2031 | 38338 | 5009 | 33329 | 753 | 370 | 169 | 853 | 315 | 33205 | 2031-32 | 26665 | 4265 | 22400 | 0 | 370 | 136 | 1398 | 6881 | 30173
2032 | 182234 | 30980 | 151254 | 7357 | 2076 | 547 | 8619 | 13633 | 164620 | 2032 | 38767 | 5316 | 33451 | 710 | 378 | 188 | 993 | 366 | 33534 | 2032-33 | 26757 | 4527 | 22230 | 0 | 378 | 151 | 1610 | 8036 | 31347
2033 | 183518 | 32543 | 150975 | 7421 | 2123 | 602 | 9890 | 15997 | 167920 | 2033 | 39169 | 5587 | 33582 | 662 | 387 | 208 | 1141 | 419 | 33885 | 2033-34 | 26826 | 4756 | 22070 | 0 | 387 | 165 | 1830 | 9310 | 32658
2034 | 184610 | 33871 | 150739 | 7480 | 2162 | 653 | 11418 | 18502 | 171670 | 2034 | 39533 | 5818 | 33715 | 616 | 394 | 226 | 1293 | 484 | 34256 | 2034-35 | 26884 | 4948 | 21936 | 0 | 394 | 180 | 2047 | 10708 | 34117
2035 | 185905 | 34971 | 150934 | 7531 | 2198 | 704 | 12723 | 20958 | 175590 | 2035 | 39855 | 6009 | 33846 | 567 | 401 | 247 | 1450 | 552 | 34633 | 2035-36 | 26924 | 5108 | 21816 | 0 | 401 | 195 | 2282 | 12179 | 35681
2036 | 186721 | 35907 | 150814 | 7574 | 2233 | 759 | 14303 | 23501 | 179570 | 2036 | 40143 | 6170 | 33973 | 526 | 409 | 261 | 1606 | 622 | 35005 | 2036-37 | 26959 | 5246 | 21713 | 0 | 409 | 210 | 2506 | 13659 | 37259
2037 | 187573 | 36699 | 150874 | 7611 | 2262 | 805 | 15743 | 26041 | 183590 | 2037 | 40400 | 6310 | 34090 | 484 | 415 | 284 | 1763 | 692 | 35362 | 2037-38 | 26992 | 5366 | 21626 | 0 | 415 | 226 | 2726 | 15109 | 38820
2038 | 188259 | 37373 | 150886 | 7645 | 2288 | 855 | 17188 | 28674 | 187670 | 2038 | 40628 | 6428 | 34200 | 446 | 419 | 303 | 1914 | 760 | 35706 | 2038-39 | 26972 | 5463 | 21509 | 0 | 419 | 242 | 2942 | 16542 | 40332
2039 | 188940 | 37952 | 150988 | 7672 | 2314 | 901 | 18659 | 31258 | 191820 | 2039 | 40839 | 6532 | 34307 | 408 | 425 | 322 | 2066 | 825 | 36043 | 2039-40 | 26971 | 5548 | 21423 | 0 | 425 | 256 | 3156 | 17915 | 41813
2040 | 189450 | 38454 | 150996 | 7701 | 2339 | 948 | 20166 | 33940 | 196010 | 2040 | 41045 | 6616 | 34429 | 375 | 430 | 344 | 2206 | 890 | 36376 | 2040-41 | 26978 | 5619 | 21359 | 0 | 430 | 274 | 3345 | 19195 | 43195
2041 | 190033 | 38892 | 151141 | 7725 | 2362 | 995 | 21517 | 36604 | 200170 | 2041 | 41217 | 6695 | 34522 | 335 | 435 | 364 | 2355 | 949 | 36692 | 2041-42 | 26960 | 5685 | 21275 | 0 | 435 | 290 | 3556 | 20357 | 44463
2042 | 190371 | 39272 | 151099 | 7744 | 2380 | 1038 | 22909 | 39288 | 204210 | 2042 | 41385 | 6764 | 34621 | 298 | 439 | 382 | 2490 | 1002 | 36994 | 2042-43 | 26912 | 5742 | 21170 | 0 | 439 | 305 | 3754 | 21402 | 45582
2043 | 190708 | 39591 | 151117 | 7765 | 2395 | 1083 | 24266 | 41814 | 208120 | 2043 | 41524 | 6821 | 34703 | 260 | 442 | 398 | 2615 | 1052 | 37270 | 2043-44 | 26902 | 5788 | 21114 | 0 | 442 | 319 | 3938 | 22309 | 46600
2044 | 190956 | 39864 | 151092 | 7776 | 2409 | 1123 | 25559 | 44251 | 211840 | 2044 | 41673 | 6869 | 34804 | 224 | 445 | 422 | 2731 | 1088 | 37532 | 2044-45 | 26864 | 5828 | 21036 | 0 | 445 | 335 | 4109 | 23139 | 47504
2045 | 191261 | 40099 | 151162 | 7795 | 2421 | 1169 | 26777 | 46548 | 215440 | 2045 | 41803 | 6910 | 34893 | 191 | 447 | 441 | 2837 | 1121 | 37772 | 2045-46 | 26841 | 5862 | 20979 | 0 | 447 | 352 | 4265 | 23889 | 48334
2046 | 191477 | 40301 | 151176 | 7807 | 2432 | 1207 | 27920 | 48886 | 218950 | 2046 | 41930 | 6948 | 34982 | 162 | 449 | 461 | 2931 | 1147 | 37988 | 2046-47 | 26802 | 5893 | 20909 | 0 | 449 | 369 | 4408 | 24591 | 49090
2047 | 191695 | 40473 | 151222 | 7818 | 2439 | 1244 | 28978 | 51253 | 222440 | 2047 | 42038 | 6978 | 35060 | 138 | 451 | 480 | 3010 | 1170 | 38171 | 2047-48 | 26773 | 5916 | 20857 | 0 | 451 | 382 | 4526 | 25255 | 49805
2048 | 191751 | 40614 | 151137 | 7831 | 2446 | 1286 | 29936 | 53738 | 225820 | 2048 | 42131 | 7006 | 35125 | 121 | 452 | 502 | 3075 | 1189 | 38314 | 2048-49 | 26736 | 5940 | 20796 | 0 | 452 | 402 | 4631 | 25898 | 50471
2049 | 191785 | 40727 | 151058 | 7840 | 2450 | 1323 | 30771 | 56148 | 229010 | 2049 | 42221 | 7025 | 35196 | 107 | 453 | 522 | 3121 | 1205 | 38440 | 2049-50 | 26706 | 5954 | 20752 | 0 | 453 | 417 | 4715 | 26511 | 51108
2050 | 191801 | 40825 | 150976 | 7849 | 2454 | 1358 | 31460 | 58429 | 231920 | 2050 | 42319 | 7042 | 35277 | 95 | 454 | 543 | 3148 | 1221 | 38554 | 2050-51 | 26693 | 5968 | 20725 | 0 | 454 | 434 | 4770 | 27124 | 51731
2051 | 191984 | 40916 | 151068 | 7857 | 2458 | 1395 | 31998 | 60494 | 234640 | 2051 | 42436 | 7060 | 35376 | 86 | 455 | 564 | 3162 | 1237 | 38670 | 2051-52 | 26694 | 5983 | 20711 | 0 | 455 | 451 | 4813 | 27737 | 52355
(a) - Econometric Energy Forecast - Reflects impacts of projected weather trends and economic growth | [9 empty] | (a) - Econometric Summer Peak Demand - Reflects impacts of projected weather trends and economic growth | [9 empty] | (a) - Econometric Winter Peak Demand - Reflects impacts of projected weather trends and economic growth
(b) - Table I-8a-H: Energy Efficiency and Codes & Standards Energy Impacts, Relative to 2020 | [9 empty] | (b) - Table I-8b-H: Energy Efficiency and Codes & Standards Summer Coincident Peak Demand Reductions, Relative to 2020 | [9 empty] | (b) - Table I-8c-H: Energy Efficiency and Codes & Standards Winter Coincident Peak Demand Reductions, Relative to 2020-21
(c) - End-Use Energy Consumption - Reflects projected end use energy consumption | [9 empty] | (c) - End-Use Summer Peak Demand - Reflects projected end use summer coincident peak demand | [9 empty] | (c) - End-Use Winter Peak Demand - Reflects projected end use winter coincident peak demand
(d) - Table I-9b-H: Solar PV Impacts, Behind-the-Meter - Total Reductions in Annual Energy | [9 empty] | (d) - Table I-9c-H: Solar PV Impacts, Behind-the-Meter, Total Reductions in Summer Coincident Peak Demand | [9 empty] | (d) - The forecast of solar PV-related reductions to the winter peak is zero because the system typically peaks after sunset
(e) - Table I-10b-H: Non-Solar Distributed Generation Impacts, Behind-the-Meter - Total Reductions in Annual Energy | [9 empty] | (e) - Table I-10c-H: Non-Solar Distributed Generation Impacts, Behind-the-Meter, Total Reductions in Coincident Peak Demand | [9 empty] | (e) - Table I-10c-H: Non-Solar Distributed Generation Impacts, Behind-the-Meter, Total Reductions in Coincident Peak Demand
(f) - Table I-12b-H: Storage Annual Net Energy Consumption, both wholesale and behind-the-meter (pumped storage is not included - see Table III-2 for current resources) | [9 empty] | (f) - Table I-12c-H: Storage Impacts, Behind-the-Meter, Reductions in Summer Coincident Peak Demand (pumped storage is not included - see Table III-2 for current resources) | [9 empty] | (f) - Table I-12d-H: Storage Impacts, Behind-the-Meter, Reductions in Winter Coincident Peak Demand (pumped storage is not included - see Table III-2 for current resources)
(g) - Table I-11b-H: Electric Vehicle Energy Usage | [9 empty] | (g) - Table I-11c-H: Electric Vehicle Summer Coincident Peak Demand | [9 empty] | (g) - Table I-11d-H: Electric Vehicle Winter Coincident Peak Demand
(h) - Table I-13a-H: Non-EV Electrification Energy Usage - future end-use electrification including heat pumps, water heating, cooking, and other end-uses | [9 empty] | (h) - Table I-13b-H: Non-EV Electrification Summer Coincident Peak Demand - future end-use electrification including heat pumps, water heating, cooking, and other end-uses | [9 empty] | (h) - Table I-13c-H: Non-EV Electrification Winter Coincident Peak Demand - future end-use electrification including heat pumps, water heating, cooking, and other end-uses
(i) - Table I-2-H: High Load Scenario Annual Energy Forecast | [9 empty] | (i) - Table I-3a-H: High Load Scenario Summer Coincident Peak Demand Forecast | [9 empty] | (i) - Table I-3b-H: High Load Scenario Winter Coincident Peak Demand Forecast

## I-2-H
Table I-2-H: High Load Scenario Annual Energy Forecast
Reflects Impacts of Energy Saving Programs & Behind-the-Meter Generation
Annual Energy by Zone - GWh
Year | A | B | C | D | E | F | G | H | I | J | K | NYCA
2021 | 14702 | 9869 | 15635 | 5521 | 7778 | 11883 | 9202 | 2887 | 5842 | 49140 | 20161 | 152620
2022 | 14755 | 9935 | 15616 | 6009 | 7715 | 11919 | 9094 | 2912 | 5922 | 49541 | 20112 | 153530
2023 | 14664 | 9955 | 15545 | 6094 | 7622 | 11914 | 9034 | 2945 | 6039 | 50019 | 20039 | 153870
2024 | 14499 | 9952 | 15536 | 6097 | 7571 | 11888 | 8980 | 2962 | 6066 | 50256 | 19943 | 153750
2025 | 14426 | 9896 | 15544 | 6095 | 7591 | 11839 | 9014 | 2984 | 6078 | 50507 | 19836 | 153810
2026 | 14390 | 9864 | 15596 | 6090 | 7624 | 11841 | 9063 | 3007 | 6101 | 50778 | 19806 | 154160
2027 | 14410 | 9870 | 15666 | 6085 | 7668 | 11921 | 9131 | 3032 | 6134 | 51087 | 19916 | 154920
2028 | 14490 | 9896 | 15728 | 6086 | 7716 | 12044 | 9212 | 3057 | 6180 | 51495 | 20186 | 156090
2029 | 14626 | 9949 | 15812 | 6092 | 7775 | 12202 | 9320 | 3085 | 6236 | 52016 | 20587 | 157700
2030 | 14786 | 10029 | 15905 | 6103 | 7846 | 12374 | 9440 | 3115 | 6307 | 52661 | 21044 | 159610
2031 | 14976 | 10135 | 16008 | 6118 | 7936 | 12572 | 9588 | 3153 | 6397 | 53465 | 21542 | 161890
2032 | 15197 | 10273 | 16144 | 6138 | 8041 | 12803 | 9759 | 3200 | 6511 | 54476 | 22078 | 164620
2033 | 15472 | 10438 | 16343 | 6162 | 8171 | 13068 | 9968 | 3262 | 6652 | 55710 | 22674 | 167920
2034 | 15792 | 10627 | 16604 | 6191 | 8318 | 13356 | 10209 | 3332 | 6811 | 57099 | 23331 | 171670
2035 | 16122 | 10823 | 16885 | 6221 | 8468 | 13644 | 10458 | 3408 | 6979 | 58570 | 24012 | 175590
2036 | 16445 | 11021 | 17180 | 6251 | 8616 | 13924 | 10711 | 3483 | 7152 | 60087 | 24700 | 179570
2037 | 16758 | 11219 | 17496 | 6281 | 8761 | 14198 | 10962 | 3564 | 7330 | 61642 | 25379 | 183590
2038 | 17066 | 11419 | 17824 | 6313 | 8906 | 14473 | 11225 | 3646 | 7512 | 63235 | 26051 | 187670
2039 | 17380 | 11628 | 18163 | 6346 | 9054 | 14753 | 11501 | 3730 | 7699 | 64849 | 26717 | 191820
2040 | 17697 | 11849 | 18516 | 6379 | 9205 | 15036 | 11790 | 3813 | 7883 | 66453 | 27389 | 196010
2041 | 18027 | 12089 | 18899 | 6412 | 9363 | 15326 | 12083 | 3896 | 8055 | 67964 | 28056 | 200170
2042 | 18361 | 12340 | 19280 | 6445 | 9522 | 15615 | 12380 | 3978 | 8213 | 69362 | 28714 | 204210
2043 | 18695 | 12597 | 19675 | 6477 | 9685 | 15903 | 12674 | 4060 | 8360 | 70645 | 29349 | 208120
2044 | 19017 | 12848 | 20042 | 6509 | 9841 | 16180 | 12957 | 4140 | 8496 | 71843 | 29967 | 211840
2045 | 19334 | 13096 | 20394 | 6539 | 9997 | 16456 | 13231 | 4216 | 8624 | 72982 | 30571 | 215440
2046 | 19647 | 13341 | 20740 | 6569 | 10152 | 16729 | 13497 | 4290 | 8746 | 74083 | 31156 | 218950
2047 | 19960 | 13589 | 21080 | 6600 | 10308 | 17005 | 13762 | 4366 | 8869 | 75177 | 31724 | 222440
2048 | 20267 | 13836 | 21414 | 6631 | 10459 | 17275 | 14018 | 4442 | 8987 | 76234 | 32257 | 225820
2049 | 20558 | 14073 | 21736 | 6659 | 10602 | 17531 | 14263 | 4514 | 9099 | 77228 | 32747 | 229010
2050 | 20828 | 14297 | 22024 | 6684 | 10733 | 17765 | 14492 | 4579 | 9199 | 78130 | 33189 | 231920
2051 | 21084 | 14510 | 22286 | 6707 | 10855 | 17981 | 14712 | 4638 | 9292 | 78972 | 33603 | 234640
Note: Historical values reflect actual experienced weather conditions. Forecasted values reflect expected weather conditions.

## I-3a-H
Table I-3a-H: High Load Scenario Summer Coincident Peak Demand Forecast
Reflects Impacts of Energy Saving Programs & Behind-the-Meter Generation
Coincident Summer Peak Demand by Zone - MW
Year | A | B | C | D | E | F | G | H | I | J | K | NYCA
2021 | 2703 | 1974 | 2806 | 619 | 1380 | 2375 | 2230 | 640 | 1392 | 11150 | 5260 | 32529
2022 | 2664 | 1960 | 2783 | 677 | 1370 | 2368 | 2199 | 643 | 1397 | 11282 | 5191 | 32534
2023 | 2634 | 1954 | 2764 | 689 | 1367 | 2366 | 2173 | 645 | 1406 | 11352 | 5121 | 32471
2024 | 2625 | 1948 | 2759 | 690 | 1366 | 2358 | 2149 | 642 | 1404 | 11388 | 5026 | 32355
2025 | 2616 | 1945 | 2767 | 689 | 1369 | 2355 | 2140 | 643 | 1407 | 11409 | 4956 | 32296
2026 | 2607 | 1944 | 2774 | 688 | 1372 | 2356 | 2134 | 645 | 1410 | 11455 | 4902 | 32287
2027 | 2599 | 1944 | 2778 | 688 | 1375 | 2361 | 2131 | 649 | 1415 | 11533 | 4875 | 32348
2028 | 2594 | 1945 | 2781 | 688 | 1378 | 2369 | 2133 | 653 | 1424 | 11639 | 4880 | 32484
2029 | 2593 | 1947 | 2781 | 687 | 1380 | 2379 | 2139 | 658 | 1436 | 11754 | 4918 | 32672
2030 | 2598 | 1949 | 2784 | 688 | 1384 | 2394 | 2150 | 664 | 1449 | 11876 | 4980 | 32916
2031 | 2607 | 1953 | 2788 | 688 | 1388 | 2413 | 2165 | 671 | 1465 | 12004 | 5063 | 33205
2032 | 2620 | 1957 | 2794 | 689 | 1396 | 2435 | 2182 | 679 | 1482 | 12140 | 5160 | 33534
2033 | 2636 | 1964 | 2801 | 691 | 1403 | 2459 | 2200 | 687 | 1500 | 12276 | 5268 | 33885
2034 | 2655 | 1972 | 2811 | 693 | 1413 | 2483 | 2221 | 696 | 1518 | 12414 | 5380 | 34256
2035 | 2677 | 1981 | 2825 | 695 | 1423 | 2507 | 2244 | 704 | 1535 | 12552 | 5490 | 34633
2036 | 2699 | 1992 | 2840 | 697 | 1433 | 2530 | 2266 | 712 | 1552 | 12687 | 5597 | 35005
2037 | 2720 | 2002 | 2856 | 698 | 1444 | 2552 | 2289 | 719 | 1568 | 12815 | 5699 | 35362
2038 | 2741 | 2014 | 2873 | 700 | 1455 | 2572 | 2314 | 725 | 1582 | 12936 | 5794 | 35706
2039 | 2762 | 2027 | 2890 | 702 | 1466 | 2593 | 2341 | 731 | 1596 | 13052 | 5883 | 36043
2040 | 2785 | 2043 | 2908 | 705 | 1479 | 2615 | 2369 | 736 | 1607 | 13162 | 5967 | 36376
2041 | 2808 | 2060 | 2925 | 708 | 1491 | 2638 | 2398 | 741 | 1619 | 13263 | 6041 | 36692
2042 | 2832 | 2079 | 2942 | 711 | 1504 | 2661 | 2429 | 745 | 1628 | 13355 | 6108 | 36994
2043 | 2855 | 2098 | 2958 | 713 | 1517 | 2684 | 2460 | 749 | 1636 | 13434 | 6166 | 37270
2044 | 2878 | 2118 | 2976 | 715 | 1530 | 2706 | 2489 | 753 | 1643 | 13505 | 6219 | 37532
2045 | 2901 | 2137 | 2995 | 717 | 1542 | 2727 | 2517 | 755 | 1650 | 13566 | 6265 | 37772
2046 | 2921 | 2156 | 3014 | 720 | 1553 | 2747 | 2541 | 758 | 1656 | 13620 | 6302 | 37988
2047 | 2938 | 2172 | 3032 | 722 | 1563 | 2764 | 2563 | 760 | 1660 | 13667 | 6330 | 38171
2048 | 2953 | 2184 | 3047 | 723 | 1570 | 2777 | 2580 | 763 | 1663 | 13708 | 6346 | 38314
2049 | 2966 | 2195 | 3060 | 724 | 1577 | 2789 | 2597 | 765 | 1665 | 13746 | 6356 | 38440
2050 | 2980 | 2206 | 3073 | 724 | 1582 | 2799 | 2614 | 766 | 1668 | 13781 | 6361 | 38554
2051 | 2995 | 2217 | 3086 | 725 | 1588 | 2807 | 2632 | 766 | 1670 | 13816 | 6368 | 38670
Note: Historical values reflect actual experienced weather conditions. Forecasted values reflect expected weather conditions.

## I-3b-H
Table I-3b-H: High Load Scenario Winter Coincident Peak Demand, Historical and Forecast
Reflects Impacts of Energy Saving Programs & Behind-the-Meter Generation
Coincident Winter Peak Demand by Zone - MW
Year | A | B | C | D | E | F | G | H | I | J | K | NYCA
2021-22 | 2175 | 1532 | 2585 | 820 | 1322 | 1979 | 1580 | 498 | 883 | 7758 | 3353 | 24485
2022-23 | 2197 | 1540 | 2609 | 829 | 1335 | 1998 | 1586 | 507 | 913 | 8103 | 3389 | 25006
2023-24 | 2207 | 1548 | 2623 | 838 | 1337 | 2011 | 1584 | 517 | 948 | 8447 | 3429 | 25489
2024-25 | 2206 | 1539 | 2621 | 846 | 1337 | 2011 | 1579 | 524 | 969 | 8680 | 3447 | 25759
2025-26 | 2219 | 1539 | 2629 | 848 | 1341 | 2023 | 1598 | 532 | 993 | 8977 | 3488 | 26187
2026-27 | 2236 | 1542 | 2642 | 851 | 1347 | 2038 | 1622 | 540 | 1016 | 9266 | 3535 | 26635
2027-28 | 2260 | 1548 | 2663 | 853 | 1356 | 2058 | 1652 | 547 | 1043 | 9549 | 3594 | 27123
2028-29 | 2291 | 1562 | 2693 | 856 | 1368 | 2086 | 1692 | 556 | 1072 | 9821 | 3671 | 27668
2029-30 | 2334 | 1584 | 2736 | 860 | 1388 | 2124 | 1740 | 569 | 1107 | 10126 | 3765 | 28333
2030-31 | 2390 | 1614 | 2792 | 865 | 1413 | 2172 | 1798 | 585 | 1150 | 10506 | 3888 | 29173
2031-32 | 2458 | 1652 | 2862 | 871 | 1445 | 2230 | 1864 | 604 | 1199 | 10942 | 4046 | 30173
2032-33 | 2536 | 1697 | 2943 | 877 | 1482 | 2298 | 1938 | 626 | 1257 | 11455 | 4238 | 31347
2033-34 | 2624 | 1751 | 3036 | 885 | 1524 | 2374 | 2018 | 651 | 1320 | 12022 | 4453 | 32658
2034-35 | 2721 | 1812 | 3137 | 893 | 1570 | 2459 | 2104 | 679 | 1392 | 12661 | 4689 | 34117
2035-36 | 2825 | 1878 | 3245 | 903 | 1620 | 2549 | 2194 | 708 | 1469 | 13350 | 4940 | 35681
2036-37 | 2932 | 1947 | 3355 | 912 | 1671 | 2642 | 2287 | 738 | 1545 | 14031 | 5199 | 37259
2037-38 | 3041 | 2019 | 3469 | 922 | 1724 | 2736 | 2380 | 768 | 1619 | 14692 | 5450 | 38820
2038-39 | 3150 | 2093 | 3581 | 932 | 1775 | 2831 | 2473 | 798 | 1689 | 15314 | 5696 | 40332
2039-40 | 3257 | 2168 | 3694 | 941 | 1827 | 2926 | 2566 | 825 | 1757 | 15920 | 5932 | 41813
2040-41 | 3361 | 2242 | 3801 | 950 | 1877 | 3018 | 2659 | 851 | 1818 | 16460 | 6158 | 43195
2041-42 | 3461 | 2318 | 3906 | 958 | 1926 | 3107 | 2748 | 874 | 1872 | 16927 | 6366 | 44463
2042-43 | 3556 | 2391 | 4003 | 965 | 1973 | 3193 | 2835 | 894 | 1916 | 17303 | 6553 | 45582
2043-44 | 3649 | 2464 | 4099 | 974 | 2020 | 3278 | 2919 | 913 | 1954 | 17611 | 6719 | 46600
2044-45 | 3741 | 2538 | 4195 | 982 | 2067 | 3363 | 3002 | 929 | 1982 | 17844 | 6861 | 47504
2045-46 | 3836 | 2616 | 4294 | 990 | 2116 | 3452 | 3084 | 945 | 2003 | 18012 | 6986 | 48334
2046-47 | 3933 | 2696 | 4395 | 998 | 2165 | 3542 | 3166 | 960 | 2018 | 18125 | 7092 | 49090
2047-48 | 4033 | 2779 | 4499 | 1006 | 2215 | 3635 | 3248 | 975 | 2028 | 18202 | 7185 | 49805
2048-49 | 4133 | 2861 | 4602 | 1014 | 2265 | 3727 | 3330 | 988 | 2036 | 18253 | 7262 | 50471
2049-50 | 4234 | 2944 | 4704 | 1022 | 2315 | 3820 | 3409 | 1000 | 2041 | 18292 | 7327 | 51108
2050-51 | 4334 | 3027 | 4806 | 1028 | 2363 | 3911 | 3486 | 1012 | 2046 | 18331 | 7387 | 51731
2051-52 | 4434 | 3110 | 4907 | 1033 | 2412 | 4002 | 3563 | 1023 | 2052 | 18374 | 7445 | 52355
Note: Historical values reflect actual experienced weather conditions. Forecasted values reflect expected weather conditions.

## I-4a-H
Table I-4a-H: High Load Scenario Summer Non-Coincident Peak Demand Forecast
Reflects Impacts of Energy Saving Programs & Behind-the-Meter Generation
Non-Coincident Summer Peak Demand by Zone - MW
Year | A | B | C | D | E | F | G | H | I | J | K
2021 | 2862 | 2037 | 2873 | 633 | 1440 | 2413 | 2267 | 651 | 1413 | 11304 | 5278
2022 | 2820 | 2022 | 2850 | 693 | 1429 | 2406 | 2236 | 654 | 1418 | 11437 | 5209
2023 | 2789 | 2016 | 2830 | 705 | 1426 | 2404 | 2209 | 656 | 1427 | 11508 | 5138
2024 | 2779 | 2010 | 2825 | 706 | 1425 | 2396 | 2185 | 653 | 1425 | 11544 | 5043
2025 | 2770 | 2007 | 2833 | 705 | 1428 | 2393 | 2176 | 654 | 1428 | 11565 | 4973
2026 | 2760 | 2006 | 2841 | 704 | 1431 | 2394 | 2169 | 656 | 1431 | 11612 | 4919
2027 | 2752 | 2006 | 2845 | 704 | 1434 | 2399 | 2166 | 660 | 1437 | 11691 | 4892
2028 | 2746 | 2007 | 2848 | 704 | 1438 | 2407 | 2168 | 664 | 1446 | 11798 | 4897
2029 | 2745 | 2009 | 2848 | 703 | 1440 | 2417 | 2175 | 669 | 1458 | 11915 | 4935
2030 | 2751 | 2011 | 2851 | 704 | 1444 | 2432 | 2186 | 675 | 1471 | 12039 | 4997
2031 | 2760 | 2015 | 2855 | 704 | 1448 | 2452 | 2201 | 683 | 1487 | 12168 | 5080
2032 | 2774 | 2019 | 2861 | 705 | 1456 | 2474 | 2218 | 691 | 1505 | 12306 | 5178
2033 | 2791 | 2026 | 2868 | 707 | 1464 | 2498 | 2237 | 699 | 1523 | 12444 | 5286
2034 | 2811 | 2035 | 2878 | 709 | 1474 | 2523 | 2258 | 708 | 1541 | 12584 | 5398
2035 | 2834 | 2044 | 2893 | 711 | 1484 | 2547 | 2281 | 716 | 1558 | 12724 | 5509
2036 | 2857 | 2055 | 2908 | 713 | 1495 | 2570 | 2304 | 724 | 1576 | 12861 | 5616
2037 | 2880 | 2065 | 2925 | 714 | 1506 | 2593 | 2327 | 731 | 1592 | 12991 | 5718
2038 | 2902 | 2078 | 2942 | 716 | 1518 | 2613 | 2352 | 738 | 1606 | 13113 | 5814
2039 | 2924 | 2091 | 2959 | 718 | 1529 | 2634 | 2380 | 744 | 1620 | 13231 | 5903
2040 | 2948 | 2108 | 2978 | 721 | 1543 | 2657 | 2408 | 749 | 1631 | 13342 | 5987
2041 | 2973 | 2125 | 2995 | 725 | 1555 | 2680 | 2438 | 754 | 1644 | 13445 | 6062
2042 | 2998 | 2145 | 3013 | 728 | 1569 | 2704 | 2469 | 758 | 1653 | 13538 | 6129
2043 | 3023 | 2165 | 3029 | 730 | 1583 | 2727 | 2501 | 762 | 1661 | 13618 | 6187
2044 | 3047 | 2185 | 3047 | 732 | 1596 | 2749 | 2530 | 766 | 1668 | 13690 | 6240
2045 | 3071 | 2205 | 3067 | 734 | 1609 | 2771 | 2559 | 768 | 1675 | 13752 | 6286
2046 | 3092 | 2224 | 3086 | 737 | 1620 | 2791 | 2583 | 771 | 1681 | 13807 | 6323
2047 | 3110 | 2241 | 3105 | 739 | 1631 | 2808 | 2606 | 773 | 1685 | 13854 | 6352
2048 | 3126 | 2253 | 3120 | 740 | 1638 | 2821 | 2623 | 776 | 1688 | 13896 | 6368
2049 | 3140 | 2265 | 3133 | 741 | 1645 | 2834 | 2640 | 778 | 1690 | 13934 | 6378
2050 | 3155 | 2276 | 3147 | 741 | 1650 | 2844 | 2657 | 779 | 1693 | 13970 | 6383
2051 | 3171 | 2287 | 3160 | 742 | 1657 | 2852 | 2676 | 779 | 1695 | 14005 | 6390
Note: Historical values reflect actual experienced weather conditions. Forecasted values reflect expected weather conditions.

## I-4b-H
Table I-4b-H: High Load Scenario Winter Non-Coincident Peak Demand Forecast
Reflects Impacts of Energy Saving Programs & Behind-the-Meter Generation
Non-Coincident Winter Peak Demand by Zone - MW
Year | A | B | C | D | E | F | G | H | I | J | K
2021-22 | 2202 | 1553 | 2590 | 841 | 1354 | 1995 | 1591 | 522 | 896 | 7830 | 3372
2022-23 | 2224 | 1561 | 2614 | 850 | 1367 | 2014 | 1597 | 532 | 927 | 8178 | 3408
2023-24 | 2234 | 1569 | 2629 | 860 | 1369 | 2027 | 1595 | 542 | 962 | 8526 | 3449
2024-25 | 2233 | 1560 | 2627 | 868 | 1369 | 2027 | 1590 | 550 | 984 | 8761 | 3467
2025-26 | 2246 | 1560 | 2635 | 870 | 1373 | 2040 | 1610 | 558 | 1008 | 9060 | 3508
2026-27 | 2264 | 1563 | 2648 | 873 | 1380 | 2055 | 1634 | 566 | 1031 | 9352 | 3555
2027-28 | 2288 | 1569 | 2669 | 875 | 1389 | 2075 | 1664 | 574 | 1059 | 9638 | 3614
2028-29 | 2319 | 1583 | 2699 | 878 | 1401 | 2103 | 1704 | 583 | 1088 | 9912 | 3692
2029-30 | 2363 | 1605 | 2742 | 882 | 1422 | 2141 | 1753 | 597 | 1124 | 10220 | 3786
2030-31 | 2419 | 1636 | 2798 | 887 | 1447 | 2190 | 1811 | 614 | 1167 | 10604 | 3910
2031-32 | 2488 | 1674 | 2868 | 894 | 1480 | 2248 | 1877 | 634 | 1217 | 11044 | 4069
2032-33 | 2567 | 1720 | 2949 | 900 | 1518 | 2317 | 1952 | 657 | 1276 | 11562 | 4262
2033-34 | 2656 | 1774 | 3042 | 908 | 1561 | 2393 | 2033 | 683 | 1340 | 12134 | 4478
2034-35 | 2754 | 1836 | 3144 | 916 | 1608 | 2479 | 2119 | 712 | 1413 | 12779 | 4716
2035-36 | 2860 | 1903 | 3252 | 926 | 1659 | 2570 | 2210 | 743 | 1491 | 13474 | 4968
2036-37 | 2968 | 1973 | 3362 | 936 | 1711 | 2664 | 2303 | 774 | 1568 | 14161 | 5229
2037-38 | 3078 | 2046 | 3476 | 946 | 1766 | 2758 | 2397 | 806 | 1643 | 14829 | 5481
2038-39 | 3189 | 2121 | 3589 | 956 | 1818 | 2854 | 2491 | 837 | 1714 | 15456 | 5728
2039-40 | 3297 | 2197 | 3702 | 965 | 1871 | 2950 | 2584 | 865 | 1783 | 16068 | 5966
2040-41 | 3402 | 2272 | 3809 | 975 | 1922 | 3043 | 2678 | 893 | 1845 | 16613 | 6193
2041-42 | 3504 | 2349 | 3914 | 983 | 1973 | 3132 | 2768 | 917 | 1900 | 17084 | 6402
2042-43 | 3600 | 2423 | 4011 | 990 | 2021 | 3219 | 2855 | 938 | 1945 | 17464 | 6590
2043-44 | 3694 | 2497 | 4108 | 999 | 2069 | 3305 | 2940 | 958 | 1983 | 17775 | 6757
2044-45 | 3787 | 2572 | 4204 | 1007 | 2117 | 3391 | 3024 | 975 | 2012 | 18010 | 6900
2045-46 | 3883 | 2651 | 4303 | 1016 | 2167 | 3480 | 3106 | 991 | 2033 | 18180 | 7026
2046-47 | 3981 | 2732 | 4404 | 1024 | 2217 | 3571 | 3189 | 1007 | 2048 | 18294 | 7132
2047-48 | 4083 | 2816 | 4508 | 1032 | 2269 | 3665 | 3271 | 1023 | 2058 | 18371 | 7226
2048-49 | 4184 | 2899 | 4612 | 1040 | 2320 | 3758 | 3354 | 1036 | 2067 | 18423 | 7303
2049-50 | 4286 | 2983 | 4714 | 1048 | 2371 | 3851 | 3434 | 1049 | 2072 | 18462 | 7369
2050-51 | 4387 | 3068 | 4816 | 1055 | 2420 | 3943 | 3511 | 1062 | 2077 | 18501 | 7429
2051-52 | 4489 | 3152 | 4917 | 1060 | 2470 | 4035 | 3589 | 1073 | 2083 | 18545 | 7487
Note: Historical values reflect actual experienced weather conditions. Forecasted values reflect expected weather conditions.

## I-5-H
Table I-5-H: High Load Scenario - Forecast of Peak Demand in G-to-J Locality
Reflects Impacts of Energy Saving Programs & Behind-the-Meter Generation
G-to-J Locality Summer Peak Demand by Zone - MW | [5 empty] | G-to-J Locality Winter Peak Demand by Zone - MW
Year | G | H | I | J | G-J | Year | G | H | I | J | G-J
2021 | 2248 | 645 | 1404 | 11241 | 15538 | 2021-22 | 1578 | 487 | 883 | 7810 | 10758
2022 | 2217 | 648 | 1408 | 11373 | 15646 | 2022-23 | 1584 | 496 | 913 | 8157 | 11150
2023 | 2191 | 650 | 1417 | 11444 | 15702 | 2023-24 | 1582 | 505 | 948 | 8504 | 11539
2024 | 2166 | 647 | 1415 | 11480 | 15708 | 2024-25 | 1577 | 512 | 969 | 8738 | 11796
2025 | 2157 | 648 | 1418 | 11501 | 15724 | 2025-26 | 1596 | 520 | 993 | 9037 | 12146
2026 | 2151 | 650 | 1421 | 11548 | 15770 | 2026-27 | 1620 | 528 | 1016 | 9328 | 12492
2027 | 2148 | 654 | 1426 | 11626 | 15854 | 2027-28 | 1650 | 535 | 1043 | 9613 | 12841
2028 | 2150 | 658 | 1436 | 11733 | 15977 | 2028-29 | 1690 | 543 | 1072 | 9887 | 13192
2029 | 2156 | 663 | 1448 | 11849 | 16116 | 2029-30 | 1738 | 556 | 1107 | 10194 | 13595
2030 | 2167 | 669 | 1461 | 11972 | 16269 | 2030-31 | 1796 | 572 | 1150 | 10576 | 14094
2031 | 2183 | 676 | 1477 | 12101 | 16437 | 2031-32 | 1862 | 590 | 1199 | 11015 | 14666
2032 | 2200 | 684 | 1494 | 12238 | 16616 | 2032-33 | 1936 | 612 | 1257 | 11532 | 15337
2033 | 2218 | 693 | 1512 | 12375 | 16798 | 2033-34 | 2016 | 636 | 1320 | 12103 | 16075
2034 | 2239 | 702 | 1530 | 12515 | 16986 | 2034-35 | 2102 | 664 | 1392 | 12746 | 16904
2035 | 2262 | 710 | 1547 | 12654 | 17173 | 2035-36 | 2192 | 692 | 1469 | 13439 | 17792
2036 | 2284 | 718 | 1565 | 12790 | 17357 | 2036-37 | 2284 | 721 | 1545 | 14125 | 18675
2037 | 2308 | 725 | 1581 | 12919 | 17533 | 2037-38 | 2377 | 751 | 1619 | 14790 | 19537
2038 | 2333 | 731 | 1595 | 13041 | 17700 | 2038-39 | 2470 | 780 | 1689 | 15417 | 20356
2039 | 2360 | 737 | 1609 | 13158 | 17864 | 2039-40 | 2563 | 806 | 1757 | 16027 | 21153
2040 | 2388 | 742 | 1620 | 13269 | 18019 | 2040-41 | 2656 | 832 | 1818 | 16570 | 21876
2041 | 2417 | 747 | 1632 | 13370 | 18166 | 2041-42 | 2745 | 854 | 1872 | 17040 | 22511
2042 | 2449 | 751 | 1641 | 13463 | 18304 | 2042-43 | 2832 | 874 | 1916 | 17419 | 23041
2043 | 2480 | 755 | 1649 | 13543 | 18427 | 2043-44 | 2916 | 892 | 1954 | 17729 | 23491
2044 | 2509 | 759 | 1656 | 13614 | 18538 | 2044-45 | 2999 | 908 | 1982 | 17964 | 23853
2045 | 2537 | 761 | 1663 | 13676 | 18637 | 2045-46 | 3081 | 924 | 2003 | 18133 | 24141
2046 | 2562 | 764 | 1669 | 13730 | 18725 | 2046-47 | 3163 | 938 | 2018 | 18246 | 24365
2047 | 2584 | 766 | 1673 | 13778 | 18801 | 2047-48 | 3244 | 953 | 2028 | 18324 | 24549
2048 | 2601 | 769 | 1676 | 13819 | 18865 | 2048-49 | 3326 | 966 | 2036 | 18375 | 24703
2049 | 2618 | 771 | 1678 | 13857 | 18924 | 2049-50 | 3405 | 978 | 2041 | 18415 | 24839
2050 | 2635 | 772 | 1682 | 13893 | 18982 | 2050-51 | 3482 | 989 | 2046 | 18454 | 24971
2051 | 2653 | 772 | 1684 | 13928 | 19037 | 2051-52 | 3559 | 1000 | 2052 | 18497 | 25108
Note: Historical values reflect actual experienced weather conditions. Forecasted values reflect expected weather conditions.

## I-8a-H
Table I-8a-H: Energy Efficiency and Codes & Standards Energy Impacts - High Load Scenario
Reflects Cumulative Impacts
Forecast of Cumulative Reductions in Annual Energy by Zone Relative to 2020 - GWh
Year | A | B | C | D | E | F | G | H | I | J | K | NYCA
2021 | 231 | 147 | 209 | 18 | 116 | 198 | 234 | 34 | 80 | 718 | 404 | 2389
2022 | 469 | 305 | 432 | 38 | 236 | 398 | 466 | 71 | 165 | 1480 | 802 | 4862
2023 | 748 | 495 | 705 | 62 | 379 | 628 | 708 | 117 | 264 | 2373 | 1182 | 7661
2024 | 1043 | 708 | 1008 | 88 | 533 | 866 | 941 | 171 | 370 | 3326 | 1553 | 10607
2025 | 1354 | 939 | 1340 | 117 | 698 | 1113 | 1170 | 231 | 488 | 4384 | 1914 | 13748
2026 | 1659 | 1165 | 1664 | 145 | 859 | 1354 | 1391 | 291 | 603 | 5418 | 2273 | 16822
2027 | 1951 | 1382 | 1977 | 171 | 1013 | 1587 | 1606 | 348 | 714 | 6415 | 2630 | 19794
2028 | 2226 | 1585 | 2270 | 197 | 1158 | 1803 | 1805 | 401 | 817 | 7345 | 2988 | 22595
2029 | 2469 | 1766 | 2530 | 219 | 1288 | 1997 | 1984 | 448 | 910 | 8174 | 3352 | 25137
2030 | 2668 | 1914 | 2742 | 237 | 1392 | 2155 | 2128 | 488 | 985 | 8852 | 3733 | 27294
2031 | 2847 | 2036 | 2927 | 254 | 1486 | 2298 | 2240 | 523 | 1062 | 9547 | 3986 | 29206
2032 | 3012 | 2150 | 3100 | 269 | 1573 | 2431 | 2343 | 556 | 1134 | 10192 | 4220 | 30980
2033 | 3158 | 2249 | 3251 | 282 | 1649 | 2547 | 2433 | 585 | 1197 | 10760 | 4432 | 32543
2034 | 3281 | 2334 | 3380 | 293 | 1714 | 2646 | 2507 | 610 | 1253 | 11259 | 4594 | 33871
2035 | 3385 | 2404 | 3486 | 303 | 1768 | 2729 | 2568 | 631 | 1298 | 11671 | 4728 | 34971
2036 | 3470 | 2461 | 3576 | 310 | 1813 | 2797 | 2613 | 649 | 1339 | 12035 | 4844 | 35907
2037 | 3547 | 2510 | 3656 | 317 | 1853 | 2860 | 2659 | 664 | 1372 | 12333 | 4928 | 36699
2038 | 3609 | 2552 | 3721 | 323 | 1885 | 2909 | 2693 | 677 | 1402 | 12601 | 5001 | 37373
2039 | 3662 | 2585 | 3777 | 327 | 1913 | 2951 | 2719 | 689 | 1428 | 12831 | 5070 | 37952
2040 | 3704 | 2613 | 3821 | 331 | 1935 | 2984 | 2740 | 699 | 1452 | 13049 | 5126 | 38454
2041 | 3742 | 2637 | 3861 | 335 | 1955 | 3015 | 2758 | 707 | 1471 | 13228 | 5183 | 38892
2042 | 3775 | 2657 | 3895 | 337 | 1972 | 3042 | 2776 | 715 | 1489 | 13388 | 5226 | 39272
2043 | 3800 | 2673 | 3922 | 340 | 1985 | 3061 | 2787 | 721 | 1505 | 13528 | 5269 | 39591
2044 | 3820 | 2684 | 3943 | 342 | 1996 | 3077 | 2792 | 726 | 1519 | 13659 | 5306 | 39864
2045 | 3840 | 2694 | 3964 | 344 | 2007 | 3093 | 2803 | 730 | 1530 | 13754 | 5340 | 40099
2046 | 3855 | 2703 | 3980 | 345 | 2014 | 3104 | 2808 | 734 | 1540 | 13845 | 5373 | 40301
2047 | 3870 | 2710 | 3995 | 346 | 2022 | 3116 | 2816 | 738 | 1548 | 13913 | 5399 | 40473
2048 | 3878 | 2714 | 4005 | 347 | 2027 | 3123 | 2818 | 740 | 1555 | 13985 | 5422 | 40614
2049 | 3884 | 2718 | 4012 | 348 | 2030 | 3128 | 2821 | 742 | 1562 | 14042 | 5440 | 40727
2050 | 3891 | 2720 | 4019 | 348 | 2034 | 3133 | 2823 | 744 | 1567 | 14088 | 5458 | 40825
2051 | 3896 | 2722 | 4026 | 348 | 2037 | 3138 | 2824 | 746 | 1572 | 14132 | 5475 | 40916

## I-8b-H
Table I-8b-H: Energy Efficiency and Codes & Standards Summer Peak Impacts - High Load Scenario
Reflects Cumulative Impacts
Reductions in Summer Coincident Peak Demand by Zone Relative to 2020 - MW
Year | A | B | C | D | E | F | G | H | I | J | K | NYCA
2021 | 31 | 23 | 33 | 3 | 16 | 24 | 34 | 7 | 16 | 143 | 76 | 406
2022 | 62 | 48 | 67 | 6 | 33 | 49 | 66 | 14 | 33 | 294 | 150 | 822
2023 | 99 | 76 | 111 | 10 | 53 | 76 | 102 | 24 | 52 | 471 | 221 | 1295
2024 | 139 | 110 | 160 | 13 | 76 | 106 | 135 | 35 | 73 | 660 | 290 | 1797
2025 | 183 | 146 | 216 | 19 | 100 | 137 | 167 | 47 | 97 | 871 | 358 | 2341
2026 | 225 | 182 | 270 | 23 | 124 | 167 | 199 | 59 | 119 | 1076 | 425 | 2869
2027 | 265 | 216 | 322 | 27 | 147 | 195 | 229 | 71 | 141 | 1273 | 492 | 3378
2028 | 304 | 249 | 371 | 32 | 169 | 222 | 257 | 82 | 162 | 1458 | 559 | 3865
2029 | 337 | 277 | 415 | 35 | 188 | 246 | 282 | 91 | 180 | 1623 | 627 | 4301
2030 | 365 | 300 | 450 | 38 | 203 | 266 | 302 | 99 | 196 | 1757 | 698 | 4674
2031 | 390 | 319 | 480 | 41 | 217 | 284 | 318 | 107 | 211 | 1896 | 746 | 5009
2032 | 412 | 337 | 509 | 43 | 230 | 300 | 333 | 114 | 225 | 2023 | 790 | 5316
2033 | 432 | 352 | 535 | 45 | 241 | 314 | 346 | 119 | 237 | 2136 | 830 | 5587
2034 | 449 | 366 | 555 | 47 | 251 | 326 | 355 | 125 | 249 | 2236 | 859 | 5818
2035 | 463 | 377 | 573 | 48 | 258 | 337 | 364 | 129 | 258 | 2317 | 885 | 6009
2036 | 475 | 385 | 587 | 49 | 265 | 345 | 371 | 132 | 266 | 2389 | 906 | 6170
2037 | 486 | 393 | 601 | 51 | 271 | 353 | 377 | 136 | 272 | 2448 | 922 | 6310
2038 | 494 | 400 | 611 | 52 | 276 | 359 | 382 | 138 | 278 | 2502 | 936 | 6428
2039 | 502 | 405 | 621 | 53 | 281 | 365 | 385 | 140 | 283 | 2548 | 949 | 6532
2040 | 507 | 410 | 628 | 53 | 283 | 368 | 388 | 142 | 288 | 2590 | 959 | 6616
2041 | 512 | 412 | 635 | 54 | 287 | 372 | 391 | 144 | 292 | 2626 | 970 | 6695
2042 | 517 | 417 | 641 | 54 | 289 | 376 | 393 | 145 | 296 | 2658 | 978 | 6764
2043 | 521 | 419 | 645 | 55 | 291 | 378 | 395 | 147 | 299 | 2685 | 986 | 6821
2044 | 523 | 421 | 648 | 55 | 292 | 380 | 396 | 147 | 302 | 2712 | 993 | 6869
2045 | 526 | 422 | 652 | 55 | 294 | 382 | 397 | 148 | 304 | 2731 | 999 | 6910
2046 | 528 | 424 | 655 | 55 | 295 | 383 | 398 | 150 | 305 | 2749 | 1006 | 6948
2047 | 530 | 425 | 658 | 56 | 296 | 385 | 399 | 150 | 307 | 2762 | 1010 | 6978
2048 | 531 | 425 | 659 | 56 | 297 | 386 | 400 | 151 | 309 | 2777 | 1015 | 7006
2049 | 532 | 426 | 660 | 56 | 298 | 386 | 400 | 151 | 310 | 2788 | 1018 | 7025
2050 | 534 | 425 | 661 | 56 | 298 | 387 | 400 | 151 | 311 | 2797 | 1022 | 7042
2051 | 535 | 425 | 662 | 56 | 299 | 388 | 401 | 151 | 312 | 2806 | 1025 | 7060

## I-8c-H
Table I-8c-H: Energy Efficiency and Codes & Standards Winter Peak Impacts - High Load Scenario
Reflects Cumulative Impacts
Reductions in Winter Coincident Peak Demand by Zone Relative to 2020-21 - MW
Year | A | B | C | D | E | F | G | H | I | J | K | NYCA
2021-22 | 33 | 21 | 30 | 3 | 16 | 28 | 34 | 5 | 12 | 109 | 60 | 351
2022-23 | 67 | 43 | 61 | 6 | 33 | 56 | 66 | 11 | 25 | 223 | 119 | 710
2023-24 | 106 | 70 | 100 | 9 | 54 | 90 | 100 | 17 | 40 | 357 | 175 | 1118
2024-25 | 148 | 101 | 143 | 12 | 76 | 123 | 133 | 25 | 56 | 502 | 231 | 1550
2025-26 | 192 | 133 | 190 | 17 | 99 | 158 | 166 | 34 | 74 | 661 | 284 | 2008
2026-27 | 235 | 165 | 236 | 21 | 122 | 192 | 198 | 42 | 91 | 817 | 338 | 2457
2027-28 | 277 | 196 | 280 | 24 | 144 | 225 | 228 | 51 | 108 | 968 | 391 | 2892
2028-29 | 316 | 225 | 323 | 28 | 164 | 256 | 256 | 59 | 123 | 1108 | 444 | 3302
2029-30 | 350 | 251 | 359 | 32 | 183 | 283 | 281 | 65 | 137 | 1233 | 498 | 3672
2030-31 | 379 | 272 | 389 | 34 | 198 | 306 | 301 | 71 | 149 | 1334 | 554 | 3987
2031-32 | 404 | 288 | 415 | 36 | 211 | 326 | 317 | 77 | 160 | 1439 | 592 | 4265
2032-33 | 427 | 305 | 440 | 38 | 224 | 345 | 332 | 81 | 171 | 1537 | 627 | 4527
2033-34 | 448 | 319 | 462 | 40 | 234 | 362 | 345 | 85 | 181 | 1622 | 658 | 4756
2034-35 | 466 | 332 | 480 | 41 | 243 | 375 | 354 | 89 | 189 | 1697 | 682 | 4948
2035-36 | 481 | 341 | 494 | 43 | 251 | 387 | 363 | 92 | 195 | 1759 | 702 | 5108
2036-37 | 493 | 349 | 507 | 44 | 257 | 397 | 369 | 95 | 202 | 1814 | 719 | 5246
2037-38 | 503 | 357 | 519 | 45 | 263 | 406 | 377 | 97 | 207 | 1860 | 732 | 5366
2038-39 | 512 | 362 | 528 | 46 | 268 | 413 | 382 | 99 | 211 | 1899 | 743 | 5463
2039-40 | 520 | 367 | 536 | 46 | 272 | 419 | 385 | 100 | 215 | 1935 | 753 | 5548
2040-41 | 526 | 370 | 542 | 47 | 274 | 423 | 388 | 102 | 219 | 1967 | 761 | 5619
2041-42 | 531 | 374 | 548 | 48 | 278 | 428 | 391 | 103 | 222 | 1993 | 769 | 5685
2042-43 | 536 | 377 | 553 | 48 | 280 | 432 | 393 | 104 | 224 | 2019 | 776 | 5742
2043-44 | 539 | 379 | 557 | 49 | 282 | 435 | 394 | 105 | 227 | 2039 | 782 | 5788
2044-45 | 542 | 381 | 560 | 48 | 283 | 437 | 396 | 106 | 229 | 2059 | 787 | 5828
2045-46 | 545 | 382 | 562 | 49 | 285 | 439 | 397 | 107 | 231 | 2073 | 792 | 5862
2046-47 | 547 | 384 | 565 | 49 | 286 | 441 | 398 | 107 | 232 | 2087 | 797 | 5893
2047-48 | 549 | 384 | 567 | 49 | 287 | 442 | 399 | 108 | 233 | 2097 | 801 | 5916
2048-49 | 551 | 385 | 569 | 49 | 288 | 443 | 399 | 108 | 235 | 2108 | 805 | 5940
2049-50 | 551 | 386 | 570 | 49 | 288 | 444 | 399 | 108 | 235 | 2116 | 808 | 5954
2050-51 | 552 | 385 | 570 | 49 | 288 | 444 | 400 | 109 | 237 | 2124 | 810 | 5968
2051-52 | 554 | 385 | 571 | 49 | 288 | 445 | 400 | 110 | 238 | 2131 | 812 | 5983

## I-9a-H
Table I-9a-H: Solar PV Nameplate Capacity, Behind-the-Meter - High Load Scenario
Reflects Total Cumulative Nameplate Capacity
Nameplate Capacity by Zone - MW DC
Year | A | B | C | D | E | F | G | H | I | J | K | NYCA
2021 | 250 | 204 | 357 | 52 | 313 | 523 | 388 | 46 | 63 | 313 | 725 | 3234
2022 | 331 | 252 | 482 | 76 | 437 | 627 | 462 | 53 | 69 | 363 | 754 | 3906
2023 | 425 | 293 | 623 | 103 | 578 | 722 | 539 | 59 | 73 | 424 | 760 | 4599
2024 | 485 | 339 | 714 | 121 | 667 | 814 | 602 | 65 | 78 | 459 | 812 | 5156
2025 | 526 | 369 | 778 | 133 | 730 | 879 | 646 | 69 | 82 | 484 | 850 | 5546
2026 | 559 | 393 | 829 | 142 | 779 | 932 | 682 | 73 | 86 | 506 | 884 | 5865
2027 | 583 | 411 | 864 | 149 | 813 | 969 | 708 | 76 | 88 | 522 | 909 | 6092
2028 | 602 | 424 | 893 | 154 | 840 | 999 | 728 | 79 | 90 | 535 | 931 | 6275
2029 | 617 | 434 | 915 | 159 | 862 | 1023 | 746 | 81 | 92 | 545 | 949 | 6423
2030 | 629 | 443 | 931 | 163 | 877 | 1041 | 759 | 82 | 93 | 553 | 963 | 6534
2031 | 636 | 449 | 944 | 166 | 889 | 1054 | 768 | 85 | 94 | 558 | 974 | 6617
2032 | 642 | 452 | 953 | 170 | 897 | 1063 | 775 | 85 | 94 | 561 | 981 | 6673
2033 | 647 | 456 | 960 | 172 | 904 | 1072 | 781 | 86 | 95 | 564 | 987 | 6724
2034 | 652 | 459 | 966 | 174 | 911 | 1079 | 786 | 87 | 95 | 567 | 992 | 6768
2035 | 655 | 462 | 973 | 176 | 916 | 1085 | 790 | 88 | 95 | 568 | 999 | 6807
2036 | 658 | 464 | 977 | 177 | 920 | 1091 | 795 | 89 | 96 | 571 | 1003 | 6841
2037 | 661 | 466 | 981 | 179 | 924 | 1095 | 798 | 90 | 96 | 572 | 1005 | 6867
2038 | 663 | 467 | 984 | 180 | 926 | 1099 | 800 | 91 | 97 | 574 | 1009 | 6890
2039 | 664 | 469 | 986 | 181 | 929 | 1101 | 802 | 91 | 97 | 575 | 1012 | 6907
2040 | 667 | 470 | 989 | 181 | 931 | 1104 | 804 | 91 | 97 | 577 | 1014 | 6925
2041 | 668 | 470 | 991 | 181 | 933 | 1106 | 806 | 92 | 97 | 578 | 1016 | 6938
2042 | 669 | 471 | 992 | 182 | 935 | 1109 | 808 | 92 | 97 | 579 | 1018 | 6952
2043 | 670 | 472 | 994 | 182 | 936 | 1110 | 809 | 92 | 97 | 579 | 1019 | 6960
2044 | 671 | 473 | 995 | 182 | 937 | 1112 | 810 | 92 | 97 | 580 | 1021 | 6970
2045 | 672 | 473 | 996 | 182 | 938 | 1113 | 810 | 92 | 97 | 581 | 1022 | 6976
2046 | 672 | 473 | 997 | 183 | 939 | 1113 | 811 | 92 | 98 | 581 | 1022 | 6981
2047 | 672 | 473 | 998 | 183 | 939 | 1114 | 811 | 92 | 98 | 581 | 1022 | 6983
2048 | 673 | 474 | 998 | 183 | 939 | 1114 | 811 | 92 | 98 | 581 | 1023 | 6986
2049 | 673 | 474 | 998 | 183 | 939 | 1115 | 812 | 92 | 98 | 581 | 1023 | 6988
2050 | 673 | 474 | 999 | 183 | 939 | 1115 | 812 | 92 | 98 | 581 | 1023 | 6989
2051 | 673 | 474 | 999 | 183 | 940 | 1115 | 812 | 92 | 98 | 581 | 1023 | 6990
Note: Nameplate values reflect aggregate MW DC rating of installed panels.

## I-9b-H
Table I-9b-H: Solar PV Annual Energy Reductions, Behind-the-Meter - High Load Scenario
Reflects Total Cumulative Impacts
Reductions in Annual Energy by Zone - GWh
Year | A | B | C | D | E | F | G | H | I | J | K | NYCA
2021 | 261 | 213 | 367 | 58 | 380 | 566 | 442 | 56 | 74 | 334 | 760 | 3511
2022 | 347 | 263 | 496 | 85 | 530 | 678 | 528 | 65 | 80 | 387 | 792 | 4251
2023 | 444 | 308 | 644 | 115 | 703 | 781 | 615 | 72 | 86 | 453 | 799 | 5020
2024 | 508 | 356 | 738 | 135 | 811 | 882 | 687 | 80 | 92 | 490 | 854 | 5633
2025 | 553 | 389 | 805 | 147 | 889 | 953 | 738 | 84 | 97 | 518 | 895 | 6068
2026 | 587 | 414 | 859 | 158 | 951 | 1012 | 781 | 89 | 101 | 543 | 932 | 6427
2027 | 613 | 433 | 896 | 166 | 992 | 1054 | 811 | 93 | 103 | 561 | 960 | 6682
2028 | 633 | 447 | 926 | 173 | 1027 | 1087 | 835 | 96 | 106 | 575 | 984 | 6889
2029 | 650 | 459 | 952 | 177 | 1055 | 1115 | 857 | 99 | 109 | 586 | 1004 | 7063
2030 | 664 | 468 | 969 | 182 | 1074 | 1134 | 873 | 101 | 110 | 596 | 1020 | 7191
2031 | 672 | 474 | 983 | 186 | 1090 | 1150 | 884 | 103 | 112 | 602 | 1032 | 7288
2032 | 679 | 478 | 993 | 190 | 1101 | 1162 | 892 | 104 | 112 | 605 | 1041 | 7357
2033 | 684 | 483 | 1001 | 193 | 1110 | 1172 | 900 | 107 | 112 | 609 | 1050 | 7421
2034 | 691 | 487 | 1009 | 195 | 1120 | 1181 | 907 | 108 | 113 | 613 | 1056 | 7480
2035 | 694 | 492 | 1017 | 198 | 1128 | 1189 | 913 | 108 | 113 | 616 | 1063 | 7531
2036 | 698 | 494 | 1022 | 199 | 1133 | 1197 | 919 | 110 | 115 | 618 | 1069 | 7574
2037 | 702 | 496 | 1027 | 202 | 1139 | 1202 | 923 | 111 | 116 | 620 | 1073 | 7611
2038 | 704 | 498 | 1032 | 204 | 1144 | 1208 | 927 | 112 | 116 | 623 | 1077 | 7645
2039 | 707 | 500 | 1035 | 204 | 1149 | 1212 | 930 | 112 | 116 | 625 | 1082 | 7672
2040 | 710 | 502 | 1039 | 205 | 1152 | 1216 | 935 | 113 | 116 | 628 | 1085 | 7701
2041 | 713 | 503 | 1043 | 206 | 1156 | 1220 | 937 | 114 | 116 | 630 | 1087 | 7725
2042 | 714 | 504 | 1045 | 207 | 1159 | 1224 | 940 | 114 | 116 | 630 | 1091 | 7744
2043 | 717 | 506 | 1048 | 207 | 1162 | 1226 | 942 | 114 | 116 | 633 | 1094 | 7765
2044 | 718 | 506 | 1050 | 207 | 1163 | 1229 | 944 | 114 | 116 | 633 | 1096 | 7776
2045 | 720 | 507 | 1052 | 208 | 1166 | 1232 | 946 | 114 | 116 | 636 | 1098 | 7795
2046 | 720 | 509 | 1054 | 209 | 1167 | 1233 | 948 | 114 | 118 | 636 | 1099 | 7807
2047 | 720 | 509 | 1056 | 209 | 1170 | 1236 | 948 | 114 | 119 | 636 | 1101 | 7818
2048 | 723 | 510 | 1057 | 209 | 1172 | 1237 | 948 | 114 | 119 | 638 | 1104 | 7831
2049 | 724 | 510 | 1058 | 210 | 1173 | 1239 | 951 | 114 | 119 | 638 | 1104 | 7840
2050 | 724 | 511 | 1060 | 210 | 1174 | 1241 | 952 | 114 | 119 | 639 | 1105 | 7849
2051 | 725 | 511 | 1061 | 210 | 1176 | 1242 | 953 | 114 | 119 | 640 | 1106 | 7857

## I-9c-H
Table I-9c-H: Solar PV Peak Reductions, Behind-the-Meter - High Load Scenario
Reflects Total Cumulative Impacts
Reductions in Summer Coincident Peak Demand by Zone - MW AC
Year | A | B | C | D | E | F | G | H | I | J | K | NYCA
2021 | 44 | 47 | 61 | 1 | 38 | 108 | 78 | 9 | 13 | 85 | 160 | 644
2022 | 52 | 55 | 76 | 2 | 48 | 123 | 88 | 10 | 14 | 95 | 164 | 727
2023 | 62 | 64 | 90 | 2 | 57 | 138 | 99 | 11 | 14 | 103 | 169 | 809
2024 | 68 | 68 | 99 | 3 | 63 | 144 | 103 | 12 | 13 | 106 | 165 | 844
2025 | 73 | 72 | 107 | 3 | 68 | 150 | 107 | 12 | 14 | 109 | 164 | 879
2026 | 75 | 74 | 110 | 3 | 70 | 154 | 108 | 12 | 14 | 110 | 165 | 895
2027 | 76 | 75 | 110 | 3 | 70 | 151 | 106 | 12 | 13 | 108 | 160 | 884
2028 | 74 | 74 | 108 | 3 | 68 | 148 | 104 | 12 | 13 | 105 | 154 | 863
2029 | 73 | 72 | 105 | 3 | 66 | 142 | 100 | 10 | 13 | 100 | 148 | 832
2030 | 70 | 69 | 101 | 3 | 65 | 136 | 95 | 10 | 11 | 95 | 141 | 796
2031 | 67 | 65 | 96 | 3 | 61 | 127 | 90 | 10 | 11 | 90 | 133 | 753
2032 | 64 | 63 | 91 | 3 | 58 | 119 | 85 | 9 | 10 | 84 | 124 | 710
2033 | 61 | 58 | 85 | 3 | 54 | 111 | 78 | 8 | 10 | 79 | 115 | 662
2034 | 58 | 54 | 80 | 3 | 51 | 102 | 72 | 8 | 9 | 73 | 106 | 616
2035 | 55 | 51 | 74 | 2 | 47 | 93 | 66 | 7 | 8 | 67 | 97 | 567
2036 | 51 | 48 | 69 | 2 | 44 | 86 | 61 | 7 | 7 | 62 | 89 | 526
2037 | 47 | 44 | 64 | 2 | 41 | 79 | 56 | 6 | 7 | 57 | 81 | 484
2038 | 44 | 41 | 60 | 2 | 38 | 73 | 51 | 5 | 6 | 52 | 74 | 446
2039 | 40 | 37 | 54 | 2 | 35 | 66 | 47 | 5 | 6 | 48 | 68 | 408
2040 | 38 | 34 | 50 | 2 | 32 | 60 | 43 | 5 | 6 | 44 | 61 | 375
2041 | 34 | 30 | 45 | 1 | 29 | 54 | 38 | 5 | 5 | 39 | 55 | 335
2042 | 31 | 27 | 41 | 1 | 26 | 48 | 34 | 4 | 4 | 35 | 47 | 298
2043 | 27 | 24 | 36 | 1 | 23 | 42 | 29 | 4 | 3 | 30 | 41 | 260
2044 | 24 | 21 | 32 | 1 | 20 | 35 | 25 | 3 | 3 | 26 | 34 | 224
2045 | 21 | 18 | 28 | 1 | 17 | 30 | 21 | 3 | 2 | 22 | 28 | 191
2046 | 18 | 16 | 24 | 1 | 15 | 26 | 17 | 2 | 2 | 18 | 23 | 162
2047 | 16 | 13 | 21 | 0 | 13 | 21 | 15 | 2 | 2 | 16 | 19 | 138
2048 | 14 | 12 | 19 | 0 | 12 | 18 | 13 | 2 | 2 | 14 | 15 | 121
2049 | 12 | 11 | 16 | 0 | 10 | 16 | 12 | 2 | 2 | 12 | 14 | 107
2050 | 11 | 10 | 15 | 0 | 9 | 15 | 10 | 1 | 2 | 10 | 12 | 95
2051 | 10 | 9 | 13 | 0 | 8 | 13 | 9 | 1 | 2 | 10 | 11 | 86
Note: The actual impact of solar PV varies considerably by hour of day. The hour of the NYCA coincident peak varies annually. Currently, the NYCA summer peak typically occurs in late afternoon. The NYCA summer peak will likely shift into the evening as additional BTM PV is added to the system, and as electric vehicle charging impacts increase during the evening hours.
Note: The winter coincident peak behind-the-meter solar PV impact is zero because the system typically peaks after sunset.

## I-9d-H
Table I-9d-H: Maximum Solar PV Generation, Behind-the-Meter - High Load Scenario
Reflects Total Cumulative Impacts
Maximum Hourly NYCA BTM Solar PV Generation - MW AC
Year | A | B | C | D | E | F | G | H | I | J | K | NYCA
2021 | 204 | 164 | 247 | 23 | 225 | 348 | 310 | 36 | 49 | 221 | 563 | 2390
2022 | 271 | 202 | 333 | 33 | 314 | 417 | 369 | 41 | 53 | 256 | 586 | 2875
2023 | 348 | 236 | 430 | 45 | 416 | 480 | 430 | 46 | 57 | 299 | 591 | 3378
2024 | 397 | 272 | 493 | 53 | 479 | 541 | 480 | 50 | 61 | 324 | 632 | 3782
2025 | 431 | 296 | 538 | 58 | 524 | 585 | 515 | 53 | 64 | 342 | 661 | 4067
2026 | 458 | 316 | 573 | 62 | 560 | 620 | 544 | 56 | 66 | 358 | 687 | 4300
2027 | 478 | 330 | 597 | 66 | 584 | 645 | 564 | 59 | 68 | 369 | 706 | 4466
2028 | 493 | 341 | 617 | 68 | 604 | 665 | 581 | 61 | 70 | 378 | 723 | 4601
2029 | 505 | 349 | 633 | 70 | 619 | 680 | 595 | 63 | 72 | 385 | 737 | 4708
2030 | 516 | 356 | 644 | 72 | 630 | 692 | 605 | 63 | 71 | 391 | 749 | 4789
2031 | 521 | 360 | 653 | 73 | 639 | 701 | 612 | 66 | 73 | 394 | 757 | 4849
2032 | 526 | 363 | 659 | 75 | 645 | 708 | 618 | 66 | 73 | 396 | 763 | 4892
2033 | 530 | 366 | 663 | 76 | 649 | 713 | 623 | 67 | 73 | 398 | 767 | 4925
2034 | 534 | 369 | 668 | 76 | 655 | 718 | 627 | 68 | 74 | 401 | 771 | 4961
2035 | 536 | 372 | 672 | 77 | 658 | 722 | 630 | 68 | 74 | 401 | 776 | 4986
2036 | 539 | 373 | 676 | 78 | 661 | 726 | 633 | 69 | 74 | 403 | 780 | 5012
2037 | 541 | 374 | 677 | 79 | 664 | 729 | 636 | 70 | 75 | 404 | 781 | 5030
2038 | 543 | 376 | 681 | 79 | 666 | 731 | 638 | 71 | 75 | 405 | 784 | 5049
2039 | 545 | 376 | 682 | 80 | 668 | 733 | 640 | 71 | 75 | 406 | 787 | 5063
2040 | 546 | 377 | 684 | 80 | 669 | 734 | 641 | 71 | 75 | 407 | 788 | 5072
2041 | 547 | 378 | 685 | 80 | 671 | 737 | 643 | 71 | 75 | 408 | 789 | 5084
2042 | 548 | 379 | 686 | 80 | 672 | 738 | 644 | 71 | 75 | 408 | 792 | 5093
2043 | 549 | 379 | 687 | 80 | 673 | 739 | 645 | 71 | 75 | 409 | 792 | 5099
2044 | 550 | 380 | 688 | 80 | 674 | 739 | 646 | 71 | 75 | 410 | 794 | 5107
2045 | 551 | 380 | 688 | 80 | 674 | 740 | 646 | 71 | 75 | 411 | 794 | 5110
2046 | 551 | 380 | 689 | 81 | 674 | 741 | 646 | 71 | 76 | 410 | 794 | 5113
2047 | 551 | 380 | 690 | 81 | 675 | 741 | 646 | 71 | 76 | 410 | 794 | 5115
2048 | 551 | 381 | 690 | 81 | 675 | 741 | 646 | 71 | 76 | 410 | 795 | 5117
2049 | 551 | 381 | 690 | 81 | 675 | 742 | 647 | 71 | 76 | 410 | 795 | 5119
2050 | 551 | 381 | 691 | 81 | 675 | 742 | 647 | 71 | 76 | 410 | 795 | 5120
2051 | 551 | 381 | 691 | 81 | 676 | 742 | 647 | 71 | 76 | 410 | 795 | 5121
Note: These values represent the hour with maximum BTM solar generation across the NYCA.

## I-10a-H
Table I-10a-H: Non-Solar Distributed Generation Nameplate Capacity, Behind-the-Meter - High Load Scenario
Reflects Total Cumulative Namplate Capacity
Namplate Capacity by Zone - MW
Year | A | B | C | D | E | F | G | H | I | J | K | NYCA
2021 | 18 | 2 | 51 | 1 | 12 | 23 | 1 | 1 | 5 | 153 | 12 | 279
2022 | 19 | 2 | 53 | 1 | 13 | 24 | 1 | 1 | 5 | 172 | 20 | 311
2023 | 20 | 2 | 55 | 1 | 13 | 25 | 1 | 1 | 5 | 188 | 26 | 337
2024 | 21 | 2 | 57 | 1 | 13 | 26 | 1 | 1 | 5 | 202 | 31 | 360
2025 | 22 | 2 | 59 | 1 | 13 | 27 | 1 | 1 | 5 | 215 | 35 | 381
2026 | 22 | 2 | 60 | 1 | 13 | 28 | 1 | 1 | 5 | 227 | 38 | 398
2027 | 22 | 2 | 61 | 1 | 13 | 29 | 1 | 1 | 5 | 238 | 41 | 414
2028 | 22 | 2 | 62 | 1 | 13 | 30 | 1 | 1 | 5 | 248 | 44 | 429
2029 | 22 | 2 | 63 | 1 | 13 | 31 | 1 | 1 | 5 | 258 | 46 | 443
2030 | 22 | 2 | 64 | 1 | 13 | 32 | 1 | 1 | 5 | 267 | 48 | 456
2031 | 22 | 2 | 65 | 1 | 13 | 33 | 1 | 1 | 5 | 276 | 50 | 469
2032 | 22 | 2 | 66 | 1 | 13 | 34 | 1 | 1 | 5 | 284 | 52 | 481
2033 | 22 | 2 | 67 | 1 | 13 | 35 | 1 | 1 | 5 | 292 | 54 | 493
2034 | 22 | 2 | 68 | 1 | 13 | 35 | 1 | 1 | 5 | 300 | 55 | 503
2035 | 22 | 2 | 69 | 1 | 13 | 35 | 1 | 1 | 5 | 307 | 56 | 512
2036 | 22 | 2 | 70 | 1 | 13 | 35 | 1 | 1 | 5 | 314 | 57 | 521
2037 | 22 | 2 | 70 | 1 | 13 | 35 | 1 | 1 | 5 | 321 | 58 | 529
2038 | 22 | 2 | 70 | 1 | 13 | 35 | 1 | 1 | 5 | 327 | 59 | 536
2039 | 22 | 2 | 70 | 1 | 13 | 35 | 1 | 1 | 5 | 333 | 60 | 543
2040 | 22 | 2 | 70 | 1 | 13 | 35 | 1 | 1 | 5 | 339 | 61 | 550
2041 | 22 | 2 | 70 | 1 | 13 | 35 | 1 | 1 | 5 | 344 | 62 | 556
2042 | 22 | 2 | 70 | 1 | 13 | 35 | 1 | 1 | 5 | 349 | 62 | 561
2043 | 22 | 2 | 70 | 1 | 13 | 35 | 1 | 1 | 5 | 353 | 62 | 565
2044 | 22 | 2 | 70 | 1 | 13 | 35 | 1 | 1 | 5 | 357 | 62 | 569
2045 | 22 | 2 | 70 | 1 | 13 | 35 | 1 | 1 | 5 | 360 | 62 | 572
2046 | 22 | 2 | 70 | 1 | 13 | 35 | 1 | 1 | 5 | 363 | 62 | 575
2047 | 22 | 2 | 70 | 1 | 13 | 35 | 1 | 1 | 5 | 365 | 62 | 577
2048 | 22 | 2 | 70 | 1 | 13 | 35 | 1 | 1 | 5 | 367 | 62 | 579
2049 | 22 | 2 | 70 | 1 | 13 | 35 | 1 | 1 | 5 | 368 | 62 | 580
2050 | 22 | 2 | 70 | 1 | 13 | 35 | 1 | 1 | 5 | 369 | 62 | 581
2051 | 22 | 2 | 70 | 1 | 13 | 35 | 1 | 1 | 5 | 370 | 62 | 582
Note: Resources include combined heat and power, anaerobic digesters, fuel cell facilities, and others.

## I-10b-H
Table I-10b-H: Non-Solar Distributed Generation Annual Energy Reductions, Behind-the-Meter - High Load Scenario
Reflects Total Cumulative Impacts
Reductions in Annual Energy by Zone - GWh
Year | A | B | C | D | E | F | G | H | I | J | K | NYCA
2021 | 104 | 12 | 295 | 6 | 69 | 133 | 6 | 6 | 29 | 563 | 44 | 1267
2022 | 110 | 12 | 306 | 6 | 75 | 139 | 6 | 6 | 29 | 633 | 74 | 1396
2023 | 116 | 12 | 318 | 6 | 75 | 145 | 6 | 6 | 29 | 692 | 96 | 1501
2024 | 121 | 12 | 330 | 6 | 75 | 150 | 6 | 6 | 29 | 743 | 114 | 1592
2025 | 127 | 12 | 341 | 6 | 75 | 156 | 6 | 6 | 29 | 791 | 129 | 1678
2026 | 127 | 12 | 347 | 6 | 75 | 162 | 6 | 6 | 29 | 835 | 140 | 1745
2027 | 127 | 12 | 353 | 6 | 75 | 168 | 6 | 6 | 29 | 876 | 151 | 1809
2028 | 127 | 12 | 358 | 6 | 75 | 173 | 6 | 6 | 29 | 912 | 162 | 1866
2029 | 127 | 12 | 364 | 6 | 75 | 179 | 6 | 6 | 29 | 949 | 169 | 1922
2030 | 127 | 12 | 370 | 6 | 75 | 185 | 6 | 6 | 29 | 982 | 177 | 1975
2031 | 127 | 12 | 376 | 6 | 75 | 191 | 6 | 6 | 29 | 1015 | 184 | 2027
2032 | 127 | 12 | 382 | 6 | 75 | 197 | 6 | 6 | 29 | 1045 | 191 | 2076
2033 | 127 | 12 | 387 | 6 | 75 | 202 | 6 | 6 | 29 | 1074 | 199 | 2123
2034 | 127 | 12 | 393 | 6 | 75 | 202 | 6 | 6 | 29 | 1104 | 202 | 2162
2035 | 127 | 12 | 399 | 6 | 75 | 202 | 6 | 6 | 29 | 1130 | 206 | 2198
2036 | 127 | 12 | 405 | 6 | 75 | 202 | 6 | 6 | 29 | 1155 | 210 | 2233
2037 | 127 | 12 | 405 | 6 | 75 | 202 | 6 | 6 | 29 | 1181 | 213 | 2262
2038 | 127 | 12 | 405 | 6 | 75 | 202 | 6 | 6 | 29 | 1203 | 217 | 2288
2039 | 127 | 12 | 405 | 6 | 75 | 202 | 6 | 6 | 29 | 1225 | 221 | 2314
2040 | 127 | 12 | 405 | 6 | 75 | 202 | 6 | 6 | 29 | 1247 | 224 | 2339
2041 | 127 | 12 | 405 | 6 | 75 | 202 | 6 | 6 | 29 | 1266 | 228 | 2362
2042 | 127 | 12 | 405 | 6 | 75 | 202 | 6 | 6 | 29 | 1284 | 228 | 2380
2043 | 127 | 12 | 405 | 6 | 75 | 202 | 6 | 6 | 29 | 1299 | 228 | 2395
2044 | 127 | 12 | 405 | 6 | 75 | 202 | 6 | 6 | 29 | 1313 | 228 | 2409
2045 | 127 | 12 | 405 | 6 | 75 | 202 | 6 | 6 | 29 | 1325 | 228 | 2421
2046 | 127 | 12 | 405 | 6 | 75 | 202 | 6 | 6 | 29 | 1336 | 228 | 2432
2047 | 127 | 12 | 405 | 6 | 75 | 202 | 6 | 6 | 29 | 1343 | 228 | 2439
2048 | 127 | 12 | 405 | 6 | 75 | 202 | 6 | 6 | 29 | 1350 | 228 | 2446
2049 | 127 | 12 | 405 | 6 | 75 | 202 | 6 | 6 | 29 | 1354 | 228 | 2450
2050 | 127 | 12 | 405 | 6 | 75 | 202 | 6 | 6 | 29 | 1358 | 228 | 2454
2051 | 127 | 12 | 405 | 6 | 75 | 202 | 6 | 6 | 29 | 1362 | 228 | 2458

## I-10c-H
Table I-10c-H: Non-Solar Distributed Generation Peak Reductions, Behind-the-Meter - High Load Scenario
Reflects Total Cumulative Impacts
Reductions in Summer and Winter Coincident Peak Demand by Zone - MW
Year | A | B | C | D | E | F | G | H | I | J | K | NYCA
2021 | 16 | 2 | 44 | 1 | 10 | 20 | 1 | 1 | 4 | 115 | 9 | 223
2022 | 17 | 2 | 46 | 1 | 11 | 21 | 1 | 1 | 4 | 129 | 15 | 248
2023 | 17 | 2 | 48 | 1 | 11 | 22 | 1 | 1 | 4 | 141 | 20 | 268
2024 | 18 | 2 | 50 | 1 | 11 | 23 | 1 | 1 | 4 | 152 | 23 | 286
2025 | 19 | 2 | 51 | 1 | 11 | 23 | 1 | 1 | 4 | 161 | 26 | 300
2026 | 19 | 2 | 52 | 1 | 11 | 24 | 1 | 1 | 4 | 170 | 29 | 314
2027 | 19 | 2 | 53 | 1 | 11 | 25 | 1 | 1 | 4 | 179 | 31 | 327
2028 | 19 | 2 | 54 | 1 | 11 | 26 | 1 | 1 | 4 | 186 | 33 | 338
2029 | 19 | 2 | 55 | 1 | 11 | 27 | 1 | 1 | 4 | 194 | 35 | 350
2030 | 19 | 2 | 56 | 1 | 11 | 28 | 1 | 1 | 4 | 200 | 36 | 359
2031 | 19 | 2 | 57 | 1 | 11 | 29 | 1 | 1 | 4 | 207 | 38 | 370
2032 | 19 | 2 | 57 | 1 | 11 | 30 | 1 | 1 | 4 | 213 | 39 | 378
2033 | 19 | 2 | 58 | 1 | 11 | 30 | 1 | 1 | 4 | 219 | 41 | 387
2034 | 19 | 2 | 59 | 1 | 11 | 30 | 1 | 1 | 4 | 225 | 41 | 394
2035 | 19 | 2 | 60 | 1 | 11 | 30 | 1 | 1 | 4 | 230 | 42 | 401
2036 | 19 | 2 | 61 | 1 | 11 | 30 | 1 | 1 | 4 | 236 | 43 | 409
2037 | 19 | 2 | 61 | 1 | 11 | 30 | 1 | 1 | 4 | 241 | 44 | 415
2038 | 19 | 2 | 61 | 1 | 11 | 30 | 1 | 1 | 4 | 245 | 44 | 419
2039 | 19 | 2 | 61 | 1 | 11 | 30 | 1 | 1 | 4 | 250 | 45 | 425
2040 | 19 | 2 | 61 | 1 | 11 | 30 | 1 | 1 | 4 | 254 | 46 | 430
2041 | 19 | 2 | 61 | 1 | 11 | 30 | 1 | 1 | 4 | 258 | 47 | 435
2042 | 19 | 2 | 61 | 1 | 11 | 30 | 1 | 1 | 4 | 262 | 47 | 439
2043 | 19 | 2 | 61 | 1 | 11 | 30 | 1 | 1 | 4 | 265 | 47 | 442
2044 | 19 | 2 | 61 | 1 | 11 | 30 | 1 | 1 | 4 | 268 | 47 | 445
2045 | 19 | 2 | 61 | 1 | 11 | 30 | 1 | 1 | 4 | 270 | 47 | 447
2046 | 19 | 2 | 61 | 1 | 11 | 30 | 1 | 1 | 4 | 272 | 47 | 449
2047 | 19 | 2 | 61 | 1 | 11 | 30 | 1 | 1 | 4 | 274 | 47 | 451
2048 | 19 | 2 | 61 | 1 | 11 | 30 | 1 | 1 | 4 | 275 | 47 | 452
2049 | 19 | 2 | 61 | 1 | 11 | 30 | 1 | 1 | 4 | 276 | 47 | 453
2050 | 19 | 2 | 61 | 1 | 11 | 30 | 1 | 1 | 4 | 277 | 47 | 454
2051 | 19 | 2 | 61 | 1 | 11 | 30 | 1 | 1 | 4 | 278 | 47 | 455
Note: Peak reductions reflect estimated summer reductions for the year listed, along with reductions for the folHighing winter.
For example, the values listed for 2021 reflect reductions to the 2021 summer peak and the 2021-22 winter peak.

## I-11a-H
Table I-11a-H: Electric Vehicle Stock Forecast - High Load Scenario
Reflects Total NYCA Stock
Number of Electric Vehicles by Type - NYCA
Year | Passenger Vehicles | Trucks (1) | Buses (2) | Total Stock
2021 | 120500 | 500 | 200 | 121200
2022 | 197900 | 1700 | 700 | 200300
2023 | 299700 | 2500 | 1700 | 303900
2024 | 425700 | 3500 | 2900 | 432100
2025 | 582100 | 5200 | 4100 | 591400
2026 | 751900 | 7100 | 5600 | 764600
2027 | 960700 | 9600 | 7300 | 977600
2028 | 1182100 | 12700 | 9300 | 1204100
2029 | 1425500 | 16500 | 11400 | 1453400
2030 | 1689600 | 21200 | 13600 | 1724400
2031 | 1976900 | 26000 | 15900 | 2018800
2032 | 2284000 | 31800 | 18400 | 2334200
2033 | 2611300 | 38300 | 20800 | 2670400
2034 | 3015500 | 45900 | 23100 | 3084500
2035 | 3341300 | 54400 | 25400 | 3421100
2036 | 3749600 | 63700 | 27500 | 3840800
2037 | 4103000 | 74100 | 29500 | 4206600
2038 | 4450700 | 85300 | 31300 | 4567300
2039 | 4799100 | 97400 | 32900 | 4929400
2040 | 5155300 | 110600 | 34400 | 5300300
2041 | 5459700 | 124500 | 35500 | 5619700
2042 | 5770100 | 139300 | 36300 | 5945700
2043 | 6063600 | 154900 | 37000 | 6255500
2044 | 6337100 | 171400 | 37600 | 6546100
2045 | 6584200 | 188600 | 38100 | 6810900
2046 | 6808100 | 206400 | 38300 | 7052800
2047 | 7005200 | 225100 | 38500 | 7268800
2048 | 7171100 | 244300 | 38600 | 7454000
2049 | 7303000 | 264100 | 38700 | 7605800
2050 | 7393400 | 284500 | 38700 | 7716600
2051 | 7464300 | 304900 | 38700 | 7807900
(1) - Includes light, medium, and heavy duty trucks (pickup trucks, delivery, and utility trucks).
(2) - Includes school and transit buses.
Note: For reference, according to the New York State Department of Motor Vehicles, there are approximately
8,860,000 passenger vehicles, 980,000 trucks, and 60,000 buses currently registered in the state.

## I-11b-H
Table I-11b-H: Electric Vehicle Annual Energy Usage - High Load Scenario
Reflects Total Cumulative Impacts
Total Annual Energy Usage by Zone - GWh
Year | A | B | C | D | E | F | G | H | I | J | K | NYCA
2021 | 27 | 20 | 34 | 2 | 15 | 27 | 39 | 7 | 11 | 67 | 145 | 394
2022 | 49 | 33 | 61 | 5 | 29 | 49 | 68 | 13 | 24 | 130 | 237 | 698
2023 | 79 | 51 | 98 | 7 | 47 | 80 | 104 | 20 | 36 | 191 | 356 | 1069
2024 | 116 | 74 | 145 | 10 | 69 | 120 | 151 | 30 | 50 | 262 | 501 | 1528
2025 | 161 | 101 | 203 | 14 | 97 | 168 | 208 | 41 | 68 | 366 | 681 | 2108
2026 | 217 | 134 | 276 | 19 | 131 | 227 | 275 | 54 | 87 | 467 | 873 | 2760
2027 | 279 | 170 | 357 | 24 | 169 | 293 | 353 | 70 | 110 | 610 | 1097 | 3532
2028 | 351 | 213 | 452 | 31 | 213 | 370 | 440 | 87 | 134 | 747 | 1346 | 4384
2029 | 432 | 260 | 556 | 37 | 262 | 453 | 536 | 106 | 161 | 895 | 1617 | 5315
2030 | 519 | 312 | 673 | 45 | 317 | 543 | 644 | 126 | 190 | 1062 | 1909 | 6340
2031 | 616 | 368 | 800 | 53 | 375 | 645 | 759 | 148 | 220 | 1229 | 2226 | 7439
2032 | 721 | 430 | 938 | 63 | 438 | 753 | 885 | 172 | 251 | 1406 | 2562 | 8619
2033 | 833 | 495 | 1088 | 73 | 507 | 869 | 1022 | 199 | 285 | 1600 | 2919 | 9890
2034 | 966 | 579 | 1269 | 86 | 592 | 1001 | 1190 | 237 | 328 | 1825 | 3345 | 11418
2035 | 1084 | 641 | 1423 | 96 | 662 | 1125 | 1325 | 258 | 362 | 2051 | 3696 | 12723
2036 | 1223 | 723 | 1608 | 108 | 745 | 1264 | 1495 | 294 | 410 | 2298 | 4135 | 14303
2037 | 1354 | 797 | 1781 | 120 | 824 | 1400 | 1651 | 324 | 449 | 2522 | 4521 | 15743
2038 | 1485 | 872 | 1952 | 131 | 902 | 1539 | 1807 | 356 | 489 | 2750 | 4905 | 17188
2039 | 1620 | 947 | 2131 | 144 | 983 | 1681 | 1975 | 387 | 529 | 2976 | 5286 | 18659
2040 | 1763 | 1037 | 2327 | 156 | 1066 | 1828 | 2153 | 423 | 568 | 3191 | 5654 | 20166
2041 | 1886 | 1094 | 2482 | 168 | 1139 | 1955 | 2277 | 449 | 606 | 3442 | 6019 | 21517
2042 | 2017 | 1167 | 2657 | 180 | 1217 | 2090 | 2431 | 479 | 643 | 3663 | 6365 | 22909
2043 | 2146 | 1238 | 2827 | 192 | 1292 | 2224 | 2580 | 510 | 682 | 3880 | 6695 | 24266
2044 | 2271 | 1305 | 2992 | 202 | 1364 | 2353 | 2726 | 540 | 717 | 4088 | 7001 | 25559
2045 | 2390 | 1370 | 3147 | 213 | 1429 | 2475 | 2859 | 567 | 750 | 4294 | 7283 | 26777
2046 | 2504 | 1430 | 3299 | 224 | 1496 | 2593 | 2981 | 594 | 782 | 4481 | 7536 | 27920
2047 | 2610 | 1487 | 3438 | 234 | 1555 | 2704 | 3102 | 620 | 813 | 4658 | 7757 | 28978
2048 | 2711 | 1538 | 3567 | 243 | 1609 | 2808 | 3213 | 644 | 840 | 4820 | 7943 | 29936
2049 | 2801 | 1584 | 3682 | 251 | 1655 | 2903 | 3314 | 665 | 865 | 4963 | 8088 | 30771
2050 | 2876 | 1624 | 3782 | 258 | 1694 | 2976 | 3401 | 686 | 886 | 5088 | 8189 | 31460
2051 | 2946 | 1655 | 3847 | 263 | 1723 | 3047 | 3492 | 697 | 899 | 5168 | 8261 | 31998

## I-11c-H
Table I-11c-H: Electric Vehicle Summer Coincident Peak Demand - High Load Scenario
Reflects Total Cumulative Impacts
Total Increase in Summer Coincident Peak Demand by Zone - MW
Year | A | B | C | D | E | F | G | H | I | J | K | NYCA
2021 | 4 | 2 | 5 | 0 | 2 | 4 | 7 | 1 | 1 | 7 | 22 | 55
2022 | 4 | 3 | 6 | 0 | 2 | 5 | 7 | 1 | 1 | 9 | 27 | 65
2023 | 7 | 5 | 9 | 1 | 5 | 8 | 10 | 1 | 2 | 12 | 37 | 97
2024 | 11 | 7 | 13 | 1 | 6 | 12 | 15 | 2 | 3 | 18 | 53 | 141
2025 | 17 | 11 | 20 | 1 | 10 | 17 | 21 | 3 | 5 | 26 | 75 | 206
2026 | 23 | 14 | 29 | 3 | 13 | 24 | 30 | 5 | 6 | 35 | 103 | 285
2027 | 31 | 18 | 38 | 3 | 18 | 32 | 41 | 6 | 8 | 47 | 133 | 375
2028 | 40 | 23 | 50 | 4 | 24 | 41 | 54 | 8 | 11 | 60 | 168 | 483
2029 | 49 | 28 | 62 | 4 | 29 | 51 | 67 | 10 | 13 | 74 | 207 | 594
2030 | 59 | 35 | 75 | 5 | 36 | 62 | 82 | 12 | 16 | 89 | 249 | 720
2031 | 70 | 41 | 89 | 7 | 43 | 75 | 97 | 15 | 18 | 105 | 293 | 853
2032 | 83 | 47 | 104 | 7 | 50 | 87 | 114 | 17 | 22 | 122 | 340 | 993
2033 | 95 | 55 | 120 | 8 | 57 | 100 | 132 | 20 | 25 | 140 | 389 | 1141
2034 | 107 | 63 | 137 | 9 | 65 | 112 | 151 | 23 | 29 | 159 | 438 | 1293
2035 | 122 | 69 | 153 | 11 | 74 | 127 | 170 | 25 | 32 | 179 | 488 | 1450
2036 | 134 | 76 | 170 | 12 | 82 | 140 | 190 | 28 | 35 | 199 | 540 | 1606
2037 | 148 | 84 | 187 | 13 | 90 | 155 | 209 | 31 | 39 | 218 | 589 | 1763
2038 | 162 | 91 | 203 | 13 | 97 | 169 | 228 | 34 | 43 | 236 | 638 | 1914
2039 | 174 | 99 | 220 | 14 | 104 | 183 | 248 | 36 | 45 | 256 | 687 | 2066
2040 | 188 | 105 | 236 | 16 | 111 | 196 | 266 | 39 | 49 | 272 | 728 | 2206
2041 | 200 | 112 | 251 | 17 | 119 | 210 | 285 | 41 | 51 | 292 | 777 | 2355
2042 | 212 | 118 | 267 | 18 | 126 | 222 | 303 | 44 | 55 | 308 | 817 | 2490
2043 | 223 | 124 | 280 | 19 | 132 | 234 | 320 | 46 | 57 | 325 | 855 | 2615
2044 | 234 | 130 | 293 | 19 | 138 | 246 | 337 | 48 | 59 | 338 | 889 | 2731
2045 | 244 | 136 | 305 | 20 | 143 | 256 | 352 | 50 | 61 | 351 | 919 | 2837
2046 | 253 | 140 | 315 | 22 | 148 | 265 | 365 | 51 | 64 | 363 | 945 | 2931
2047 | 260 | 144 | 324 | 22 | 152 | 274 | 377 | 54 | 65 | 373 | 965 | 3010
2048 | 266 | 147 | 332 | 23 | 156 | 281 | 389 | 55 | 67 | 381 | 978 | 3075
2049 | 272 | 150 | 337 | 23 | 158 | 287 | 398 | 56 | 68 | 386 | 986 | 3121
2050 | 277 | 151 | 341 | 22 | 159 | 291 | 406 | 57 | 67 | 390 | 987 | 3148
2051 | 279 | 153 | 343 | 23 | 159 | 294 | 411 | 56 | 68 | 392 | 984 | 3162

## I-11d-H
Table I-11d-H: Electric Vehicle Winter Coincident Peak Demand - High Load Scenario
Reflects Total Cumulative Impacts
Total Increase in Winter Coincident Peak Demand by Zone - MW
Year | A | B | C | D | E | F | G | H | I | J | K | NYCA
2021-22 | 5 | 4 | 7 | 0 | 3 | 6 | 9 | 1 | 1 | 9 | 30 | 75
2022-23 | 9 | 5 | 11 | 1 | 5 | 8 | 13 | 2 | 2 | 13 | 46 | 115
2023-24 | 14 | 9 | 18 | 1 | 9 | 15 | 19 | 3 | 3 | 20 | 70 | 181
2024-25 | 21 | 13 | 27 | 1 | 13 | 22 | 30 | 5 | 6 | 29 | 102 | 269
2025-26 | 30 | 19 | 38 | 2 | 18 | 31 | 43 | 6 | 8 | 41 | 141 | 377
2026-27 | 41 | 25 | 53 | 4 | 25 | 42 | 58 | 8 | 11 | 55 | 187 | 509
2027-28 | 54 | 33 | 68 | 5 | 32 | 56 | 76 | 11 | 13 | 73 | 239 | 660
2028-29 | 68 | 40 | 87 | 6 | 41 | 71 | 97 | 13 | 17 | 91 | 295 | 826
2029-30 | 83 | 49 | 107 | 8 | 50 | 87 | 119 | 17 | 19 | 111 | 356 | 1006
2030-31 | 99 | 58 | 128 | 9 | 61 | 105 | 142 | 21 | 23 | 133 | 420 | 1199
2031-32 | 117 | 68 | 150 | 10 | 70 | 123 | 168 | 23 | 28 | 154 | 487 | 1398
2032-33 | 135 | 78 | 173 | 12 | 81 | 142 | 195 | 27 | 32 | 178 | 557 | 1610
2033-34 | 154 | 90 | 198 | 13 | 94 | 161 | 222 | 31 | 36 | 202 | 629 | 1830
2034-35 | 173 | 100 | 222 | 14 | 105 | 180 | 250 | 36 | 41 | 226 | 700 | 2047
2035-36 | 194 | 111 | 249 | 17 | 117 | 202 | 281 | 40 | 45 | 253 | 773 | 2282
2036-37 | 213 | 123 | 274 | 18 | 129 | 222 | 308 | 44 | 50 | 279 | 846 | 2506
2037-38 | 233 | 133 | 298 | 20 | 140 | 242 | 337 | 48 | 54 | 304 | 917 | 2726
2038-39 | 252 | 144 | 322 | 21 | 151 | 263 | 366 | 52 | 58 | 328 | 985 | 2942
2039-40 | 270 | 154 | 346 | 24 | 163 | 284 | 394 | 55 | 63 | 352 | 1051 | 3156
2040-41 | 288 | 164 | 369 | 25 | 173 | 302 | 420 | 59 | 66 | 373 | 1106 | 3345
2041-42 | 307 | 173 | 392 | 26 | 183 | 321 | 448 | 62 | 70 | 399 | 1175 | 3556
2042-43 | 325 | 183 | 414 | 27 | 194 | 341 | 475 | 66 | 75 | 422 | 1232 | 3754
2043-44 | 343 | 193 | 435 | 30 | 204 | 358 | 499 | 70 | 78 | 444 | 1284 | 3938
2044-45 | 360 | 201 | 455 | 31 | 213 | 376 | 522 | 73 | 82 | 465 | 1331 | 4109
2045-46 | 376 | 209 | 474 | 32 | 222 | 393 | 544 | 75 | 85 | 484 | 1371 | 4265
2046-47 | 390 | 217 | 492 | 33 | 230 | 409 | 564 | 78 | 88 | 502 | 1405 | 4408
2047-48 | 403 | 222 | 506 | 34 | 237 | 423 | 581 | 81 | 90 | 518 | 1431 | 4526
2048-49 | 415 | 228 | 520 | 35 | 242 | 436 | 597 | 83 | 92 | 533 | 1450 | 4631
2049-50 | 426 | 232 | 531 | 36 | 247 | 448 | 610 | 85 | 96 | 545 | 1459 | 4715
2050-51 | 435 | 236 | 539 | 36 | 251 | 457 | 620 | 87 | 96 | 555 | 1458 | 4770
2051-52 | 442 | 238 | 545 | 37 | 253 | 463 | 629 | 87 | 98 | 562 | 1459 | 4813

## I-12a-H
Table I-12a-H: Energy Storage Nameplate Capacity - High Load Scenario
Reflects Total Cumulative Nameplate Capacity - Including Wholesale and Behind-the-Meter
Nameplate Capacity by Zone - MW
NYCA
Year | A | B | C | D | E | F | G | H | I | J | K | Total | Wholesale | BTM
2021 | 8 | 3 | 30 | 0 | 6 | 43 | 20 | 10 | 8 | 42 | 53 | 223 | 142 | 81
2022 | 16 | 4 | 38 | 0 | 7 | 47 | 27 | 20 | 12 | 66 | 88 | 325 | 229 | 96
2023 | 30 | 5 | 53 | 1 | 9 | 58 | 38 | 36 | 18 | 107 | 143 | 498 | 380 | 118
2024 | 47 | 8 | 71 | 1 | 11 | 71 | 53 | 55 | 26 | 155 | 210 | 708 | 567 | 141
2025 | 65 | 11 | 92 | 2 | 14 | 86 | 69 | 76 | 36 | 211 | 283 | 945 | 774 | 171
2026 | 86 | 15 | 116 | 3 | 17 | 104 | 88 | 100 | 47 | 276 | 369 | 1221 | 1018 | 203
2027 | 111 | 18 | 143 | 4 | 21 | 123 | 108 | 127 | 58 | 347 | 460 | 1520 | 1281 | 239
2028 | 136 | 23 | 170 | 6 | 26 | 142 | 130 | 154 | 71 | 423 | 556 | 1837 | 1557 | 280
2029 | 163 | 28 | 199 | 7 | 31 | 163 | 152 | 183 | 84 | 503 | 656 | 2169 | 1848 | 321
2030 | 191 | 33 | 229 | 9 | 36 | 184 | 176 | 212 | 97 | 587 | 759 | 2513 | 2144 | 369
2031 | 216 | 38 | 256 | 10 | 41 | 203 | 197 | 238 | 109 | 664 | 851 | 2823 | 2422 | 401
2032 | 241 | 43 | 283 | 12 | 46 | 221 | 218 | 263 | 121 | 741 | 940 | 3129 | 2689 | 440
2033 | 267 | 49 | 309 | 14 | 51 | 238 | 238 | 288 | 133 | 817 | 1028 | 3432 | 2952 | 480
2034 | 291 | 55 | 335 | 16 | 57 | 255 | 259 | 311 | 145 | 893 | 1114 | 3731 | 3218 | 513
2035 | 316 | 61 | 361 | 19 | 63 | 271 | 278 | 335 | 156 | 968 | 1197 | 4025 | 3475 | 550
2036 | 340 | 67 | 386 | 21 | 69 | 288 | 297 | 358 | 167 | 1042 | 1279 | 4314 | 3736 | 578
2037 | 364 | 74 | 410 | 23 | 74 | 303 | 317 | 379 | 178 | 1116 | 1358 | 4596 | 3980 | 616
2038 | 388 | 80 | 435 | 25 | 79 | 319 | 335 | 401 | 189 | 1189 | 1435 | 4875 | 4224 | 651
2039 | 411 | 87 | 459 | 28 | 84 | 334 | 354 | 422 | 200 | 1261 | 1509 | 5149 | 4467 | 682
2040 | 434 | 94 | 482 | 30 | 89 | 349 | 372 | 442 | 211 | 1333 | 1582 | 5418 | 4701 | 717
2041 | 457 | 101 | 504 | 32 | 95 | 362 | 389 | 461 | 221 | 1402 | 1651 | 5675 | 4927 | 748
2042 | 479 | 107 | 526 | 34 | 101 | 375 | 406 | 480 | 231 | 1471 | 1718 | 5928 | 5155 | 773
2043 | 501 | 115 | 548 | 37 | 107 | 388 | 422 | 498 | 240 | 1538 | 1783 | 6177 | 5377 | 800
2044 | 522 | 122 | 568 | 39 | 113 | 401 | 439 | 515 | 249 | 1605 | 1845 | 6418 | 5583 | 835
2045 | 543 | 130 | 589 | 42 | 119 | 413 | 455 | 531 | 258 | 1670 | 1906 | 6656 | 5796 | 860
2046 | 564 | 137 | 609 | 45 | 125 | 425 | 470 | 547 | 267 | 1734 | 1965 | 6888 | 5998 | 890
2047 | 584 | 145 | 628 | 48 | 131 | 436 | 485 | 562 | 275 | 1798 | 2020 | 7112 | 6196 | 916
2048 | 604 | 152 | 647 | 51 | 137 | 447 | 500 | 577 | 283 | 1860 | 2075 | 7333 | 6391 | 942
2049 | 624 | 159 | 666 | 54 | 143 | 457 | 514 | 591 | 291 | 1921 | 2127 | 7547 | 6577 | 970
2050 | 643 | 167 | 684 | 57 | 149 | 467 | 528 | 604 | 299 | 1981 | 2178 | 7757 | 6761 | 996
2051 | 662 | 174 | 702 | 60 | 155 | 477 | 542 | 617 | 308 | 2041 | 2226 | 7964 | 6943 | 1021
Note: Nameplate capacity values include both wholesale market and behind-the-meter storage.
Pumped Storage is not included. See Table III-2 for current resources.

## I-12b-H
Table I-12b-H: Energy Storage Energy Impacts - High Load Scenario
Reflects Total Cumulative Impacts - Including Wholesale and Behind-the-Meter
Annual Net Electricity Consumption by Zone - GWh
Year | A | B | C | D | E | F | G | H | I | J | K | NYCA
2021 | 2 | 1 | 5 | 0 | 1 | 8 | 3 | 2 | 2 | 7 | 9 | 40
2022 | 3 | 1 | 7 | 0 | 1 | 8 | 5 | 3 | 2 | 12 | 16 | 58
2023 | 5 | 1 | 10 | 0 | 1 | 10 | 7 | 6 | 3 | 18 | 25 | 86
2024 | 8 | 1 | 12 | 0 | 1 | 13 | 10 | 10 | 5 | 27 | 37 | 124
2025 | 11 | 2 | 16 | 1 | 3 | 15 | 12 | 14 | 6 | 37 | 49 | 166
2026 | 15 | 3 | 20 | 1 | 3 | 18 | 16 | 18 | 8 | 48 | 65 | 215
2027 | 19 | 3 | 25 | 1 | 4 | 21 | 19 | 22 | 11 | 61 | 81 | 267
2028 | 24 | 4 | 30 | 1 | 4 | 25 | 23 | 27 | 12 | 74 | 97 | 321
2029 | 29 | 5 | 35 | 1 | 5 | 29 | 27 | 32 | 15 | 88 | 114 | 380
2030 | 34 | 6 | 40 | 1 | 6 | 32 | 31 | 37 | 17 | 103 | 133 | 440
2031 | 37 | 7 | 45 | 1 | 7 | 35 | 34 | 42 | 19 | 116 | 149 | 492
2032 | 42 | 7 | 49 | 2 | 7 | 39 | 38 | 46 | 22 | 130 | 165 | 547
2033 | 46 | 9 | 54 | 2 | 9 | 42 | 42 | 51 | 23 | 144 | 180 | 602
2034 | 51 | 10 | 59 | 3 | 10 | 45 | 45 | 54 | 25 | 156 | 195 | 653
2035 | 55 | 10 | 63 | 3 | 11 | 48 | 49 | 58 | 28 | 170 | 209 | 704
2036 | 60 | 12 | 68 | 4 | 13 | 51 | 52 | 63 | 29 | 183 | 224 | 759
2037 | 64 | 13 | 72 | 4 | 13 | 53 | 55 | 67 | 31 | 195 | 238 | 805
2038 | 68 | 14 | 76 | 4 | 13 | 56 | 59 | 70 | 34 | 209 | 252 | 855
2039 | 72 | 16 | 80 | 4 | 15 | 58 | 62 | 74 | 35 | 221 | 264 | 901
2040 | 76 | 16 | 84 | 5 | 16 | 61 | 66 | 77 | 37 | 233 | 277 | 948
2041 | 80 | 17 | 89 | 6 | 16 | 63 | 69 | 80 | 39 | 246 | 290 | 995
2042 | 83 | 19 | 92 | 6 | 18 | 66 | 71 | 84 | 40 | 258 | 301 | 1038
2043 | 88 | 20 | 96 | 7 | 19 | 68 | 74 | 87 | 42 | 270 | 312 | 1083
2044 | 92 | 21 | 100 | 7 | 19 | 70 | 77 | 90 | 43 | 281 | 323 | 1123
2045 | 95 | 23 | 104 | 7 | 21 | 73 | 80 | 93 | 45 | 293 | 335 | 1169
2046 | 98 | 24 | 107 | 8 | 22 | 75 | 83 | 95 | 47 | 304 | 344 | 1207
2047 | 103 | 25 | 110 | 8 | 22 | 77 | 85 | 98 | 48 | 314 | 354 | 1244
2048 | 106 | 27 | 113 | 9 | 24 | 78 | 88 | 101 | 50 | 326 | 364 | 1286
2049 | 110 | 28 | 116 | 10 | 25 | 80 | 89 | 104 | 51 | 337 | 373 | 1323
2050 | 112 | 30 | 120 | 10 | 26 | 82 | 92 | 106 | 52 | 347 | 381 | 1358
2051 | 116 | 31 | 123 | 10 | 28 | 83 | 95 | 108 | 54 | 357 | 390 | 1395
Note: Net energy consumption values include both wholesale and behind-the-meter Storage.
Note: Values listed reflect net energy consumption due to charging cycle efficiency.

## I-12c-H
Table I-12c-H: Energy Storage Summer Coincident Peak Reductions, Behind-the-Meter - High Load Scenario
Reflects Total Cumulative Impacts
Reductions in Summer Coincident Peak Demand by Zone - MW
Year | A | B | C | D | E | F | G | H | I | J | K | NYCA
2021 | 0 | 1 | 2 | 0 | 2 | 2 | 5 | 0 | 2 | 8 | 6 | 28
2022 | 1 | 1 | 3 | 0 | 3 | 3 | 5 | 0 | 2 | 9 | 7 | 34
2023 | 1 | 1 | 4 | 0 | 3 | 4 | 7 | 0 | 2 | 12 | 9 | 43
2024 | 1 | 2 | 5 | 0 | 3 | 5 | 8 | 1 | 3 | 14 | 11 | 53
2025 | 2 | 3 | 6 | 0 | 4 | 7 | 10 | 1 | 3 | 16 | 14 | 66
2026 | 3 | 3 | 8 | 0 | 5 | 8 | 12 | 1 | 3 | 20 | 16 | 79
2027 | 4 | 4 | 9 | 0 | 6 | 10 | 13 | 1 | 4 | 24 | 19 | 94
2028 | 4 | 4 | 11 | 0 | 7 | 12 | 16 | 1 | 5 | 29 | 22 | 111
2029 | 6 | 5 | 13 | 0 | 8 | 14 | 18 | 2 | 6 | 33 | 26 | 131
2030 | 7 | 6 | 15 | 0 | 10 | 16 | 21 | 2 | 7 | 38 | 31 | 153
2031 | 8 | 7 | 16 | 0 | 10 | 18 | 23 | 3 | 7 | 43 | 34 | 169
2032 | 9 | 7 | 19 | 0 | 12 | 20 | 25 | 3 | 8 | 48 | 37 | 188
2033 | 10 | 8 | 20 | 0 | 13 | 22 | 28 | 4 | 9 | 53 | 41 | 208
2034 | 11 | 9 | 22 | 0 | 14 | 24 | 30 | 4 | 10 | 57 | 45 | 226
2035 | 13 | 10 | 25 | 0 | 16 | 26 | 32 | 4 | 10 | 63 | 48 | 247
2036 | 13 | 11 | 26 | 0 | 16 | 28 | 34 | 4 | 11 | 67 | 51 | 261
2037 | 15 | 12 | 28 | 0 | 17 | 31 | 36 | 5 | 13 | 72 | 55 | 284
2038 | 16 | 13 | 31 | 0 | 19 | 32 | 38 | 5 | 13 | 77 | 59 | 303
2039 | 17 | 13 | 33 | 0 | 19 | 34 | 40 | 6 | 14 | 83 | 63 | 322
2040 | 19 | 14 | 35 | 0 | 20 | 37 | 42 | 7 | 15 | 89 | 66 | 344
2041 | 20 | 15 | 37 | 0 | 22 | 39 | 45 | 7 | 16 | 94 | 69 | 364
2042 | 22 | 16 | 39 | 0 | 22 | 41 | 47 | 7 | 16 | 99 | 73 | 382
2043 | 22 | 17 | 41 | 0 | 23 | 42 | 48 | 7 | 17 | 104 | 77 | 398
2044 | 24 | 18 | 43 | 0 | 25 | 45 | 51 | 8 | 18 | 110 | 80 | 422
2045 | 25 | 19 | 45 | 0 | 25 | 47 | 53 | 9 | 19 | 115 | 84 | 441
2046 | 27 | 20 | 47 | 0 | 27 | 49 | 55 | 9 | 19 | 121 | 87 | 461
2047 | 28 | 21 | 49 | 0 | 28 | 51 | 57 | 10 | 19 | 126 | 91 | 480
2048 | 30 | 22 | 51 | 0 | 29 | 54 | 59 | 10 | 20 | 132 | 95 | 502
2049 | 32 | 23 | 54 | 0 | 30 | 56 | 60 | 11 | 21 | 137 | 98 | 522
2050 | 34 | 25 | 56 | 0 | 31 | 57 | 63 | 11 | 22 | 143 | 101 | 543
2051 | 35 | 25 | 58 | 0 | 33 | 60 | 65 | 12 | 22 | 149 | 105 | 564
Note: Peak Reductions due to behind-the-meter storage. Wholesale market storage is assumed to be dispatched as generation.

## I-12d-H
Table I-12d-H: Energy Storage Winter Coincident Peak Reductions, Behind-the-Meter - High Load Scenario
Reflects Total Cumulative Impacts
Reductions in Winter Coincident Peak Demand by Zone - MW
Year | A | B | C | D | E | F | G | H | I | J | K | NYCA
2021-22 | 0 | 1 | 2 | 0 | 2 | 2 | 5 | 0 | 2 | 7 | 5 | 26
2022-23 | 1 | 1 | 2 | 0 | 2 | 2 | 4 | 0 | 1 | 7 | 5 | 25
2023-24 | 1 | 1 | 3 | 0 | 2 | 3 | 5 | 0 | 1 | 10 | 7 | 33
2024-25 | 1 | 1 | 4 | 0 | 3 | 4 | 7 | 1 | 2 | 11 | 9 | 43
2025-26 | 1 | 2 | 5 | 0 | 3 | 5 | 8 | 1 | 3 | 13 | 11 | 52
2026-27 | 2 | 3 | 6 | 0 | 4 | 7 | 10 | 1 | 3 | 16 | 13 | 65
2027-28 | 3 | 4 | 7 | 0 | 5 | 8 | 11 | 1 | 4 | 19 | 16 | 78
2028-29 | 4 | 4 | 9 | 0 | 6 | 9 | 13 | 1 | 4 | 23 | 18 | 91
2029-30 | 4 | 4 | 10 | 0 | 7 | 11 | 15 | 1 | 4 | 26 | 21 | 103
2030-31 | 5 | 4 | 12 | 0 | 7 | 13 | 16 | 1 | 5 | 31 | 25 | 119
2031-32 | 7 | 5 | 13 | 0 | 8 | 14 | 19 | 2 | 6 | 34 | 28 | 136
2032-33 | 7 | 6 | 15 | 0 | 10 | 16 | 20 | 2 | 7 | 38 | 30 | 151
2033-34 | 7 | 7 | 16 | 0 | 10 | 18 | 22 | 3 | 7 | 42 | 33 | 165
2034-35 | 9 | 7 | 18 | 0 | 11 | 19 | 24 | 3 | 7 | 46 | 36 | 180
2035-36 | 10 | 7 | 19 | 0 | 13 | 21 | 25 | 4 | 8 | 50 | 38 | 195
2036-37 | 10 | 9 | 21 | 0 | 13 | 22 | 27 | 4 | 9 | 54 | 41 | 210
2037-38 | 12 | 10 | 22 | 0 | 13 | 25 | 28 | 4 | 10 | 58 | 44 | 226
2038-39 | 13 | 10 | 25 | 0 | 15 | 25 | 31 | 4 | 10 | 62 | 47 | 242
2039-40 | 13 | 10 | 26 | 0 | 16 | 28 | 32 | 4 | 11 | 66 | 50 | 256
2040-41 | 15 | 11 | 28 | 0 | 16 | 29 | 34 | 5 | 12 | 71 | 53 | 274
2041-42 | 16 | 12 | 30 | 0 | 17 | 31 | 36 | 5 | 13 | 75 | 55 | 290
2042-43 | 17 | 13 | 31 | 0 | 18 | 33 | 37 | 6 | 13 | 79 | 58 | 305
2043-44 | 18 | 13 | 33 | 0 | 19 | 34 | 39 | 6 | 13 | 83 | 61 | 319
2044-45 | 19 | 14 | 34 | 0 | 19 | 36 | 40 | 7 | 14 | 88 | 64 | 335
2045-46 | 20 | 16 | 36 | 0 | 20 | 37 | 42 | 7 | 15 | 92 | 67 | 352
2046-47 | 22 | 16 | 37 | 0 | 22 | 39 | 44 | 7 | 15 | 97 | 70 | 369
2047-48 | 22 | 16 | 39 | 0 | 22 | 41 | 45 | 7 | 16 | 101 | 73 | 382
2048-49 | 24 | 18 | 41 | 0 | 23 | 43 | 47 | 8 | 16 | 106 | 76 | 402
2049-50 | 25 | 19 | 43 | 0 | 24 | 45 | 48 | 9 | 16 | 110 | 78 | 417
2050-51 | 27 | 19 | 45 | 0 | 25 | 46 | 50 | 9 | 17 | 115 | 81 | 434
2051-52 | 28 | 20 | 46 | 0 | 26 | 48 | 52 | 10 | 18 | 119 | 84 | 451
Note: Peak Reductions due to behind-the-meter storage. Wholesale market storage is assumed to be dispatched as generation.

## I-13a-H
Table I-13a-H: Non-EV Electrification Annual Energy Usage - High Load Scenario
Reflects Cumulative Future Impacts
Total Annual Energy Usage by Zone - GWh
Year | A | B | C | D | E | F | G | H | I | J | K | NYCA
2021 | 59 | 29 | 62 | 4 | 29 | 55 | 29 | 11 | 22 | 200 | 80 | 580
2022 | 120 | 67 | 120 | 11 | 56 | 109 | 60 | 28 | 56 | 499 | 153 | 1279
2023 | 185 | 105 | 191 | 16 | 89 | 168 | 99 | 43 | 96 | 843 | 234 | 2069
2024 | 243 | 141 | 249 | 23 | 117 | 220 | 146 | 61 | 146 | 1317 | 297 | 2960
2025 | 312 | 178 | 320 | 27 | 148 | 279 | 197 | 85 | 203 | 1832 | 372 | 3953
2026 | 423 | 238 | 426 | 38 | 200 | 383 | 278 | 105 | 245 | 2215 | 494 | 5045
2027 | 565 | 310 | 560 | 49 | 265 | 515 | 371 | 126 | 281 | 2529 | 659 | 6230
2028 | 734 | 391 | 718 | 63 | 345 | 673 | 495 | 148 | 308 | 2774 | 867 | 7516
2029 | 899 | 469 | 870 | 78 | 421 | 828 | 611 | 171 | 349 | 3133 | 1073 | 8902
2030 | 1083 | 558 | 1040 | 91 | 506 | 1003 | 747 | 200 | 396 | 3561 | 1309 | 10494
2031 | 1225 | 648 | 1185 | 105 | 572 | 1129 | 833 | 226 | 437 | 3927 | 1491 | 11778
2032 | 1397 | 756 | 1361 | 121 | 655 | 1284 | 960 | 263 | 515 | 4623 | 1698 | 13633
2033 | 1615 | 894 | 1582 | 140 | 758 | 1482 | 1107 | 312 | 612 | 5496 | 1999 | 15997
2034 | 1841 | 1037 | 1811 | 161 | 864 | 1686 | 1259 | 362 | 718 | 6448 | 2315 | 18502
2035 | 2065 | 1186 | 2041 | 180 | 972 | 1886 | 1413 | 412 | 817 | 7338 | 2648 | 20958
2036 | 2273 | 1330 | 2255 | 200 | 1070 | 2072 | 1559 | 464 | 931 | 8366 | 2981 | 23501
2037 | 2478 | 1475 | 2469 | 218 | 1167 | 2254 | 1697 | 515 | 1045 | 9398 | 3325 | 26041
2038 | 2687 | 1628 | 2688 | 238 | 1267 | 2441 | 1840 | 570 | 1162 | 10452 | 3701 | 28674
2039 | 2893 | 1783 | 2905 | 257 | 1366 | 2624 | 1985 | 622 | 1278 | 11498 | 4047 | 31258
2040 | 3101 | 1938 | 3127 | 276 | 1467 | 2808 | 2131 | 677 | 1397 | 12560 | 4458 | 33940
2041 | 3308 | 2098 | 3348 | 295 | 1566 | 2990 | 2273 | 732 | 1516 | 13626 | 4852 | 36604
2042 | 3519 | 2264 | 3576 | 316 | 1667 | 3177 | 2422 | 786 | 1631 | 14658 | 5272 | 39288
2043 | 3720 | 2427 | 3794 | 334 | 1763 | 3351 | 2564 | 839 | 1735 | 15592 | 5695 | 41814
2044 | 3916 | 2585 | 4010 | 353 | 1859 | 3521 | 2703 | 889 | 1832 | 16463 | 6120 | 44251
2045 | 4100 | 2743 | 4215 | 372 | 1949 | 3681 | 2831 | 936 | 1916 | 17228 | 6577 | 46548
2046 | 4288 | 2897 | 4425 | 390 | 2040 | 3845 | 2972 | 984 | 2002 | 17994 | 7049 | 48886
2047 | 4480 | 3062 | 4638 | 409 | 2134 | 4009 | 3105 | 1032 | 2086 | 18747 | 7551 | 51253
2048 | 4684 | 3235 | 4868 | 429 | 2234 | 4185 | 3251 | 1083 | 2172 | 19526 | 8071 | 53738
2049 | 4882 | 3407 | 5091 | 448 | 2329 | 4355 | 3394 | 1133 | 2253 | 20253 | 8603 | 56148
2050 | 5067 | 3573 | 5302 | 466 | 2421 | 4512 | 3530 | 1179 | 2327 | 20919 | 9133 | 58429
2051 | 5231 | 3727 | 5491 | 482 | 2501 | 4651 | 3650 | 1220 | 2391 | 21495 | 9655 | 60494
Note: Reflects end-use electrification of space heating, water heating, cooking, and other end-uses.

## I-13b-H
Table I-13b-H: Non-EV Electrification Summer Coincident Peak Demand - High Load Scenario
Reflects Cumulative Future Impacts
Total Increase in Summer Coincident Peak Demand by Zone - MW
Year | A | B | C | D | E | F | G | H | I | J | K | NYCA
2021 | 3 | 3 | 4 | 0 | 3 | 3 | 3 | 0 | 0 | 11 | 4 | 34
2022 | 6 | 4 | 7 | 0 | 4 | 6 | 6 | 1 | 2 | 20 | 8 | 64
2023 | 9 | 6 | 9 | 0 | 5 | 9 | 8 | 2 | 3 | 27 | 11 | 89
2024 | 11 | 8 | 10 | 0 | 6 | 11 | 9 | 2 | 4 | 34 | 14 | 109
2025 | 13 | 10 | 13 | 1 | 7 | 13 | 11 | 3 | 5 | 44 | 18 | 138
2026 | 16 | 12 | 15 | 1 | 8 | 16 | 13 | 4 | 6 | 53 | 21 | 165
2027 | 18 | 14 | 18 | 2 | 10 | 18 | 15 | 5 | 8 | 61 | 24 | 193
2028 | 20 | 16 | 20 | 2 | 11 | 20 | 18 | 5 | 9 | 71 | 27 | 219
2029 | 23 | 17 | 23 | 3 | 12 | 23 | 19 | 6 | 11 | 80 | 31 | 248
2030 | 26 | 19 | 25 | 3 | 13 | 25 | 21 | 7 | 12 | 91 | 35 | 277
2031 | 29 | 21 | 29 | 3 | 15 | 28 | 23 | 8 | 13 | 105 | 41 | 315
2032 | 34 | 24 | 34 | 4 | 17 | 33 | 26 | 8 | 15 | 123 | 48 | 366
2033 | 39 | 27 | 39 | 4 | 20 | 37 | 29 | 10 | 17 | 142 | 55 | 419
2034 | 45 | 31 | 46 | 5 | 22 | 42 | 33 | 11 | 20 | 164 | 65 | 484
2035 | 51 | 35 | 52 | 5 | 25 | 47 | 38 | 13 | 23 | 188 | 75 | 552
2036 | 57 | 39 | 59 | 6 | 28 | 53 | 42 | 14 | 25 | 213 | 86 | 622
2037 | 63 | 44 | 65 | 6 | 31 | 59 | 46 | 16 | 28 | 237 | 97 | 692
2038 | 69 | 48 | 71 | 6 | 34 | 64 | 51 | 17 | 31 | 261 | 108 | 760
2039 | 74 | 51 | 77 | 7 | 37 | 69 | 55 | 18 | 33 | 285 | 119 | 825
2040 | 80 | 55 | 83 | 7 | 39 | 74 | 59 | 19 | 36 | 308 | 130 | 890
2041 | 85 | 58 | 88 | 8 | 42 | 78 | 62 | 20 | 38 | 329 | 141 | 949
2042 | 89 | 61 | 92 | 9 | 44 | 82 | 66 | 21 | 40 | 348 | 150 | 1002
2043 | 93 | 64 | 96 | 10 | 46 | 86 | 69 | 22 | 42 | 365 | 159 | 1052
2044 | 96 | 66 | 99 | 10 | 47 | 88 | 71 | 23 | 43 | 379 | 166 | 1088
2045 | 98 | 68 | 102 | 11 | 48 | 90 | 72 | 24 | 45 | 390 | 173 | 1121
2046 | 100 | 70 | 104 | 12 | 49 | 91 | 73 | 25 | 46 | 399 | 178 | 1147
2047 | 102 | 72 | 106 | 12 | 50 | 93 | 74 | 25 | 47 | 406 | 183 | 1170
2048 | 103 | 72 | 107 | 12 | 51 | 94 | 75 | 26 | 48 | 413 | 188 | 1189
2049 | 104 | 73 | 108 | 12 | 51 | 94 | 76 | 27 | 49 | 419 | 192 | 1205
2050 | 105 | 74 | 109 | 12 | 51 | 94 | 77 | 28 | 50 | 425 | 196 | 1221
2051 | 106 | 75 | 110 | 12 | 51 | 94 | 78 | 29 | 51 | 431 | 200 | 1237
Note: Reflects end-use electrification of space conditioning, water heating, cooking, and other end-uses.

## I-13c-H
Table I-13c-H: Non-EV Electrification Winter Coincident Peak Demand - High Load Scenario
Reflects Cumulative Future Impacts
Total Increase in Winter Coincident Peak Demand by Zone - MW
Year | A | B | C | D | E | F | G | H | I | J | K | NYCA
2021-22 | 26 | 11 | 26 | 4 | 11 | 22 | 7 | 7 | 26 | 204 | 113 | 457
2022-23 | 53 | 21 | 53 | 4 | 25 | 46 | 25 | 18 | 56 | 513 | 173 | 987
2023-24 | 79 | 40 | 82 | 7 | 36 | 72 | 43 | 26 | 82 | 735 | 234 | 1436
2024-25 | 102 | 50 | 108 | 9 | 50 | 94 | 59 | 35 | 102 | 922 | 286 | 1817
2025-26 | 140 | 72 | 146 | 12 | 67 | 126 | 93 | 46 | 130 | 1169 | 362 | 2363
2026-27 | 177 | 92 | 185 | 16 | 85 | 158 | 127 | 58 | 160 | 1436 | 427 | 2921
2027-28 | 220 | 116 | 229 | 20 | 105 | 196 | 168 | 71 | 193 | 1734 | 498 | 3550
2028-29 | 269 | 144 | 280 | 25 | 129 | 239 | 217 | 85 | 230 | 2068 | 578 | 4264
2029-30 | 323 | 175 | 337 | 30 | 154 | 287 | 267 | 101 | 270 | 2427 | 665 | 5036
2030-31 | 383 | 209 | 400 | 35 | 183 | 340 | 320 | 119 | 313 | 2814 | 766 | 5882
2031-32 | 452 | 249 | 473 | 42 | 216 | 402 | 377 | 139 | 365 | 3274 | 892 | 6881
2032-33 | 529 | 295 | 554 | 49 | 253 | 471 | 438 | 162 | 424 | 3813 | 1048 | 8036
2033-34 | 615 | 347 | 644 | 56 | 293 | 547 | 501 | 188 | 490 | 4407 | 1222 | 9310
2034-35 | 706 | 404 | 740 | 65 | 337 | 628 | 568 | 216 | 563 | 5063 | 1418 | 10708
2035-36 | 802 | 466 | 841 | 74 | 383 | 713 | 637 | 246 | 640 | 5748 | 1629 | 12179
2036-37 | 900 | 529 | 944 | 83 | 430 | 800 | 708 | 275 | 715 | 6428 | 1847 | 13659
2037-38 | 999 | 595 | 1049 | 92 | 478 | 888 | 778 | 305 | 787 | 7079 | 2059 | 15109
2038-39 | 1101 | 663 | 1157 | 102 | 527 | 979 | 849 | 334 | 857 | 7704 | 2269 | 16542
2039-40 | 1197 | 731 | 1257 | 111 | 573 | 1064 | 919 | 361 | 924 | 8304 | 2474 | 17915
2040-41 | 1290 | 797 | 1354 | 119 | 618 | 1148 | 987 | 386 | 984 | 8841 | 2671 | 19195
2041-42 | 1378 | 864 | 1446 | 127 | 662 | 1229 | 1054 | 408 | 1037 | 9302 | 2850 | 20357
2042-43 | 1462 | 930 | 1535 | 134 | 704 | 1308 | 1118 | 429 | 1082 | 9687 | 3013 | 21402
2043-44 | 1542 | 994 | 1618 | 141 | 745 | 1383 | 1180 | 447 | 1117 | 9985 | 3157 | 22309
2044-45 | 1625 | 1062 | 1707 | 149 | 789 | 1464 | 1244 | 464 | 1145 | 10207 | 3283 | 23139
2045-46 | 1712 | 1134 | 1799 | 157 | 835 | 1546 | 1309 | 479 | 1164 | 10358 | 3396 | 23889
2046-47 | 1802 | 1209 | 1894 | 165 | 882 | 1632 | 1375 | 495 | 1178 | 10461 | 3498 | 24591
2047-48 | 1896 | 1287 | 1993 | 173 | 930 | 1720 | 1443 | 509 | 1187 | 10524 | 3593 | 25255
2048-49 | 1991 | 1368 | 2093 | 182 | 978 | 1810 | 1513 | 522 | 1193 | 10569 | 3679 | 25898
2049-50 | 2086 | 1448 | 2192 | 190 | 1026 | 1899 | 1582 | 534 | 1197 | 10600 | 3757 | 26511
2050-51 | 2181 | 1528 | 2291 | 198 | 1074 | 1988 | 1651 | 546 | 1201 | 10631 | 3835 | 27124
2051-52 | 2276 | 1608 | 2390 | 206 | 1122 | 2077 | 1720 | 558 | 1205 | 10662 | 3913 | 27737
Note: Reflects end-use electrification of space heating, water heating, cooking, and other end-uses.

## I-13d
Table I-13d: Electrification Impacts by Scenario
Reflects Cumulative Impacts
NYCA Annual Energy Usage - GWh
Year | Low Load Scenario |  |  | Baseline Forecast |  |  | High Load Scenario |  |  | CLCPA Case
| EV | Non-EV | Total | EV | Non-EV | Total | EV | Non-EV | Total | EV | Non-EV | Total
2021 | 359 | 149 | 508 | 371 | 162 | 533 | 394 | 580 | 974 | 612 | 5022 | 5634
2022 | 579 | 341 | 920 | 629 | 366 | 995 | 698 | 1279 | 1977 | 878 | 6088 | 6966
2023 | 827 | 586 | 1413 | 937 | 632 | 1569 | 1069 | 2069 | 3138 | 1176 | 7094 | 8270
2024 | 1119 | 939 | 2058 | 1311 | 1017 | 2328 | 1528 | 2960 | 4488 | 1543 | 8096 | 9639
2025 | 1494 | 1344 | 2838 | 1783 | 1451 | 3234 | 2108 | 3953 | 6061 | 1922 | 10402 | 12324
2026 | 1868 | 1876 | 3744 | 2298 | 2025 | 4323 | 2760 | 5045 | 7805 | 2430 | 12731 | 15161
2027 | 2312 | 2576 | 4888 | 2906 | 2783 | 5689 | 3532 | 6230 | 9762 | 3111 | 15131 | 18242
2028 | 2813 | 3448 | 6261 | 3582 | 3724 | 7306 | 4384 | 7516 | 11900 | 3878 | 17587 | 21465
2029 | 3362 | 4345 | 7707 | 4321 | 4696 | 9017 | 5315 | 8902 | 14217 | 4674 | 20076 | 24750
2030 | 3951 | 5224 | 9175 | 5129 | 5646 | 10775 | 6340 | 10494 | 16834 | 5488 | 22633 | 28121
2031 | 4605 | 6148 | 10753 | 6007 | 6661 | 12668 | 7439 | 11778 | 19217 | 6373 | 25237 | 31610
2032 | 5290 | 7162 | 12452 | 6940 | 7899 | 14839 | 8619 | 13633 | 22252 | 7313 | 27840 | 35153
2033 | 6026 | 8205 | 14231 | 7945 | 9161 | 17106 | 9890 | 15997 | 25887 | 8230 | 30469 | 38699
2034 | 6897 | 9271 | 16168 | 9157 | 10407 | 19564 | 11418 | 18502 | 29920 | 9249 | 33149 | 42398
2035 | 7641 | 10375 | 18016 | 10169 | 11697 | 21866 | 12723 | 20958 | 33681 | 10322 | 48675 | 58997
2036 | 8514 | 11556 | 20070 | 11422 | 13191 | 24613 | 14303 | 23501 | 37804 | 11415 | 51432 | 62847
2037 | 9369 | 12788 | 22157 | 12576 | 14770 | 27346 | 15743 | 26041 | 41784 | 12577 | 54217 | 66794
2038 | 10246 | 14063 | 24309 | 13744 | 16435 | 30179 | 17188 | 28674 | 45862 | 13795 | 57037 | 70832
2039 | 11139 | 15383 | 26522 | 14932 | 18176 | 33108 | 18659 | 31258 | 49917 | 15048 | 59872 | 74920
2040 | 12161 | 16747 | 28908 | 16222 | 19983 | 36205 | 20166 | 33940 | 54106 | 16361 | 75594 | 91955
2041 | 12984 | 18195 | 31179 | 17284 | 22045 | 39329 | 21517 | 36604 | 58121 | 17442 | 78463 | 95905
2042 | 13903 | 19689 | 33592 | 18446 | 24238 | 42684 | 22909 | 39288 | 62197 | 18695 | 81335 | 100030
2043 | 14827 | 21230 | 36057 | 19593 | 26522 | 46115 | 24266 | 41814 | 66080 | 19991 | 84210 | 104201
2044 | 15742 | 22804 | 38546 | 20705 | 28837 | 49542 | 25559 | 44251 | 69810 | 21325 | 87092 | 108417
2045 | 16709 | 24432 | 41141 | 21788 | 31290 | 53078 | 26777 | 46548 | 73325 | 22703 | 89978 | 112681
2046 | 17577 | 26105 | 43682 | 22803 | 33840 | 56643 | 27920 | 48886 | 76806 | 24122 | 91574 | 115696
2047 | 18453 | 27817 | 46270 | 23779 | 36467 | 60246 | 28978 | 51253 | 80231 | 25580 | 93174 | 118754
2048 | 19303 | 29563 | 48866 | 24692 | 39126 | 63818 | 29936 | 53738 | 83674 | 27083 | 94761 | 121844
2049 | 20125 | 31354 | 51479 | 25531 | 41854 | 67385 | 30771 | 56148 | 86919 | 28624 | 96344 | 124968
2050 | 20901 | 33165 | 54066 | 26273 | 44546 | 70819 | 31460 | 58429 | 89889 | 30253 | 97917 | 128170
2051 | 21634 | 35001 | 56635 | 26907 | 47174 | 74081 | 31998 | 60494 | 92492 | ---- | ---- | ----
Note: Electric Vehicle annual energy usage from Tables I-1b, I-11b, I-16a, I-17a, and I-18a. Includes passenger vehicles, trucks and buses.
Note: Non-EV electrification annual energy usage from Tables I-1b, I-13a, I-16a, I-17a, and I-18a.
Includes electrification of space heating, water heating, cooking, and other end uses.
Note: The 2019 NYISO Climate Change Impact Study Phase I forecast ends in 2050. The CLCPA case Non-EV electrification forecast counts cumulative impacts
beginning in 2019. The other Non-EV electrification forecasts shown in this table count cumulative future impacts beginning in 2021.