## SUMMARY
RESULTS
Locality (Load Zone) | Candidate Technology | Size (MW) | Installed Project Capital Costs | Fixed O&M | Debt | Equity | COD (Nominal) | ROE (Nominal) | Inflation | Composite Tax Rate | Amortization Period | Depreciation Type | MACRS Schedule | Net E&AS Revenue - Year 1 | REC Revenue - Year 1 | Summer ICAP Revenue - Year 1 | Winter ICAP Revenue - Year 1 | NPV of Plant Cash Flows and Cost Savings to Load
G-J (G) | Solar | 100 | $1,361/kW | $4,746,500/yr | $4,746,500/yr | $4,746,500/yr | $4,746,500/yr | $4,746,500/yr | $4,746,500/yr | $4,746,500/yr | $4,746,500/yr | $4,746,500/yr | $4,746,500/yr | $4,158,493/yr | $3,286,261/yr | $1,534,480/yr | $8,100/yr | -49160615.3809
G-J (H) | Solar | 20 | $1,885/kW | $1,227,000/yr | $1,227,000/yr | $1,227,000/yr | $1,227,000/yr | $1,227,000/yr | $1,227,000/yr | $1,227,000/yr | $1,227,000/yr | $1,227,000/yr | $1,227,000/yr | $848,422/yr | $657,252/yr | $321,236/yr | $1,647/yr | -19135911.8472
G-J (I) | Solar | 20 | $1,885/kW | $1,227,000/yr | $1,227,000/yr | $1,227,000/yr | $1,227,000/yr | $1,227,000/yr | $1,227,000/yr | $1,227,000/yr | $1,227,000/yr | $1,227,000/yr | $1,227,000/yr | $852,968/yr | $657,252/yr | $321,236/yr | $1,647/yr | -19092292.2252
NYC (J) | Solar | 20 | $2,204/kW | $1,406,000/yr | $1,406,000/yr | $1,406,000/yr | $1,406,000/yr | $1,406,000/yr | $1,406,000/yr | $1,406,000/yr | $1,406,000/yr | $1,406,000/yr | $1,406,000/yr | $934,908/yr | $657,252/yr | $771,361/yr | $11,099/yr | -9399212.1842
G-J (G) | Land-based Wind (PTC) | 100 | $1,577/kW | $7,140,000/yr | $7,140,000/yr | $7,140,000/yr | $7,140,000/yr | $7,140,000/yr | $7,140,000/yr | $7,140,000/yr | $7,140,000/yr | $7,140,000/yr | $7,140,000/yr | $11,845,473/yr | $8,802,486/yr | $554,063/yr | $92,340/yr | -44619252.3396
G-J (G) | Land-based Wind (ITC) | 100 | $1,577/kW | $7,140,000/yr | $7,140,000/yr | $7,140,000/yr | $7,140,000/yr | $7,140,000/yr | $7,140,000/yr | $7,140,000/yr | $7,140,000/yr | $7,140,000/yr | $7,140,000/yr | $11,845,473/yr | $8,802,486/yr | $554,063/yr | $92,340/yr | -33512419.6021
NYC (J) | Offshore Wind | 800 | $4,277/kW | $114,630,983/yr | $114,630,983/yr | $114,630,983/yr | $114,630,983/yr | $114,630,983/yr | $114,630,983/yr | $114,630,983/yr | $114,630,983/yr | $114,630,983/yr | $114,630,983/yr | $102,567,565/yr | $79,281,504/yr | $15,508,106/yr | $120,000/yr | -849717597.455
G-J (G) | Run-of-River Hydro | 5 | $8,077/kW | $1,729,000/yr | $1,729,000/yr | $1,729,000/yr | $1,729,000/yr | $1,729,000/yr | $1,729,000/yr | $1,729,000/yr | $1,729,000/yr | $1,729,000/yr | $1,729,000/yr | $400,433/yr | $289,358/yr | $85,264/yr | $12,077/yr | -44453943.4962
G-J (G) | Landfill Gas | 10 | $2,305/kW | $1,157,000/yr | $1,157,000/yr | $1,157,000/yr | $1,157,000/yr | $1,157,000/yr | $1,157,000/yr | $1,157,000/yr | $1,157,000/yr | $1,157,000/yr | $1,157,000/yr | $1,640,797/yr | $1,267,420/yr | $35,307/yr | $4,133/yr | -3251664.8495
G-J (H) | Landfill Gas | 10 | $2,408/kW | $1,181,000/yr | $1,181,000/yr | $1,181,000/yr | $1,181,000/yr | $1,181,000/yr | $1,181,000/yr | $1,181,000/yr | $1,181,000/yr | $1,181,000/yr | $1,181,000/yr | $1,667,932/yr | $1,267,420/yr | $35,307/yr | $4,133/yr | -4090710.3947
G-J (I) | Landfill Gas | 10 | $2,408/kW | $1,181,000/yr | $1,181,000/yr | $1,181,000/yr | $1,181,000/yr | $1,181,000/yr | $1,181,000/yr | $1,181,000/yr | $1,181,000/yr | $1,181,000/yr | $1,181,000/yr | $1,675,742/yr | $1,267,420/yr | $35,307/yr | $4,133/yr | -4015960.0991
NYC (J) | Landfill Gas | 10 | $2,718/kW | $1,253,000/yr | $1,253,000/yr | $1,253,000/yr | $1,253,000/yr | $1,253,000/yr | $1,253,000/yr | $1,253,000/yr | $1,253,000/yr | $1,253,000/yr | $1,253,000/yr | $1,788,783/yr | $1,267,420/yr | $84,610/yr | $27,780/yr | 13028678.4573
SENSITIVITIES
Offshore Wind Economies of Scale Cost Savings at 1200 MW
Original Offshore Wind Input Data
Fixed O&M ($/yr) | 166700000
Adjusted Fixed O&M ($/yr) | 114630982.659
Installed Project Capital Costs ($) - 800 MW unit | 3421600000
Project MW | 800
Sensitivity Offshore Wind Input Data and Results
Fixed O&M ($/yr) - original - 400 MW unit | 86323000
Fixed O&M ($/yr) - original - 800 MW unit | 166700000
Fixed O&M ($/yr) increase for a 400 MW unit size increase | 80377000
Fixed O&M ($/yr) - estimated - 1200 MW unit | 247077000
Adjusted Fixed O&M ($/yr) - 1200 MW unit | 203190973.9884
Installed Project Capital Costs ($) necessary to make offshore wind non-exempt (i.e., set NPV of Plant Cash Flow and Cost Savings to Load Equal to $1 ) - 1200 MW | 790281787.2865
Project MW | 1200
Installed Project Capital Costs ($/KW) - 1200 MW unit | 658.5682
Installed Project Capital Costs ($/KW) - 800 MW unit | 4277
Installed Project Capital Costs ($/KW) - 400 MW unit | 4600
Economies of scale cost reduction necessary to make offshore wind non-exempt (i.e., set NPV of Plant Cash Flow to $1) | -84.6%
Economies of scale cost reduction from 400 MW to 800 MW unit | -7.022%
10 Year Return to Level of Excess (LOE) Sensitivity
Locality (Load Zone) | Candidate Technology | Size (MW) | Installed Project Capital Costs | Fixed O&M | Debt | Equity | COD (Nominal) | ROE (Nominal) | Inflation | Composite Tax Rate | Amortization Period | Depreciation Type | MACRS Schedule | Net E&AS Revenue - Year 1 | REC Revenue - Year 1 | Summer ICAP Revenue - Year 1 | Winter ICAP Revenue - Year 1 | NPV of Plant Cash Flows and Cost Savings to Load
G-J (G) | Solar | 100 | $1,361/kW | $4,746,500/yr | $4,746,500/yr | $4,746,500/yr | $4,746,500/yr | $4,746,500/yr | $4,746,500/yr | $4,746,500/yr | $4,746,500/yr | $4,746,500/yr | $4,746,500/yr | $4,158,493/yr | $3,286,261/yr | $1,534,480/yr | $8,100/yr | -27479005.3723
G-J (H) | Solar | 20 | $1,885/kW | $1,227,000/yr | $1,227,000/yr | $1,227,000/yr | $1,227,000/yr | $1,227,000/yr | $1,227,000/yr | $1,227,000/yr | $1,227,000/yr | $1,227,000/yr | $1,227,000/yr | $848,422/yr | $657,252/yr | $321,236/yr | $1,647/yr | -14798343.6434
G-J (I) | Solar | 20 | $1,885/kW | $1,227,000/yr | $1,227,000/yr | $1,227,000/yr | $1,227,000/yr | $1,227,000/yr | $1,227,000/yr | $1,227,000/yr | $1,227,000/yr | $1,227,000/yr | $1,227,000/yr | $852,968/yr | $657,252/yr | $321,236/yr | $1,647/yr | -14754724.0214
NYC (J) | Solar | 20 | $2,204/kW | $1,406,000/yr | $1,406,000/yr | $1,406,000/yr | $1,406,000/yr | $1,406,000/yr | $1,406,000/yr | $1,406,000/yr | $1,406,000/yr | $1,406,000/yr | $1,406,000/yr | $934,908/yr | $657,252/yr | $771,361/yr | $11,099/yr | 1559585.7877
G-J (G) | Land-based Wind (PTC) | 100 | $1,577/kW | $7,140,000/yr | $7,140,000/yr | $7,140,000/yr | $7,140,000/yr | $7,140,000/yr | $7,140,000/yr | $7,140,000/yr | $7,140,000/yr | $7,140,000/yr | $7,140,000/yr | $11,845,473/yr | $8,802,486/yr | $554,063/yr | $92,340/yr | -20935795.7337
G-J (G) | Land-based Wind (ITC) | 100 | $1,577/kW | $7,140,000/yr | $7,140,000/yr | $7,140,000/yr | $7,140,000/yr | $7,140,000/yr | $7,140,000/yr | $7,140,000/yr | $7,140,000/yr | $7,140,000/yr | $7,140,000/yr | $11,845,473/yr | $8,802,486/yr | $554,063/yr | $92,340/yr | -9817079.311
NYC (J) | Offshore Wind | 800 | $4,277/kW | $114,630,983/yr | $114,630,983/yr | $114,630,983/yr | $114,630,983/yr | $114,630,983/yr | $114,630,983/yr | $114,630,983/yr | $114,630,983/yr | $114,630,983/yr | $114,630,983/yr | $102,567,565/yr | $79,281,504/yr | $15,508,106/yr | $120,000/yr | -257428896.1815
G-J (G) | Run-of-River Hydro | 5 | $8,077/kW | $1,729,000/yr | $1,729,000/yr | $1,729,000/yr | $1,729,000/yr | $1,729,000/yr | $1,729,000/yr | $1,729,000/yr | $1,729,000/yr | $1,729,000/yr | $1,729,000/yr | $400,433/yr | $289,358/yr | $85,264/yr | $12,077/yr | -41901647.0509
G-J (G) | Landfill Gas | 10 | $2,305/kW | $1,157,000/yr | $1,157,000/yr | $1,157,000/yr | $1,157,000/yr | $1,157,000/yr | $1,157,000/yr | $1,157,000/yr | $1,157,000/yr | $1,157,000/yr | $1,157,000/yr | $1,640,797/yr | $1,267,420/yr | $35,307/yr | $4,133/yr | 2638705.8873
G-J (H) | Landfill Gas | 10 | $2,408/kW | $1,181,000/yr | $1,181,000/yr | $1,181,000/yr | $1,181,000/yr | $1,181,000/yr | $1,181,000/yr | $1,181,000/yr | $1,181,000/yr | $1,181,000/yr | $1,181,000/yr | $1,667,932/yr | $1,267,420/yr | $35,307/yr | $4,133/yr | 1799274.5433
G-J (I) | Landfill Gas | 10 | $2,408/kW | $1,181,000/yr | $1,181,000/yr | $1,181,000/yr | $1,181,000/yr | $1,181,000/yr | $1,181,000/yr | $1,181,000/yr | $1,181,000/yr | $1,181,000/yr | $1,181,000/yr | $1,675,742/yr | $1,267,420/yr | $35,307/yr | $4,133/yr | 1874410.6376
NYC (J) | Landfill Gas | 10 | $2,718/kW | $1,253,000/yr | $1,253,000/yr | $1,253,000/yr | $1,253,000/yr | $1,253,000/yr | $1,253,000/yr | $1,253,000/yr | $1,253,000/yr | $1,253,000/yr | $1,253,000/yr | $1,788,783/yr | $1,267,420/yr | $84,610/yr | $27,780/yr | 28263657.614
Property Tax Bill Reduced to Zero for Each Technology
Locality (Load Zone) | Candidate Technology | Size (MW) | Installed Project Capital Costs | Fixed O&M | Debt | Equity | COD (Nominal) | ROE (Nominal) | Inflation | Composite Tax Rate | Amortization Period | Depreciation Type | MACRS Schedule | Net E&AS Revenue - Year 1 | REC Revenue - Year 1 | Summer ICAP Revenue - Year 1 | Winter ICAP Revenue - Year 1 | NPV of Plant Cash Flows and Cost Savings to Load
G-J (G) | Solar | 100 | $1,361/kW | $2,024,500/yr | $2,024,500/yr | $2,024,500/yr | $2,024,500/yr | $2,024,500/yr | $2,024,500/yr | $2,024,500/yr | $2,024,500/yr | $2,024,500/yr | $2,024,500/yr | $4,158,493/yr | $3,286,261/yr | $1,534,480/yr | $8,100/yr | -23530413.8035
G-J (H) | Solar | 20 | $1,885/kW | $473,000/yr | $473,000/yr | $473,000/yr | $473,000/yr | $473,000/yr | $473,000/yr | $473,000/yr | $473,000/yr | $473,000/yr | $473,000/yr | $848,422/yr | $657,252/yr | $321,236/yr | $1,647/yr | -12034163.7968
G-J (I) | Solar | 20 | $1,885/kW | $473,000/yr | $473,000/yr | $473,000/yr | $473,000/yr | $473,000/yr | $473,000/yr | $473,000/yr | $473,000/yr | $473,000/yr | $473,000/yr | $852,968/yr | $657,252/yr | $321,236/yr | $1,647/yr | -11991357.8409
NYC (J) | Solar | 20 | $2,204/kW | $524,000/yr | $524,000/yr | $524,000/yr | $524,000/yr | $524,000/yr | $524,000/yr | $524,000/yr | $524,000/yr | $524,000/yr | $524,000/yr | $934,908/yr | $657,252/yr | $771,361/yr | $11,099/yr | -1578042.249
G-J (G) | Land-based Wind (PTC) | 100 | $1,577/kW | $3,987,000/yr | $3,987,000/yr | $3,987,000/yr | $3,987,000/yr | $3,987,000/yr | $3,987,000/yr | $3,987,000/yr | $3,987,000/yr | $3,987,000/yr | $3,987,000/yr | $11,845,473/yr | $8,802,486/yr | $554,063/yr | $92,340/yr | -13990347.7522
G-J (G) | Land-based Wind (ITC) | 100 | $1,577/kW | $3,987,000/yr | $3,987,000/yr | $3,987,000/yr | $3,987,000/yr | $3,987,000/yr | $3,987,000/yr | $3,987,000/yr | $3,987,000/yr | $3,987,000/yr | $3,987,000/yr | $11,845,473/yr | $8,802,486/yr | $554,063/yr | $92,340/yr | -4425856.5047
NYC (J) | Offshore Wind | 800 | $4,277/kW | $114,630,983/yr | $114,630,983/yr | $114,630,983/yr | $114,630,983/yr | $114,630,983/yr | $114,630,983/yr | $114,630,983/yr | $114,630,983/yr | $114,630,983/yr | $114,630,983/yr | $102,567,565/yr | $79,281,504/yr | $15,508,106/yr | $120,000/yr | -849717597.455
G-J (G) | Run-of-River Hydro | 5 | $8,077/kW | $921,000/yr | $921,000/yr | $921,000/yr | $921,000/yr | $921,000/yr | $921,000/yr | $921,000/yr | $921,000/yr | $921,000/yr | $921,000/yr | $400,433/yr | $289,358/yr | $85,264/yr | $12,077/yr | -35468960.4902
G-J (G) | Landfill Gas | 10 | $2,305/kW | $696,000/yr | $696,000/yr | $696,000/yr | $696,000/yr | $696,000/yr | $696,000/yr | $696,000/yr | $696,000/yr | $696,000/yr | $696,000/yr | $1,640,797/yr | $1,267,420/yr | $35,307/yr | $4,133/yr | 1170761.0543
G-J (H) | Landfill Gas | 10 | $2,408/kW | $699,000/yr | $699,000/yr | $699,000/yr | $699,000/yr | $699,000/yr | $699,000/yr | $699,000/yr | $699,000/yr | $699,000/yr | $699,000/yr | $1,667,932/yr | $1,267,420/yr | $35,307/yr | $4,133/yr | 530160.6631
G-J (I) | Landfill Gas | 10 | $2,408/kW | $699,000/yr | $699,000/yr | $699,000/yr | $699,000/yr | $699,000/yr | $699,000/yr | $699,000/yr | $699,000/yr | $699,000/yr | $699,000/yr | $1,675,742/yr | $1,267,420/yr | $35,307/yr | $4,133/yr | 602620.6077
NYC (J) | Landfill Gas | 10 | $2,718/kW | $709,000/yr | $709,000/yr | $709,000/yr | $709,000/yr | $709,000/yr | $709,000/yr | $709,000/yr | $709,000/yr | $709,000/yr | $709,000/yr | $1,788,783/yr | $1,267,420/yr | $84,610/yr | $27,780/yr | 18082404.4221
Offshore wind installations are expected to be higher than 800 MW, and thus may benefit from economies of scale. This sensitivity quantifies the economies of scale that would be needed to make a 1200 MW installation have a positive NPV of plant cash flow and cost savings to load.
A 10 year LOE was assumed, instead of 5 years, by changing the value on the "Assumptions" sheet.
A $0.00 property tax expense was assumed for each technology by subtracting the property tax expense from the Total O&M cost on the "Capital Cost & O&M Assumptions" sheet. Note that the property tax expense was already removed for offshore wind, thus no adjustment occurred (please see note on "OSW NYC" sheet).

## Sensitivity - OSW NYC
Renewable Exemption Technologies Analysis
Hypothetical Offshore Wind Built in Load Zone J
Inputs |  |  | Calendar Year | 2021-05-01 | 2022-05-01 | 2023-05-01 | 2024-05-01 | 2025-05-01 | 2026-05-01 | 2027-05-01 | 2028-05-01 | 2029-05-01 | 2030-05-01 | 2031-05-01 | 2032-05-01 | 2033-05-01 | 2034-05-01 | 2035-05-01 | 2036-05-01 | 2037-05-01 | 2038-05-01 | 2039-05-01 | 2040-05-01 | 2041-05-01 | 2042-05-01 | 2043-05-01 | 2044-05-01 | 2045-05-01 | 2046-05-01 | 2047-05-01 | 2048-05-01 | 2049-05-01 | 2050-05-01 | 2051-05-01 | MACRS | Straight Line | MACRSw50BonusDepreciation
Technology | Type | OSW | Period |  | 1 | 2 | 3 | 4 | 5 | 6 | 7 | 8 | 9 | 10 | 11 | 12 | 13 | 14 | 15 | 16 | 17 | 18 | 19 | 20 | 21 | 22 | 23 | 24 | 25 | 26 | 27 | 28 | 29 | 30 | 3 | 1 | 5
Load Zone | Zone | J | Escalation Factor (Inflation Escalation) |  | 1 | 1.021 | 1.0424 | 1.0643 | 1.0867 | 1.1095 | 1.1328 | 1.1566 | 1.1809 | 1.2057 | 1.231 | 1.2568 | 1.2832 | 1.3102 | 1.3377 | 1.3658 | 1.3945 | 1.4238 | 1.4537 | 1.4842 | 1.5154 | 1.5472 | 1.5797 | 1.6128 | 1.6467 | 1.6813 | 1.7166 | 1.7526 | 1.7895 | 1.827 | 5 | 2 | 7
Plant Installed Capacity | MW ICAP | 1200 | [32 empty] | 7 | 3
Installed Project Capital Costs | $ ICAP | 790281787.2865 | Cash Flow | [31 empty] | 10 | 4
Capacity Derating Factor - Summer | % | 30% | Revenue | [31 empty] | 15 | 5
Capacity Derating Factor - Winter | % | 50% | ICAP - Summer |  | 19663439.5124 | 22280947.7138 | 24999719.6827 | 27822854.1764 | 30753535.4425 | 33795035.443 | 34504731.1873 | 35229330.5423 | 35969146.4836 | 36724498.5598 | 37495713.0296 | 38283123.0032 | 39087068.5862 | 39907897.0266 | 40745962.8641 | 41601628.0843 | 42475262.274 | 43367242.7818 | 44277954.8802 | 45207791.9327 | 46157155.5633 | 47126455.8301 | 48116111.4025 | 49126549.742 | 50158207.2866 | 0 | 0 | 0 | 0 | 0 | 20 | 6
Revenue |  |  | ICAP - Winter |  | 180000 | 183780 | 187639.38 | 4971222.3057 | 11594227.0966 | 18493205.7796 | 18881563.101 | 19278075.9261 | 19682915.5205 | 20096256.7465 | 20518278.1381 | 20949161.979 | 21389094.3806 | 21838265.3626 | 22296868.9352 | 22765103.1829 | 23243170.3497 | 23731276.927 | 24229633.7425 | 24738456.0511 | 25257963.6282 | 25788380.8644 | 26329936.8625 | 26882865.5366 | 27447405.7129 | 0 | 0 | 0 | 0 | 0 |  | 7
Renewable Energy Credit, REC | $/MWh | 25.14 | Net E&AS |  | 102567564.6997 | 104721483.5584 | 106920634.7132 | 109165968.0421 | 111458453.371 | 113799080.8918 | 116188861.5905 | 118628827.6839 | 121120033.0653 | 123663553.7597 | 126260488.3886 | 128911958.6448 | 131619109.7763 | 134383111.0816 | 137205156.4143 | 140086464.699 | 143028280.4577 | 146031874.3473 | 149098543.7086 | 152229613.1265 | 155426435.0022 | 158690390.1372 | 162022888.3301 | 165425368.985 | 168899301.7337 | 0 | 0 | 0 | 0 | 0 |  | 8
Net E&AS | $-yr | 102567564.6997 | REC revenue |  | 79281504 | 80946415.584 | 82646290.3113 | 84381862.4078 | 86153881.5184 | 87963113.0303 | 89810338.4039 | 91696355.5104 | 93621978.9761 | 95588040.5346 | 97595389.3858 | 99644892.5629 | 101737435.3067 | 103873921.4482 | 106055273.7986 | 108282434.5484 | 110556365.6739 | 112878049.353 | 115248488.3894 | 117668706.6456 | 120139749.4852 | 122662684.2244 | 125238600.5931 | 127868611.2055 | 130553852.0408 | 0 | 0 | 0 | 0 | 0 |  | 9
REC revenue | $-yr | 79281504 | Gross Margin |  | 201692508.2122 | 208132626.8562 | 214754284.0871 | 226341906.932 | 239960097.4284 | 254050435.1447 | 259385494.2827 | 264832589.6627 | 270394074.0456 | 276072349.6005 | 281869868.9421 | 287789136.1899 | 293832708.0499 | 300003194.919 | 306303262.0123 | 312735630.5145 | 319303078.7553 | 326008443.4092 | 332854620.7208 | 339844567.7559 | 346981303.6788 | 354267911.056 | 361707537.1882 | 369303395.4692 | 377058766.774 | 0 | 0 | 0 | 0 | 0 |  | 10
ICAP Price - Summer | $/kW-Capability Season | 84610 | Operating Costs | [32 empty] | 11
ICAP Price - Winter | $/kW-Capability Season | 27780 | Fixed O&M |  | -203190973.9884 | -207457984.4422 | -211814602.1155 | -216262708.7599 | -220804225.6439 | -225441114.3824 | -230175377.7844 | -235009060.7179 | -239944250.993 | -244983080.2638 | -250127724.9494 | -255380407.1733 | -260743395.7239 | -266219007.0341 | -271809606.1819 | -277517607.9117 | -283345477.6778 | -289295732.7091 | -295370943.0959 | -301573732.901 | -307906781.2919 | -314372823.699 | -320974652.9967 | -327715120.7096 | -334597138.2445 | 0 | 0 | 0 | 0 | 0 |  | 12
Market Share NYC | % | 100% | Total |  | -203190973.9884 | -207457984.4422 | -211814602.1155 | -216262708.7599 | -220804225.6439 | -225441114.3824 | -230175377.7844 | -235009060.7179 | -239944250.993 | -244983080.2638 | -250127724.9494 | -255380407.1733 | -260743395.7239 | -266219007.0341 | -271809606.1819 | -277517607.9117 | -283345477.6778 | -289295732.7091 | -295370943.0959 | -301573732.901 | -307906781.2919 | -314372823.699 | -320974652.9967 | -327715120.7096 | -334597138.2445 | 0 | 0 | 0 | 0 | 0 |  | 13
Market Share GHI | % | 100% | [33 empty] | 14
Market Share ROS | % | 100% | EBITDA |  | -1498465.7763 | 674642.414 | 2939681.9717 | 10079198.1721 | 19155871.7846 | 28609320.7623 | 29210116.4983 | 29823528.9448 | 30449823.0526 | 31089269.3367 | 31742143.9928 | 32408729.0166 | 33089312.326 | 33784187.8848 | 34493655.8304 | 35218022.6028 | 35957601.0775 | 36712710.7001 | 37483677.6248 | 38270834.855 | 39074522.3869 | 39895087.357 | 40732884.1915 | 41588274.7596 | 42461628.5295 | 0 | 0 | 0 | 0 | 0 |  | 15
Impact |  | 761425583.8977 | Interest |  | -18630328.8281 | -18214188.5816 | -17779182.5483 | -17324455.4445 | -16849113.2123 | -16352221.2615 | -15832802.6319 | -15289836.073 | -14722254.0353 | -14128940.5722 | -13508729.1451 | -12860400.3305 | -12182679.422 | -11474233.924 | -10733670.9323 | -9959534.395 | -9150302.2498 | -8304383.4316 | -7420114.744 | -6495757.5892 | -5529494.5501 | -4519425.8163 | -3463565.4496 | -2359837.4787 | -1206071.8178 | 0 | 0 | 0 | 0 | 0 |  | 16
Capacity Price Effect Longevity | yr | 5 | Tax Depreciation |  | -79028178.7287 | -142250721.7116 | -113800577.3693 | -91040461.8954 | -72863980.7878 | -58243767.723 | -51763457.0673 | -51763457.0673 | -51842485.246 | -51763457.0673 | -25921242.623 | 0 | 0 | 0 | 0 | 0 | 0 | 0 | 0 | 0 | 0 | 0 | 0 | 0 | 0 | 0 | 0 | 0 | 0 | 0 |  | 17
Taxes on Load Cost Savings |  | YES | EBT |  | -99156973.333 | -159790267.8792 | -128640077.9459 | -98285719.1678 | -70557222.2156 | -45986668.2222 | -38386143.2009 | -37229764.1955 | -36114916.2287 | -34803128.3027 | -7687827.7753 | 19548328.6861 | 20906632.904 | 22309953.9608 | 23759984.8981 | 25258488.2078 | 26807298.8277 | 28408327.2685 | 30063562.8809 | 31775077.2658 | 33545027.8369 | 35375661.5407 | 37269318.7419 | 39228437.2808 | 41255556.7117 | 0 | 0 | 0 | 0 | 0 |  | 18
Tax Credit |  | YES | [33 empty] | 19
Financing Parameters |  |  | Investment Tax Credit, Federal1 |  | 200730236.186 | 0 | 0 | 0 | 0 | 0 | 0 | 0 | 0 | 0 | 0 | 0 | 0 | 0 | 0 | 0 | 0 | 0 | 0 | 0 | 0 | 0 | 0 | 0 | 0 | 0 | 0 | 0 | 0 | 0 |  | 20
Debt Portion |  | 52% | Taxes |  | 0 | 0 | 0 | 0 | 0 | 0 | 0 | 0 | 0 | 0 | 0 | -7105817.4774 | -7599561.0606 | -8109668.2648 | -8636754.5105 | -9181460.4635 | -9744453.1239 | -10326426.9621 | -10928105.1072 | -11550240.5861 | -12193617.6187 | -12859052.97 | -13547397.3627 | -14259536.9516 | -14996394.8647 | 0 | 0 | 0 | 0 | 0 |  | 21
Equity Portion |  | 48% | Principle Payment |  | -9179193.326 | -9595333.5725 | -10030339.6059 | -10485066.7097 | -10960408.9418 | -11457300.8927 | -11976719.5222 | -12519686.0812 | -13087268.1188 | -13680581.582 | -14300793.009 | -14949121.8236 | -15626842.7322 | -16335288.2301 | -17075851.2218 | -17849987.7591 | -18659219.9043 | -19505138.7225 | -20389407.4102 | -21313764.565 | -22280027.6041 | -23290096.3378 | -24345956.7045 | -25449684.6754 | -26603450.3363 | 0 | 0 | 0 | 0 | 0 |  | 22
Interest Rate (Nominal) |  | 4.534% | After Tax Cash Flow - Base Case |  | 171422248.2555 | -27134879.7402 | -24869840.1825 | -17730323.982 | -8653650.3696 | 799798.6081 | 1400594.3441 | 2014006.7906 | 2640300.8985 | 3279747.1826 | 3932621.8386 | -2506610.6149 | -2319770.8888 | -2135002.5341 | -1952620.8342 | -1772960.0149 | -1596374.2005 | -1423238.4161 | -1253949.6365 | -1088927.8853 | -928617.3859 | -773487.7672 | -624035.3253 | -480784.3462 | -344288.4893 | 0 | 0 | 0 | 0 | 0 |  | 23
ROE Rate (Nominal) |  | 8.9% | [33 empty] | 24
Inflation |  | 2.1% | Load Cost Savings |  | 761425583.8977 | 609140467.1181 | 456855350.3386 | 304570233.5591 | 152285116.7795 | 0 | 0 | 0 | 0 | 0 | 0 | 0 | 0 | 0 | 0 | 0 | 0 | 0 | 0 | 0 | 0 | 0 | 0 | 0 | 0 | 0 | 0 | 0 | 0 | 0 |  | 25
Composite Tax Rate |  | 36.35% | Taxes |  | -276778199.7468 | -221422559.7974 | -166066919.8481 | -110711279.8987 | -55355639.9494 | 0 | 0 | 0 | 0 | 0 | 0 | 0 | 0 | 0 | 0 | 0 | 0 | 0 | 0 | 0 | 0 | 0 | 0 | 0 | 0 | 0 | 0 | 0 | 0 | 0 |  | 26
Amortization Period |  | 25 | Load REC Cost |  | -79281504 | -80946415.584 | -82646290.3113 | -84381862.4078 | -86153881.5184 | -87963113.0303 | -89810338.4039 | -91696355.5104 | -93621978.9761 | -95588040.5346 | -97595389.3858 | -99644892.5629 | -101737435.3067 | -103873921.4482 | -106055273.7986 | -108282434.5484 | -110556365.6739 | -112878049.353 | -115248488.3894 | -117668706.6456 | -120139749.4852 | -122662684.2244 | -125238600.5931 | -127868611.2055 | -130553852.0408 | 0 | 0 | 0 | 0 | 0 |  | 27
Depreciation Type |  | MACRS | After Tax Cash Flow - Load Cost Savings |  | 576788128.4064 | 279636611.9965 | 183272299.9968 | 91746767.2705 | 2121944.9422 | -87163314.4221 | -88409744.0597 | -89682348.7198 | -90981678.0776 | -92308293.352 | -93662767.5472 | -102151503.1778 | -104057206.1955 | -106008923.9823 | -108007894.6328 | -110055394.5632 | -112152739.8744 | -114301287.7692 | -116502438.026 | -118757634.5309 | -121068366.8711 | -123436171.9915 | -125862635.9184 | -128349395.5517 | -130898140.5302 | 0 | 0 | 0 | 0 | 0 |  | 28
Tax Depreciation Schedule |  | 10 | [33 empty] | 29
Operating Costs |  |  | NPV Base Case |  | 164268104.8831 | -23877347.5843 | -20095707.2339 | -13155855.4277 | -5896222.7982 | 500411.5273 | 804694.7165 | 1062556.0107 | 1279135.1862 | 1459067.9237 | 1606532.2539 | -940299.6128 | -799091.6584 | -675339.2919 | -567170.5371 | -472897.2679 | -390998.1337 | -320103.013 | -258978.8621 | -206516.8367 | -161720.5745 | -123695.5383 | -91639.3247 | -64832.8547 | -42632.3673 | 0 | 0 | 0 | 0 | 0 |  | 30
Fixed O&M | $-yr | 247077000 | NPV w/ Load Cost Savings |  | 552716428.2151 | 246066341.398 | 148090476.5687 | 68075868.6301 | 1445801.4376 | -54535637.9059 | -50794760.2616 | -47314894.4326 | -44077501.088 | -41065381.6961 | -38262579.8323 | -38319880.3657 | -35844593.907 | -33532508.985 | -31372652.8665 | -29354804.9431 | -27469444.1726 | -25707700.2635 | -24061308.332 | -22522566.7804 | -21084298.1618 | -19739812.8171 | -18482875.0839 | -17307671.8906 | -16208783.5662 | 0 | 0 | 0 | 0 | 0
Adjusted Fixed O&M2 | $-yr | 203190973.9884
Calculated Values |  |  | Tax Depreciation
Interest Rate (Real) |  | 2.383% | Depreciation Schedule |  | 10% | 18% | 14.4% | 11.52% | 9.22% | 7.37% | 6.55% | 6.55% | 6.56% | 6.55% | 3.28% | 0% | 0% | 0% | 0% | 0% | 0% | 0% | 0% | 0% | 0% | 0% | 0% | 0% | 0% | 0% | 0% | 0% | 0% | 0%
ROE Rate (Real) |  | 6.66% | Beginning Balance |  | 790281787.2865 | 711253608.5579 | 569002886.8463 | 455202309.477 | 364161847.5816 | 291297866.7938 | 233054099.0708 | 181290642.0035 | 129527184.9363 | 77684699.6903 | 25921242.623 | 9.6858e-08 | 9.6858e-08 | 9.6858e-08 | 9.6858e-08 | 9.6858e-08 | 9.6858e-08 | 9.6858e-08 | 9.6858e-08 | 9.6858e-08 | 9.6858e-08 | 9.6858e-08 | 9.6858e-08 | 9.6858e-08 | 9.6858e-08 | 9.6858e-08 | 9.6858e-08 | 9.6858e-08 | 9.6858e-08 | 9.6858e-08
WACC (Pre-tax) |  | 4.436% | Depreciation |  | -79028178.7287 | -142250721.7116 | -113800577.3693 | -91040461.8954 | -72863980.7878 | -58243767.723 | -51763457.0673 | -51763457.0673 | -51842485.246 | -51763457.0673 | -25921242.623 | 0 | 0 | 0 | 0 | 0 | 0 | 0 | 0 | 0 | 0 | 0 | 0 | 0 | 0 | 0 | 0 | 0 | 0 | 0
Annual Debt Service Payment |  | -27809522.1542 | Ending Balance |  | 711253608.5579 | 569002886.8463 | 455202309.477 | 364161847.5816 | 291297866.7938 | 233054099.0708 | 181290642.0035 | 129527184.9363 | 77684699.6903 | 25921242.623 | 9.6858e-08 | 9.6858e-08 | 9.6858e-08 | 9.6858e-08 | 9.6858e-08 | 9.6858e-08 | 9.6858e-08 | 9.6858e-08 | 9.6858e-08 | 9.6858e-08 | 9.6858e-08 | 9.6858e-08 | 9.6858e-08 | 9.6858e-08 | 9.6858e-08 | 9.6858e-08 | 9.6858e-08 | 9.6858e-08 | 9.6858e-08 | 9.6858e-08
Debt Service
NPV of Plant Cash Flow |  |  | Beginning Balance |  | 410946529.389 | 401767336.063 | 392172002.4905 | 382141662.8846 | 371656596.1749 | 360696187.2331 | 349238886.3404 | 337262166.8182 | 324742480.737 | 311655212.6181 | 297974631.0362 | 283673838.0271 | 268724716.2035 | 253097873.4713 | 236762585.2412 | 219686734.0194 | 201836746.2602 | 183177526.3559 | 163672387.6333 | 143282980.2231 | 121969215.6582 | 99689188.0541 | 76399091.7163 | 52053135.0118 | 26603450.3363 | 0 | 0 | 0 | 0 | 0
Net Present Value |  | -276495804.3135 | Interest |  | -18630328.8281 | -18214188.5816 | -17779182.5483 | -17324455.4445 | -16849113.2123 | -16352221.2615 | -15832802.6319 | -15289836.073 | -14722254.0353 | -14128940.5722 | -13508729.1451 | -12860400.3305 | -12182679.422 | -11474233.924 | -10733670.9323 | -9959534.395 | -9150302.2498 | -8304383.4316 | -7420114.744 | -6495757.5892 | -5529494.5501 | -4519425.8163 | -3463565.4496 | -2359837.4787 | -1206071.8178 | 0 | 0 | 0 | 0 | 0
Plant Construction by Load |  |  | Principle |  | -9179193.326 | -9595333.5725 | -10030339.6059 | -10485066.7097 | -10960408.9418 | -11457300.8927 | -11976719.5222 | -12519686.0812 | -13087268.1188 | -13680581.582 | -14300793.009 | -14949121.8236 | -15626842.7322 | -16335288.2301 | -17075851.2218 | -17849987.7591 | -18659219.9043 | -19505138.7225 | -20389407.4102 | -21313764.565 | -22280027.6041 | -23290096.3378 | -24345956.7045 | -25449684.6754 | -26603450.3363 | 0 | 0 | 0 | 0 | 0
Net Present Value of Savings |  | 1 | Ending Balance |  | 401767336.063 | 392172002.4905 | 382141662.8846 | 371656596.1749 | 360696187.2331 | 349238886.3404 | 337262166.8182 | 324742480.737 | 311655212.6181 | 297974631.0362 | 283673838.0271 | 268724716.2035 | 253097873.4713 | 236762585.2412 | 219686734.0194 | 201836746.2602 | 183177526.3559 | 163672387.6333 | 143282980.2231 | 121969215.6582 | 99689188.0541 | 76399091.7163 | 52053135.0118 | 26603450.3363 | 1.0803e-07 | 0 | 0 | 0 | 0 | 0
Market Impact Calculation
Rest of State | Summer | Winter
ROS UCAP (Base) | 17371.6333 | 17784.0183
Average MCP | 2.4822 | 0.32167
Cost of ROS Capacity | 258721525.7778 | 34323155.3833
ROS UCAP (After Entry) | 17731.6333 | 18384.0183
Average MCP | 1.7609 | 0.05
Cost of ROS Capacity | 187346207.9611 | 5515205.5
ROS Delta |  | -100183267.7
| Summer | Winter
GHI UCAP (base) | 5497.7056 | 5363.2673
Average MCP (base) | 5.8844 | 0.68889
Cost of GHI Capacity (base) | 194105657.4815 | 22168171.6444
GHI UCAP (impact) | 5857.7056 | 5963.2673
Average MCP (impact) | 3.3431 | 0.05
Cost of GHI Capacity (impact) | 117495650.5553 | 1788980.2
G-J Delta |  | -96989198.3707
| Summer | Winter
NYC UCAP (base) | 9805.7444 | 10554.1778
Average MCP (base) | 14.1017 | 4.63
Cost of NYC Capacity (base) | 829664037.4444 | 293195058.6667
NYC UCAP (impact) | 10165.7444 | 11154.1778
Average MCP (impact) | 9.1034 | 0.05
Cost of NYC Capacity (impact) | 555259724.9508 | 3346253.3333
NYC Delta |  | -564253117.827
2The "Property Tax Expense" line item on the "Capital Cost & O&M Assumptions sheet uses 2.0% of capital costs to estimate the offshore wind property tax expense. Federal lease expenses are not included in this value. The estimate for Property Tax Expense is thus inaccurate, as it is likely only the interconnection would be subject to NYC property tax, and it is certain that these units have a Federal lease expense. The adjustment to fixed O&M here removes the "Property Tax Expense" Other O&M line item. The Offshore Wind Estimated Federal Lease cost from the "Assumptions" sheet, multiplied by the Plant Installed Capacity is then substituted for this value.
1Note that "Electrical Interconnection & Deliverability (SUDs)" and "Legal Costs" were excluded from CAPEX to calculate the ITC basis for solar, land-based wind, and offshore wind.

## Capital Cost & O&M Assumptions
APPENDIX A. CONSTRUCTION COST AND UNIT OPERATING COST DETAILS
|  |  |  | Renewable Technology Cost Table for NYISO Zones G, H, I, J | [10 empty] | Revision: |  | 0
[15 empty] | Date: |  | 2020-04-24
[15 empty] | Preparers: |  | John Wroble, Han Li, Gregor Gnaedig
Unit Technology | Ground Mounted Solar PV 2‒10 MW |  |  |  | Ground Mounted Solar PV 10‒50 MW |  |  |  | Ground Mounted Solar PV 50 MW and up | Wind ‒ Onshore 2‒4-MW WTGs up to 2‒50 MW | Wind ‒ Onshore 2‒4-MW WTGs up to 50‒200 MW | Wind ‒ Offshore 6‒12.5-MW WTGs up to 400 MW | Wind ‒ Offshore 6‒12.5-MW WTGs up to 400‒800 MW | Run of River Hydro 1‒10 MW | Landfill Gas (LFG) 2‒10 MW
Zones | G | H | I | J | G | H | I | J | G | G | G | J | J | G | G | H | I | J
Base Case Size (MW) | 10 | 10 | 10 | 10 | 20 | 20 | 20 | 20 | 100 | 50 | 100 | 400 | 800 | 5 | 10 | 10 | 10 | 10
Capacity Factor | 16.8% | 16.8% | 16.8% | 16.8% | 16.8% | 16.8% | 16.8% | 16.8% | 16.8% | 35% | 35% | 45% | 45% | 60% | 70% | 70% | 70% | 70%
code | Solar_G10 | Solar_H10 | Solar_I10 | Solar_J10 | Solar_G20 | Solar_H20 | Solar_I20 | Solar_J20 | Solar_G100 | LBW_G50 | LBW_G100 | OSW_J400 | OSW_J800 | ROR_G5 | Landfill_G10 | Landfill_H10 | Landfill_I10 | Landfill_J10
Capital Costs Inputs ($)
EPC Cost Components
Equipment
Owner Furnished Equipment | 3616000 | 3616000 | 3616000 | 3616000 | 7233000 | 7233000 | 7233000 | 7233000 | 27665000 | 30533000 | 54959000 | 636644000 | 1145960000 | 8148000 | 6048000 | 6048000 | 6048000 | 6048000
Owner Furnished Equipment - Labor | 3847000 | 3847000 | 3847000 | 3847000 | 7695000 | 7695000 | 7695000 | 7695000 | 29431000 | 32482000 | 58467000 | 677281000 | 1219106000 | 8668000 | 6434000 | 6434000 | 6434000 | 6434000
Spare Parts | 108000 | 108000 | 108000 | 108000 | 217000 | 217000 | 217000 | 217000 | 830000 | 916000 | 1649000 | 19099000 | 34379000 | 244000 | 181000 | 181000 | 181000 | 181000
Subtotal | 7694000 | 7694000 | 7694000 | 7694000 | 15389000 | 15389000 | 15389000 | 15389000 | 58862000 | 64963000 | 116933000 | 1354562000 | 2438212000 | 17336000 | 12868000 | 12868000 | 12868000 | 12868000
Construction
Construction Labor & Materials | 5768000 | 6409000 | 6409000 | 8331000 | 11535000 | 12817000 | 12817000 | 16662000 | 44122000 | 10912000 | 19642000 | 235845000 | 490611000 | 13179000 | 5602000 | 6224000 | 6224000 | 8092000
Plant Switchyard | 437000 | 486000 | 486000 | 631000 | 874000 | 971000 | 971000 | 1262000 | 3343000 | 827000 | 1488000 | 17867000 | 37168000 | 998000 | 424000 | 472000 | 472000 | 613000
Electrical Interconnection & Deliverability (SUDs) | 1049000 | 1165000 | 1165000 | 1515000 | 2097000 | 2330000 | 2330000 | 3029000 | 8022000 | 1984000 | 3571000 | 42881000 | 89202000 | 2396000 | 1019000 | 1132000 | 1132000 | 1471000
Site Prep | 350000 | 388000 | 388000 | 505000 | 699000 | 777000 | 777000 | 1010000 | 2674000 | 661000 | 1190000 | 14294000 | 29734000 | 799000 | 340000 | 377000 | 377000 | 490000
Engineering & Design | 874000 | 971000 | 971000 | 1262000 | 1748000 | 1942000 | 1942000 | 2525000 | 6685000 | 1653000 | 2976000 | 35734000 | 74335000 | 1997000 | 849000 | 943000 | 943000 | 1226000
Construction Mgmt. / Field Engr. | 262000 | 291000 | 291000 | 379000 | 524000 | 583000 | 583000 | 757000 | 2006000 | 496000 | 893000 | 10720000 | 22301000 | 599000 | 255000 | 283000 | 283000 | 368000
Subtotal | 8739000 | 9710000 | 9710000 | 12622000 | 17477000 | 19419000 | 19419000 | 25245000 | 66851000 | 16534000 | 29761000 | 357341000 | 743350000 | 19968000 | 8488000 | 9431000 | 9431000 | 12260000
Startup & Testing
Startup & Training | 175000 | 194000 | 194000 | 252000 | 350000 | 388000 | 388000 | 505000 | 1337000 | 331000 | 595000 | 7147000 | 14867000 | 399000 | 170000 | 189000 | 189000 | 245000
Testing | 18000 | 19000 | 19000 | 25000 | 35000 | 39000 | 39000 | 51000 | 134000 | 33000 | 60000 | 715000 | 1487000 | 40000 | 17000 | 19000 | 19000 | 25000
Subtotal | 193000 | 213000 | 213000 | 277000 | 385000 | 427000 | 427000 | 556000 | 1471000 | 364000 | 655000 | 7862000 | 16354000 | 439000 | 187000 | 208000 | 208000 | 270000
Contingency | 1995000 | 2114000 | 2114000 | 2471000 | 3990000 | 4228000 | 4228000 | 4943000 | 15262000 | 9823000 | 17682000 | 206372000 | 383750000 | 4529000 | 2585000 | 2701000 | 2701000 | 3048000
Subtotal EPC Cost | 16625000 | 17617000 | 17617000 | 20592000 | 33250000 | 35233000 | 35233000 | 41192000 | 127183000 | 81858000 | 147350000 | 1719767000 | 3197917000 | 37742000 | 21542000 | 22508000 | 22508000 | 25400000
Subtotal EPC Cost ($/kW) | 1663 | 1762 | 1762 | 2059 | 1663 | 1762 | 1762 | 2060 | 1272 | 1637 | 1474 | 4299 | 3997 | 7548 | 2154 | 2251 | 2251 | 2540
Non-EPC Cost Components
Owner's Costs
Permitting | 166000 | 176000 | 176000 | 206000 | 333000 | 352000 | 352000 | 412000 | 1272000 | 819000 | 1474000 | 17198000 | 31979000 | 377000 | 215000 | 225000 | 225000 | 254000
Legal | 166000 | 176000 | 176000 | 206000 | 333000 | 352000 | 352000 | 412000 | 1272000 | 819000 | 1474000 | 17198000 | 31979000 | 377000 | 215000 | 225000 | 225000 | 254000
Owner's Project Mgmt. & Misc. Engr. | 249000 | 264000 | 264000 | 309000 | 499000 | 528000 | 528000 | 618000 | 1908000 | 1228000 | 2210000 | 25797000 | 47969000 | 566000 | 323000 | 338000 | 338000 | 381000
Owner's Development Costs | 499000 | 529000 | 529000 | 618000 | 998000 | 1057000 | 1057000 | 1236000 | 3815000 | 2456000 | 4421000 | 51593000 | 95938000 | 1132000 | 646000 | 675000 | 675000 | 762000
Studies (Fin, Env, Market, Interconnect) | 83000 | 88000 | 88000 | 103000 | 166000 | 176000 | 176000 | 206000 | 636000 | 409000 | 737000 | 8599000 | 15990000 | 189000 | 108000 | 113000 | 113000 | 127000
Subtotal Non-EPC Cost | 1163000 | 1233000 | 1233000 | 1442000 | 2329000 | 2465000 | 2465000 | 2884000 | 8903000 | 5731000 | 10316000 | 120385000 | 223855000 | 2641000 | 1507000 | 1576000 | 1576000 | 1778000
Subtotal Non-EPC Cost ($/kW) | 116 | 123 | 123 | 144 | 116 | 123 | 123 | 144 | 89 | 115 | 103 | 301 | 280 | 528 | 151 | 158 | 158 | 178
Total CAPEX | 17788000 | 18850000 | 18850000 | 22034000 | 35579000 | 37698000 | 37698000 | 44076000 | 136086000 | 87589000 | 157666000 | 1840152000 | 3421772000 | 40383000 | 23049000 | 24084000 | 24084000 | 27178000
Total CAPEX ($/kW) | 1779 | 1885 | 1885 | 2203 | 1779 | 1885 | 1885 | 2204 | 1361 | 1752 | 1577 | 4600 | 4277 | 8077 | 2305 | 2408 | 2408 | 2718
O&M Cost
Fixed O&M Cost ($/yr)
Plant Labor | 49000 | 54000 | 54000 | 70000 | 97000 | 108000 | 108000 | 140000 | 460000 | $ - | $ - | 13200000 | 26400000 | 240000 | 81000 | 81000 | 81000 | 81000
Maintenance and Supplies | 126000 | 126000 | 126000 | 126000 | 252000 | 252000 | 252000 | 252000 | 1156500 | 1757000 | 3514000 | 30800000 | 61600000 | 560000 | 190000 | 190000 | 190000 | 190000
Subtotal ($/yr) | 175000 | 180000 | 180000 | 196000 | 349000 | 360000 | 360000 | 392000 | 1616500 | 1757000 | 3514000 | 44000000 | 88000000 | 800000 | 271000 | 271000 | 271000 | 271000
Subtotal ($/kW-yr) | 17.5 | 18 | 18 | 19.6 | 17.45 | 18 | 18 | 19.6 | 16.17 | 35.14 | 35.14 | 110 | 110 | 160 | 27.1 | 27.1 | 27.1 | 27.1
Variable O&M Cost ($/MWh)
Major Maintenance | $ - | $ - | $ - | $ - | $ - | $ - | $ - | $ - | $ - | $ - | $ - | $ - | $ - | $ - | 4.06 | 4.06 | 4.06 | 4.06
Chemicals and Consumables | $ - | $ - | $ - | $ - | $ - | $ - | $ - | $ - | $ - | $ - | $ - | $ - | $ - | $ - | 1.74 | 1.74 | 1.74 | 1.74
Subtotal ($/MWh) | $ - | $ - | $ - | $ - | $ - | $ - | $ - | $ - | $ - | $ - | $ - | $ - | $ - | $ - | 5.8 | 5.8 | 5.8 | 5.8
Subtotal ($/yr) | $ - | $ - | $ - | $ - | $ - | $ - | $ - | $ - | $ - | $ - | $ - | $ - | $ - | $ - | 356000 | 356000 | 356000 | 356000
Other O&M Cost ($/yr)
Property Tax Expense | 356000 | 377000 | 377000 | 441000 | 712000 | 754000 | 754000 | 882000 | 2722000 | 1752000 | 3153000 | 36803000 | 68435000 | 808000 | 461000 | 482000 | 482000 | 544000
Insurance Expense | 53000 | 57000 | 57000 | 66000 | 107000 | 113000 | 113000 | 132000 | 408000 | 263000 | 473000 | 5520000 | 10265000 | 121000 | 69000 | 72000 | 72000 | 82000
Lease Expense | $ - | $ - | $ - | $ - | $ - | $ - | $ - | $ - | $ - | $ - | $ - | $ - | $ - | $ - | $ - | $ - | $ - | $ -
Subtotal | 409000 | 434000 | 434000 | 507000 | 819000 | 867000 | 867000 | 1014000 | 3130000 | 2015000 | 3626000 | 42323000 | 78700000 | 929000 | 530000 | 554000 | 554000 | 626000
Total O&M Cost ($/yr) | 584000 | 614000 | 614000 | 703000 | 1168000 | 1227000 | 1227000 | 1406000 | 4746500 | 3772000 | 7140000 | 86323000 | 166700000 | 1729000 | 1157000 | 1181000 | 1181000 | 1253000
This appendix provides more detailed information about the capital and O&M costs of the candidate renewable technologies evaluated in this study. Source: https://www.nyiso.com/documents/20142/19520392/Expanding%20Application%20of%20Peak%20Hour%20Forecasts%202.25.2021%20ICAPWG%20FINAL.pdf/800c1e4b-6169-7e31-3647-ad417a236221

## Assumptions
Input | Candidate Technology | Study Value | Notes | Source
Zones | Offshore Wind | J
| Land-Based Wind | G
| Solar | GHIJ
| ROR Hydro | G
| Landfill Gas | GHIJ
Capacity Market Factor - Summer | Offshore Wind | 30% | UCAP production factors at p. 13 (pdf page 70) | https://www.nyserda.ny.gov/-/media/Files/Programs/offshore-wind/osw-phase-1-procurement-report.pdf
| Land-Based Wind | 16% | Default ICAP Manual Value | https://www.nyiso.com/documents/20142/2923301/icap_mnl.pdf/234db95c-9a91-66fe-7306-2900ef905338
| Solar | 46% | Default ICAP Manual Value
| ROR Hydro | 48.44% | Average summer '18, '19, '20
| Landfill Gas | 65.13% | Average summer '18, '19, '20
Capacity Market Factor - Winter | Offshore Wind | 50% | UCAP production factors at p. 13 (pdf page 70) | https://www.nyserda.ny.gov/-/media/Files/Programs/offshore-wind/osw-phase-1-procurement-report.pdf
| Land-Based Wind | 34% | Default ICAP Manual Value | https://www.nyiso.com/documents/20142/2923301/icap_mnl.pdf/234db95c-9a91-66fe-7306-2900ef905338
| Solar | 2% | Default ICAP Manual Value
| ROR Hydro | 60.27% | Average winter '18/'19, '19/'20, '20/'21
| Landfill Gas | 60.97% | Average winter '18/'19, '19/'20, '20/'21
ITC (Percent of investment cost) | Offshore Wind | 30% |  | https://www.energylawinfo.com/2020/12/congress-extends-renewable-energy-tax-credits-in-2021-omnibus-spending-bill/
| Land-Based Wind | 18% |  | https://zenergyfin.com/solar-itc-table-eligible-and-ineligible-costs/
| Solar | 22%
| ROR Hydro | 0%
| Landfill Gas | 0%
PTC | Offshore Wind | 0 |  | https://www.energylawinfo.com/2020/12/congress-extends-renewable-energy-tax-credits-in-2021-omnibus-spending-bill/
| Land-Based Wind | 15
| Solar | 0
| ROR Hydro | 13
| Landfill Gas | 13
PTC Horizon | Offshore Wind | N/A |  | https://windexchange.energy.gov/projects/tax-credits#:~:text=The%20Production%20Tax%20Credit%20(PTC,generation%20for%20utility%2Dscale%20wind
| Land-Based Wind | 10
| Solar | N/A
| ROR Hydro | 10
| Landfill Gas | 10
REC | Offshore Wind | 25.14 | 2018 OREC Cost | http://documents.dps.ny.gov/public/Common/ViewDoc.aspx?DocRefId=%7bD8638FB7-3386-4105-9D47-BA838316C477%7d
| Land-Based Wind | 22.33 | 2021 Quarter 1 Tier 1 REC Cost | https://www.nyserda.ny.gov/All-Programs/Programs/Clean-Energy-Standard/LSE-Obligations/2021-Compliance-Year
| Solar | 22.33 | 2021 Quarter 1 Tier 1 REC Cost
| ROR Hydro | 22.33 | 2021 Quarter 1 Tier 1 REC Cost
| Landfill Gas | 22.33 | 2021 Quarter 1 Tier 1 REC Cost
Capacity Price Effect Longevity (Return to LOE Conditions) | Offshore Wind | 5
| Land-Based Wind | 5
| Solar | 5
| ROR Hydro | 5
| Landfill Gas | 5
Amortization Period | Offshore Wind | 25
| Land-Based Wind | 20
| Solar | 20
| ROR Hydro | 20
| Landfill Gas | 20
Depreciation Type | Offshore Wind | MACRS
| Land-Based Wind | MACRS
| Solar | MACRS
| ROR Hydro | MACRS
| Landfill Gas | MACRS
Offshore Wind Estimated Federal Lease Cost ($/MW) | Lease Cost | 42469725 | Note that Statoil changed its name to Equinor, as noted in a March 18, 2015 press release by the company. | https://www.boem.gov/sites/default/files/renewable-energy-program/State-Activities/NY/OCS-A-0512-Lease.pdf
| MW | 2076 |  | https://www.equinor.com/en/what-we-do/empirewind.html
| $/MW | 20457.4783
Minimum NYCA Price |  | 0.05
ROE |  | 8.9% | Regulated rates of return for ConEdison, O&R, and CH*
Inputs to Estimate Cost of Debt | Cost of Debt (ConEdison) | 4.63% | Cost of long-term debt, 2020-2022 (page 132) | https://investor.conedison.com/static-files/1dfbf939-fcc6-4ae7-9f92-05689eb5bd51
| Cost of Debt Year 1, 2, 3 (Orange & Rockland) | 5.17% | Cost of long-term debt, 2019-2021 (page 135) | https://investor.conedison.com/static-files/1dfbf939-fcc6-4ae7-9f92-05689eb5bd51
5.14%
5.14%
| Interest on long-term debt (Central Hudson) | 31978000 | 2020 Interest on long-term debt (page 9) | http://www.chenergygroup.com/financialinformation/CHEnergyGroup_2020_Q4.pdf
| Long-term Debt (Central Hudson) | 837000000 | 2020 Long-term Debt (page 88) | http://www.chenergygroup.com/financialinformation/CHEnergyGroup_2020_Q4.pdf
| Estimated Cost of Debt (Central Hudson) | 3.821% | Estimated cost of long-term debt
Estimated Cost of Debt |  | 4.534%
Percent Debt |  | 52% | One utility had a range of 50% to 52%, the others were 52%
Percent Equity |  | 48%
Inflation |  | 2.1% | Utilized most recent DCR assumptions
Federal Tax Rate |  | 21% | Utilized most recent DCR assumptions
State Tax Rate |  | 6.5% | Utilized most recent DCR assumptions
City Tax Rate |  | 8.85% | Utilized most recent DCR assumptions
Composite Tax Rate (NYC) |  | 36.35% | Utilized most recent DCR assumptions
Composite Tax Rate (non-NYC) |  | 27.5% | Utilized most recent DCR assumptions
Miscellaneous Assumptions
Net EAS Revenue Calculation | CARIS production shape data used for Land-Based Wind, Offshore Wind, and Solar.
Actual production shape data used for Run-of-River Hydro
Actual production shape data used for Landfill Gas
Average of 9/1/2017 to 8/31/2020 RT TWI LBMPs.
| Land-based wind modern efficiency increase factor | 1.238 | Increases the average production factor from the NREL/ CARIS data to equal the S&L estimate, labeled as "Capacity Factor" on the "Capital Cost & O&M Assumptions" tab
| Offshore wind modern efficiency increase factor | 1.0518 | Increases the average production factor from the NREL/ CARIS data to equal the S&L estimate, labeled as "Capacity Factor" on the "Capital Cost & O&M Assumptions" tab
| Solar modern efficiency increase factor | 1.1144 | Increases the average production factor from the NREL/ CARIS data to equal the S&L estimate, labeled as "Capacity Factor" on the "Capital Cost & O&M Assumptions" tab

## Solar G
Renewable Exemption Technologies Analysis
Hypothetical Solar Built in Load Zone G
Inputs |  |  | Calendar Year | 2021-05-01 | 2022-05-01 | 2023-05-01 | 2024-05-01 | 2025-05-01 | 2026-05-01 | 2027-05-01 | 2028-05-01 | 2029-05-01 | 2030-05-01 | 2031-05-01 | 2032-05-01 | 2033-05-01 | 2034-05-01 | 2035-05-01 | 2036-05-01 | 2037-05-01 | 2038-05-01 | 2039-05-01 | 2040-05-01 | 2041-05-01 | 2042-05-01 | 2043-05-01 | 2044-05-01 | 2045-05-01 | 2046-05-01 | 2047-05-01 | 2048-05-01 | 2049-05-01 | 2050-05-01 | 2051-05-01 | MACRS | Straight Line | MACRSw50BonusDepreciation
Technology | Type | Solar | Period |  | 1 | 2 | 3 | 4 | 5 | 6 | 7 | 8 | 9 | 10 | 11 | 12 | 13 | 14 | 15 | 16 | 17 | 18 | 19 | 20 | 21 | 22 | 23 | 24 | 25 | 26 | 27 | 28 | 29 | 30 | 3 | 1 | 5
Load Zone | Zone | G | Escalation Factor (Inflation Escalation) |  | 1 | 1.021 | 1.0424 | 1.0643 | 1.0867 | 1.1095 | 1.1328 | 1.1566 | 1.1809 | 1.2057 | 1.231 | 1.2568 | 1.2832 | 1.3102 | 1.3377 | 1.3658 | 1.3945 | 1.4238 | 1.4537 | 1.4842 | 1.5154 | 1.5472 | 1.5797 | 1.6128 | 1.6467 | 1.6813 | 1.7166 | 1.7526 | 1.7895 | 1.827 | 5 | 2 | 7
Plant Installed Capacity | MW ICAP | 100 | [32 empty] | 7 | 3
Installed Project Capital Costs | $ ICAP | 136100000 | Cash Flow | [31 empty] | 10 | 4
Capacity Derating Factor - Summer | % | 46% | Revenue | [31 empty] | 15 | 5
Capacity Derating Factor - Winter | % | 2% | ICAP - Summer |  | 1534480.1913 | 1585006.0016 | 1636977.1901 | 1690432.181 | 1745410.3745 | 1801952.1715 | 1839793.1671 | 1878428.8236 | 1917875.8289 | 1958151.2213 | 1999272.397 | 2041257.1173 | 2084123.5168 | 2127890.1106 | 2172575.8029 | 2218199.8948 | 2264782.0926 | 2312342.5165 | 2360901.7094 | 2410480.6453 | 0 | 0 | 0 | 0 | 0 | 0 | 0 | 0 | 0 | 0 | 20 | 6
Revenue |  |  | ICAP - Winter |  | 8099.9085 | 8304.0586 | 8513.2109 | 8727.4856 | 8947.0054 | 9171.8963 | 9364.5061 | 9561.1608 | 9761.9451 | 9966.946 | 10176.2519 | 10389.9531 | 10608.1422 | 10830.9131 | 11058.3623 | 11290.5879 | 11527.6903 | 11769.7718 | 12016.937 | 12269.2927 | 0 | 0 | 0 | 0 | 0 | 0 | 0 | 0 | 0 | 0 |  | 7
Renewable Energy Credit, REC | $/MWh | 22.33 | Net E&AS |  | 4158492.9476 | 4245821.2995 | 4334983.5468 | 4426018.2013 | 4518964.5835 | 4613862.8397 | 4710753.9594 | 4809679.7925 | 4910683.0682 | 5013807.4126 | 5119097.3683 | 5226598.413 | 5336356.9797 | 5448420.4762 | 5562837.3062 | 5679656.8897 | 5798929.6843 | 5920707.2077 | 6045042.0591 | 6171987.9423 | 0 | 0 | 0 | 0 | 0 | 0 | 0 | 0 | 0 | 0 |  | 8
Net E&AS | $-yr | 4158492.9476 | REC revenue |  | 3286261.44 | 3355272.9302 | 3425733.6618 | 3497674.0687 | 3571125.2241 | 3646118.8538 | 3722687.3498 | 3800863.7841 | 3880681.9236 | 3962176.244 | 4045381.9451 | 4130334.9659 | 4217072.0002 | 4305630.5122 | 4396048.753 | 4488365.7768 | 4582621.4581 | 4678856.5087 | 4777112.4954 | 4877431.8578 | 0 | 0 | 0 | 0 | 0 | 0 | 0 | 0 | 0 | 0 |  | 9
REC revenue | $-yr | 3286261.44 | Gross Margin |  | 8987334.4873 | 9194404.2899 | 9406207.6096 | 9622851.9365 | 9844447.1875 | 10071105.7614 | 10282598.9824 | 10498533.561 | 10719002.7658 | 10944101.8239 | 11173927.9622 | 11408580.4494 | 11648160.6388 | 11892772.0122 | 12142520.2245 | 12397513.1492 | 12657860.9253 | 12923676.0047 | 13195073.2008 | 13472169.7381 | 0 | 0 | 0 | 0 | 0 | 0 | 0 | 0 | 0 | 0 |  | 10
ICAP Price - Summer | $/kW-Capability Season | 35306.6667 | Operating Costs | [32 empty] | 11
ICAP Price - Winter | $/kW-Capability Season | 4133.3333 | Fixed O&M |  | -4746500 | -4846176.5 | -4947946.2065 | -5051853.0768 | -5157941.9915 | -5266258.7733 | -5376850.2075 | -5489764.0619 | -5605049.1072 | -5722755.1384 | -5842932.9963 | -5965634.5892 | -6090912.9156 | -6218822.0868 | -6349417.3507 | -6482755.115 | -6618892.9725 | -6757889.7249 | -6899805.4091 | -7044701.3227 | 0 | 0 | 0 | 0 | 0 | 0 | 0 | 0 | 0 | 0 |  | 12
Market Share NYC | % | 0% | Total |  | -4746500 | -4846176.5 | -4947946.2065 | -5051853.0768 | -5157941.9915 | -5266258.7733 | -5376850.2075 | -5489764.0619 | -5605049.1072 | -5722755.1384 | -5842932.9963 | -5965634.5892 | -6090912.9156 | -6218822.0868 | -6349417.3507 | -6482755.115 | -6618892.9725 | -6757889.7249 | -6899805.4091 | -7044701.3227 | 0 | 0 | 0 | 0 | 0 | 0 | 0 | 0 | 0 | 0 |  | 13
Market Share GHI | % | 100% | [33 empty] | 14
Market Share ROS | % | 100% | EBITDA |  | 4240834.4873 | 4348227.7899 | 4458261.4031 | 4570998.8596 | 4686505.1961 | 4804846.9881 | 4905748.7749 | 5008769.4991 | 5113953.6586 | 5221346.6854 | 5330994.9658 | 5442945.8601 | 5557247.7232 | 5673949.9254 | 5793102.8738 | 5914758.0341 | 6038967.9529 | 6165786.2799 | 6295267.7918 | 6427468.4154 | 0 | 0 | 0 | 0 | 0 | 0 | 0 | 0 | 0 | 0 |  | 15
Impact |  | 18966994.9127 | Interest |  | -3208460.3167 | -3106545.4738 | -3000010.3047 | -2888645.346 | -2772231.6386 | -2650540.2965 | -2523332.0573 | -2390356.8115 | -2251353.111 | -2106047.6548 | -1954154.7517 | -1795375.7587 | -1629398.4939 | -1455896.6223 | -1274529.0147 | -1084939.0766 | -886754.0473 | -679584.267 | -463022.4104 | -236642.6863 | 0 | 0 | 0 | 0 | 0 | 0 | 0 | 0 | 0 | 0 |  | 16
Capacity Price Effect Longevity | yr | 5 | Tax Depreciation |  | -27220000 | -43552000 | -26131200 | -15678720 | -15678720 | -7839360 | 0 | 0 | 0 | 0 | 0 | 0 | 0 | 0 | 0 | 0 | 0 | 0 | 0 | 0 | 0 | 0 | 0 | 0 | 0 | 0 | 0 | 0 | 0 | 0 |  | 17
Taxes on Load Cost Savings |  | YES | EBT |  | -26187625.8293 | -42310317.6839 | -24672948.9016 | -13996366.4864 | -13764446.4426 | -5685053.3084 | 2382416.7176 | 2618412.6876 | 2862600.5476 | 3115299.0306 | 3376840.2141 | 3647570.1014 | 3927849.2293 | 4218053.3031 | 4518573.8591 | 4829818.9576 | 5152213.9056 | 5486202.0129 | 5832245.3813 | 6190825.7291 | 0 | 0 | 0 | 0 | 0 | 0 | 0 | 0 | 0 | 0 |  | 18
Tax Credit |  | YES | [33 empty] | 19
Financing Parameters |  |  | Investment Tax Credit, Federal1 |  | 27897320 | 0 | 0 | 0 | 0 | 0 | 0 | 0 | 0 | 0 | 0 | 0 | 0 | 0 | 0 | 0 | 0 | 0 | 0 | 0 | 0 | 0 | 0 | 0 | 0 | 0 | 0 | 0 | 0 | 0 |  | 20
Debt Portion |  | 52% | Taxes |  | 0 | 0 | 0 | 0 | 0 | 0 | -655164.5973 | -720063.4891 | -787215.1506 | -856707.2334 | -928631.0589 | -1003081.7779 | -1080158.5381 | -1159964.6584 | -1242607.8113 | -1328200.2133 | -1416858.824 | -1508705.5535 | -1603867.4799 | -1702477.0755 | 0 | 0 | 0 | 0 | 0 | 0 | 0 | 0 | 0 | 0 |  | 21
Equity Portion |  | 48% | Principle Payment |  | -2248030.6903 | -2349945.5332 | -2456480.7023 | -2567845.6609 | -2684259.3684 | -2805950.7105 | -2933158.9497 | -3066134.1954 | -3205137.8959 | -3350443.3522 | -3502336.2553 | -3661115.2483 | -3827092.5131 | -4000594.3847 | -4181961.9923 | -4371551.9304 | -4569736.9597 | -4776906.74 | -4993468.5966 | -5219848.3207 | 0 | 0 | 0 | 0 | 0 | 0 | 0 | 0 | 0 | 0 |  | 22
Interest Rate (Nominal) |  | 4.534% | After Tax Cash Flow - Base Case |  | 26681663.4804 | -1108263.2171 | -998229.6039 | -885492.1474 | -769985.8109 | -651644.0189 | -1205906.8295 | -1167784.9969 | -1129752.499 | -1091851.555 | -1054127.1 | -1016626.9248 | -979401.8219 | -942505.74 | -905995.9445 | -869933.1862 | -834381.8782 | -799410.2807 | -765090.6951 | -731499.6671 | 0 | 0 | 0 | 0 | 0 | 0 | 0 | 0 | 0 | 0 |  | 23
ROE Rate (Nominal) |  | 8.9% | [33 empty] | 24
Inflation |  | 2.1% | Load Cost Savings |  | 18966994.9127 | 15173595.9302 | 11380196.9476 | 7586797.9651 | 3793398.9825 | 0 | 0 | 0 | 0 | 0 | 0 | 0 | 0 | 0 | 0 | 0 | 0 | 0 | 0 | 0 | 0 | 0 | 0 | 0 | 0 | 0 | 0 | 0 | 0 | 0 |  | 25
Composite Tax Rate |  | 27.5% | Taxes |  | -5215923.601 | -4172738.8808 | -3129554.1606 | -2086369.4404 | -1043184.7202 | 0 | 0 | 0 | 0 | 0 | 0 | 0 | 0 | 0 | 0 | 0 | 0 | 0 | 0 | 0 | 0 | 0 | 0 | 0 | 0 | 0 | 0 | 0 | 0 | 0 |  | 26
Amortization Period |  | 20 | Load REC Cost |  | -3286261.44 | -3355272.9302 | -3425733.6618 | -3497674.0687 | -3571125.2241 | -3646118.8538 | -3722687.3498 | -3800863.7841 | -3880681.9236 | -3962176.244 | -4045381.9451 | -4130334.9659 | -4217072.0002 | -4305630.5122 | -4396048.753 | -4488365.7768 | -4582621.4581 | -4678856.5087 | -4777112.4954 | -4877431.8578 | 0 | 0 | 0 | 0 | 0 | 0 | 0 | 0 | 0 | 0 |  | 27
Depreciation Type |  | MACRS | After Tax Cash Flow - Load Cost Savings |  | 37146473.3521 | 6537320.902 | 3826679.5214 | 1117262.3087 | -1590896.7727 | -4297762.8727 | -4928594.1792 | -4968648.781 | -5010434.4225 | -5054027.7989 | -5099509.0451 | -5146961.8907 | -5196473.8221 | -5248136.2522 | -5302044.6974 | -5358298.963 | -5417003.3363 | -5478266.7894 | -5542203.1905 | -5608931.5249 | 0 | 0 | 0 | 0 | 0 | 0 | 0 | 0 | 0 | 0 |  | 28
Tax Depreciation Schedule |  | 5 | [33 empty] | 29
Operating Costs |  |  | NPV Base Case |  | 25568129.8061 | -975216.6327 | -806604.6957 | -657032.9276 | -524635.0036 | -407715.3616 | -692839.3352 | -616103.6663 | -547326.3195 | -485734.2632 | -430625.9934 | -381365.1383 | -337374.6217 | -298131.3366 | -263161.2843 | -232035.141 | -204364.213 | -179796.7484 | -158014.574 | -138730.0292 | 0 | 0 | 0 | 0 | 0 | 0 | 0 | 0 | 0 | 0 |  | 30
Total O&M Cost ($/yr) | $-yr | 4746500 | NPV w/ Load Cost Savings |  | 35596200.8592 | 5752517.9747 | 3092091.8983 | 829005.7995 | -1083968.2007 | -2688989.5294 | -2831664.7947 | -2621375.2863 | -2427383.5499 | -2248395.8172 | -2083222.3631 | -1930769.0808 | -1790029.7414 | -1660078.8822 | -1540065.2734 | -1429205.915 | -1326780.5218 | -1232126.4557 | -1144634.07 | -1063742.4308 | 0 | 0 | 0 | 0 | 0 | 0 | 0 | 0 | 0 | 0
Calculated Values
Interest Rate (Real) |  | 2.383% | Tax Depreciation
ROE Rate (Real) |  | 6.66% | Depreciation Schedule |  | 20% | 32% | 19.2% | 11.52% | 11.52% | 5.76% | 0% | 0% | 0% | 0% | 0% | 0% | 0% | 0% | 0% | 0% | 0% | 0% | 0% | 0% | 0% | 0% | 0% | 0% | 0% | 0% | 0% | 0% | 0% | 0%
WACC (Pre-tax) |  | 4.436% | Beginning Balance |  | 136100000 | 108880000 | 65328000 | 39196800 | 23518080 | 7839360 | 0 | 0 | 0 | 0 | 0 | 0 | 0 | 0 | 0 | 0 | 0 | 0 | 0 | 0 | 0 | 0 | 0 | 0 | 0 | 0 | 0 | 0 | 0 | 0
Annual Debt Service Payment |  | -5456491.007 | Depreciation |  | -27220000 | -43552000 | -26131200 | -15678720 | -15678720 | -7839360 | 0 | 0 | 0 | 0 | 0 | 0 | 0 | 0 | 0 | 0 | 0 | 0 | 0 | 0 | 0 | 0 | 0 | 0 | 0 | 0 | 0 | 0 | 0 | 0
|  |  | Ending Balance |  | 108880000 | 65328000 | 39196800 | 23518080 | 7839360 | 0 | 0 | 0 | 0 | 0 | 0 | 0 | 0 | 0 | 0 | 0 | 0 | 0 | 0 | 0 | 0 | 0 | 0 | 0 | 0 | 0 | 0 | 0 | 0 | 0
NPV of Plant Cash Flow |  |  | Debt Service
Net Present Value |  | -48096677.4792 | Beginning Balance |  | 70772000 | 68523969.3097 | 66174023.7765 | 63717543.0742 | 61149697.4132 | 58465438.0449 | 55659487.3344 | 52726328.3847 | 49660194.1892 | 46455056.2933 | 43104612.9411 | 39602276.6858 | 35941161.4376 | 32114068.9244 | 28113474.5397 | 23931512.5474 | 19559960.617 | 14990223.6573 | 10213316.9172 | 5219848.3207 | 0 | 0 | 0 | 0 | 0 | 0 | 0 | 0 | 0 | 0
Plant Construction by Load |  |  | Interest |  | -3208460.3167 | -3106545.4738 | -3000010.3047 | -2888645.346 | -2772231.6386 | -2650540.2965 | -2523332.0573 | -2390356.8115 | -2251353.111 | -2106047.6548 | -1954154.7517 | -1795375.7587 | -1629398.4939 | -1455896.6223 | -1274529.0147 | -1084939.0766 | -886754.0473 | -679584.267 | -463022.4104 | -236642.6863 | 0 | 0 | 0 | 0 | 0 | 0 | 0 | 0 | 0 | 0
Net Present Value of Savings |  | -49160615.3809 | Principle |  | -2248030.6903 | -2349945.5332 | -2456480.7023 | -2567845.6609 | -2684259.3684 | -2805950.7105 | -2933158.9497 | -3066134.1954 | -3205137.8959 | -3350443.3522 | -3502336.2553 | -3661115.2483 | -3827092.5131 | -4000594.3847 | -4181961.9923 | -4371551.9304 | -4569736.9597 | -4776906.74 | -4993468.5966 | -5219848.3207 | 0 | 0 | 0 | 0 | 0 | 0 | 0 | 0 | 0 | 0
|  |  | Ending Balance |  | 68523969.3097 | 66174023.7765 | 63717543.0742 | 61149697.4132 | 58465438.0449 | 55659487.3344 | 52726328.3847 | 49660194.1892 | 46455056.2933 | 43104612.9411 | 39602276.6858 | 35941161.4376 | 32114068.9244 | 28113474.5397 | 23931512.5474 | 19559960.617 | 14990223.6573 | 10213316.9172 | 5219848.3207 | 3.7253e-08 | 0 | 0 | 0 | 0 | 0 | 0 | 0 | 0 | 0 | 0
Market Impact Calculation
Rest of State | Summer | Winter
ROS UCAP (Base) | 17371.6333 | 17784.0183
Average MCP | 2.4822 | 0.32167
Cost of ROS Capacity | 258721525.7778 | 34323155.3833
ROS UCAP (After Entry) | 17417.6333 | 17786.0183
Average MCP | 2.3901 | 0.31784
Cost of ROS Capacity | 249774982.6052 | 33919046.3511
ROS Delta |  | -9350652.2048
| Summer | Winter
GHI UCAP (base) | 5497.7056 | 5363.2673
Average MCP (base) | 5.8844 | 0.68889
Cost of GHI Capacity (base) | 194105657.4815 | 22168171.6444
GHI UCAP (impact) | 5543.7056 | 5365.2673
Average MCP (impact) | 5.5597 | 0.67499
Cost of GHI Capacity (impact) | 184928399.1557 | 21729087.2623
G-J Delta |  | -9616342.7079
| Summer | Winter
NYC UCAP (base) | 9805.7444 | 10554.1778
Average MCP (base) | 14.1017 | 4.63
Cost of NYC Capacity (base) | 829664037.4444 | 293195058.6667
NYC UCAP (impact) | 9851.7444 | 10556.1778
Average MCP (impact) | 13.463 | 4.6022
Cost of NYC Capacity (impact) | 795804502.932 | 291491657.8438
NYC Delta |  | -35562935.3353
1Note that "Electrical Interconnection & Deliverability (SUDs)" and "Legal Costs" were excluded from CAPEX to calculate the ITC basis for solar, land-based wind, and offshore wind.

## Solar H
Renewable Exemption Technologies Analysis
Hypothetical Solar Built in Load Zone H
Inputs |  |  | Calendar Year | 2021-05-01 | 2022-05-01 | 2023-05-01 | 2024-05-01 | 2025-05-01 | 2026-05-01 | 2027-05-01 | 2028-05-01 | 2029-05-01 | 2030-05-01 | 2031-05-01 | 2032-05-01 | 2033-05-01 | 2034-05-01 | 2035-05-01 | 2036-05-01 | 2037-05-01 | 2038-05-01 | 2039-05-01 | 2040-05-01 | 2041-05-01 | 2042-05-01 | 2043-05-01 | 2044-05-01 | 2045-05-01 | 2046-05-01 | 2047-05-01 | 2048-05-01 | 2049-05-01 | 2050-05-01 | 2051-05-01 | MACRS | Straight Line | MACRSw50BonusDepreciation
Technology | Type | Solar | Period |  | 1 | 2 | 3 | 4 | 5 | 6 | 7 | 8 | 9 | 10 | 11 | 12 | 13 | 14 | 15 | 16 | 17 | 18 | 19 | 20 | 21 | 22 | 23 | 24 | 25 | 26 | 27 | 28 | 29 | 30 | 3 | 1 | 5
Load Zone | Zone | H | Escalation Factor (Inflation Escalation) |  | 1 | 1.021 | 1.0424 | 1.0643 | 1.0867 | 1.1095 | 1.1328 | 1.1566 | 1.1809 | 1.2057 | 1.231 | 1.2568 | 1.2832 | 1.3102 | 1.3377 | 1.3658 | 1.3945 | 1.4238 | 1.4537 | 1.4842 | 1.5154 | 1.5472 | 1.5797 | 1.6128 | 1.6467 | 1.6813 | 1.7166 | 1.7526 | 1.7895 | 1.827 | 5 | 2 | 7
Plant Installed Capacity | MW ICAP | 20 | [32 empty] | 7 | 3
Installed Project Capital Costs | $ ICAP | 37700000 | Cash Flow | [31 empty] | 10 | 4
Capacity Derating Factor - Summer | % | 46% | Revenue | [31 empty] | 15 | 5
Capacity Derating Factor - Winter | % | 2% | ICAP - Summer |  | 321236.2743 | 328714.3051 | 336364.748 | 344191.5465 | 352198.7337 | 360390.4343 | 367958.6334 | 375685.7647 | 383575.1658 | 391630.2443 | 399854.4794 | 408251.4235 | 416824.7034 | 425578.0221 | 434515.1606 | 443639.979 | 452956.4185 | 462468.5033 | 472180.3419 | 482096.1291 | 0 | 0 | 0 | 0 | 0 | 0 | 0 | 0 | 0 | 0 | 20 | 6
Revenue |  |  | ICAP - Winter |  | 1646.663 | 1682.605 | 1719.3304 | 1756.8562 | 1795.1999 | 1834.3793 | 1872.9012 | 1912.2322 | 1952.389 | 1993.3892 | 2035.2504 | 2077.9906 | 2121.6284 | 2166.1826 | 2211.6725 | 2258.1176 | 2305.5381 | 2353.9544 | 2403.3874 | 2453.8585 | 0 | 0 | 0 | 0 | 0 | 0 | 0 | 0 | 0 | 0 |  | 7
Renewable Energy Credit, REC | $/MWh | 22.33 | Net E&AS |  | 848421.8311 | 866238.6896 | 884429.7021 | 903002.7258 | 921965.7831 | 941327.0645 | 961094.9329 | 981277.9264 | 1001884.7629 | 1022924.3429 | 1044405.7541 | 1066338.275 | 1088731.3787 | 1111594.7377 | 1134938.2272 | 1158771.9299 | 1183106.1405 | 1207951.3694 | 1233318.3482 | 1259218.0335 | 0 | 0 | 0 | 0 | 0 | 0 | 0 | 0 | 0 | 0 |  | 8
Net E&AS | $-yr | 848421.8311 | REC revenue |  | 657252.288 | 671054.586 | 685146.7324 | 699534.8137 | 714225.0448 | 729223.7708 | 744537.47 | 760172.7568 | 776136.3847 | 792435.2488 | 809076.389 | 826066.9932 | 843414.4 | 861126.1024 | 879209.7506 | 897673.1554 | 916524.2916 | 935771.3017 | 955422.4991 | 975486.3716 | 0 | 0 | 0 | 0 | 0 | 0 | 0 | 0 | 0 | 0 |  | 9
REC revenue | $-yr | 657252.288 | Gross Margin |  | 1828557.0565 | 1867690.1858 | 1907660.5129 | 1948485.9423 | 1990184.7615 | 2032775.6488 | 2075463.9375 | 2119048.6801 | 2163548.7024 | 2208983.2252 | 2255371.8729 | 2302734.6822 | 2351092.1106 | 2400465.0449 | 2450874.8108 | 2502343.1819 | 2554892.3887 | 2608545.1288 | 2663324.5765 | 2719254.3926 | 0 | 0 | 0 | 0 | 0 | 0 | 0 | 0 | 0 | 0 |  | 10
ICAP Price - Summer | $/kW-Capability Season | 35306.6667 | Operating Costs | [32 empty] | 11
ICAP Price - Winter | $/kW-Capability Season | 4133.3333 | Fixed O&M |  | -1227000 | -1252767 | -1279075.107 | -1305935.6842 | -1333360.3336 | -1361360.9006 | -1389949.4795 | -1419138.4186 | -1448940.3254 | -1479368.0722 | -1510434.8017 | -1542153.9326 | -1574539.1652 | -1607604.4876 | -1641364.1819 | -1675832.8297 | -1711025.3191 | -1746956.8508 | -1783642.9447 | -1821099.4465 | 0 | 0 | 0 | 0 | 0 | 0 | 0 | 0 | 0 | 0 |  | 12
Market Share NYC | % | 0% | Total |  | -1227000 | -1252767 | -1279075.107 | -1305935.6842 | -1333360.3336 | -1361360.9006 | -1389949.4795 | -1419138.4186 | -1448940.3254 | -1479368.0722 | -1510434.8017 | -1542153.9326 | -1574539.1652 | -1607604.4876 | -1641364.1819 | -1675832.8297 | -1711025.3191 | -1746956.8508 | -1783642.9447 | -1821099.4465 | 0 | 0 | 0 | 0 | 0 | 0 | 0 | 0 | 0 | 0 |  | 13
Market Share GHI | % | 100% | [33 empty] | 14
Market Share ROS | % | 100% | EBITDA |  | 601557.0565 | 614923.1858 | 628585.4059 | 642550.2581 | 656824.4279 | 671414.7482 | 685514.4579 | 699910.2615 | 714608.377 | 729615.1529 | 744937.0712 | 760580.7497 | 776552.9454 | 792860.5572 | 809510.629 | 826510.3522 | 843867.0696 | 861588.278 | 879681.6319 | 898154.9461 | 0 | 0 | 0 | 0 | 0 | 0 | 0 | 0 | 0 | 0 |  | 15
Impact |  | 3774954.7781 | Interest |  | -888750.58 | -860519.9439 | -831009.4672 | -800161.1282 | -767914.2746 | -734205.5046 | -698968.542 | -662134.1058 | -623629.7743 | -583379.8427 | -541305.1737 | -497323.0426 | -451346.9744 | -403286.5735 | -353047.3465 | -300530.5157 | -245632.8257 | -188246.3399 | -128258.2283 | -65550.5457 | 0 | 0 | 0 | 0 | 0 | 0 | 0 | 0 | 0 | 0 |  | 16
Capacity Price Effect Longevity | yr | 5 | Tax Depreciation |  | -7540000 | -12064000 | -7238400 | -4343040 | -4343040 | -2171520 | 0 | 0 | 0 | 0 | 0 | 0 | 0 | 0 | 0 | 0 | 0 | 0 | 0 | 0 | 0 | 0 | 0 | 0 | 0 | 0 | 0 | 0 | 0 | 0 |  | 17
Taxes on Load Cost Savings |  | YES | EBT |  | -7827193.5235 | -12309596.7581 | -7440824.0613 | -4500650.8701 | -4454129.8467 | -2234310.7564 | -13454.084 | 37776.1558 | 90978.6027 | 146235.3103 | 203631.8975 | 263257.707 | 325205.971 | 389573.9837 | 456463.2825 | 525979.8365 | 598234.2438 | 673341.9381 | 751423.4035 | 832604.4004 | 0 | 0 | 0 | 0 | 0 | 0 | 0 | 0 | 0 | 0 |  | 18
Tax Credit |  | YES | [33 empty] | 19
Financing Parameters |  |  | Investment Tax Credit, Federal1 |  | 7703960 | 0 | 0 | 0 | 0 | 0 | 0 | 0 | 0 | 0 | 0 | 0 | 0 | 0 | 0 | 0 | 0 | 0 | 0 | 0 | 0 | 0 | 0 | 0 | 0 | 0 | 0 | 0 | 0 | 0 |  | 20
Debt Portion |  | 52% | Taxes |  | 0 | 0 | 0 | 0 | 0 | 0 | 0 | -10388.4428 | -25019.1157 | -40214.7103 | -55998.7718 | -72395.8694 | -89431.642 | -107132.8455 | -125527.4027 | -144644.455 | -164514.417 | -185169.033 | -206641.436 | -228966.2101 | 0 | 0 | 0 | 0 | 0 | 0 | 0 | 0 | 0 | 0 |  | 21
Equity Portion |  | 48% | Principle Payment |  | -622709.4565 | -650940.0926 | -680450.5693 | -711298.9083 | -743545.7619 | -777254.5319 | -812491.4945 | -849325.9307 | -887830.2621 | -928080.1938 | -970154.8628 | -1014136.9938 | -1060113.062 | -1108173.4629 | -1158412.69 | -1210929.5208 | -1265827.2107 | -1323213.6965 | -1383201.8082 | -1445909.4907 | 0 | 0 | 0 | 0 | 0 | 0 | 0 | 0 | 0 | 0 |  | 22
Interest Rate (Nominal) |  | 4.534% | After Tax Cash Flow - Base Case |  | 6794057.02 | -896536.8507 | -882874.6306 | -868909.7784 | -854635.6086 | -840045.2883 | -825945.5786 | -821938.2178 | -821870.7752 | -822059.5939 | -822521.7371 | -823275.1562 | -824338.7331 | -825732.3247 | -827476.8102 | -829594.1393 | -832107.384 | -835040.7914 | -838419.8406 | -842271.3005 | 0 | 0 | 0 | 0 | 0 | 0 | 0 | 0 | 0 | 0 |  | 23
ROE Rate (Nominal) |  | 8.9% | [33 empty] | 24
Inflation |  | 2.1% | Load Cost Savings |  | 3774954.7781 | 3019963.8225 | 2264972.8669 | 1509981.9113 | 754990.9556 | 0 | 0 | 0 | 0 | 0 | 0 | 0 | 0 | 0 | 0 | 0 | 0 | 0 | 0 | 0 | 0 | 0 | 0 | 0 | 0 | 0 | 0 | 0 | 0 | 0 |  | 25
Composite Tax Rate |  | 27.5% | Taxes |  | -1038112.564 | -830490.0512 | -622867.5384 | -415245.0256 | -207622.5128 | 0 | 0 | 0 | 0 | 0 | 0 | 0 | 0 | 0 | 0 | 0 | 0 | 0 | 0 | 0 | 0 | 0 | 0 | 0 | 0 | 0 | 0 | 0 | 0 | 0 |  | 26
Amortization Period |  | 20 | Load REC Cost |  | -657252.288 | -671054.586 | -685146.7324 | -699534.8137 | -714225.0448 | -729223.7708 | -744537.47 | -760172.7568 | -776136.3847 | -792435.2488 | -809076.389 | -826066.9932 | -843414.4 | -861126.1024 | -879209.7506 | -897673.1554 | -916524.2916 | -935771.3017 | -955422.4991 | -975486.3716 | 0 | 0 | 0 | 0 | 0 | 0 | 0 | 0 | 0 | 0 |  | 27
Depreciation Type |  | MACRS | After Tax Cash Flow - Load Cost Savings |  | 8873646.9461 | 621882.3346 | 74083.9655 | -473707.7065 | -1021492.2106 | -1569269.059 | -1570483.0485 | -1582110.9746 | -1598007.1599 | -1614494.8426 | -1631598.1261 | -1649342.1494 | -1667753.1331 | -1686858.4272 | -1706686.5608 | -1727267.2947 | -1748631.6756 | -1770812.0932 | -1793842.3397 | -1817757.672 | 0 | 0 | 0 | 0 | 0 | 0 | 0 | 0 | 0 | 0 |  | 28
Tax Depreciation Schedule |  | 5 | [33 empty] | 29
Operating Costs |  |  | NPV Base Case |  | 6510513.5564 | -788907.9374 | -713393.8124 | -644728.8519 | -582311.7117 | -525592.7447 | -474537.1463 | -433640.7393 | -398168.1889 | -365711.3546 | -336011.8909 | -308833.4925 | -283960.0275 | -261193.8274 | -240354.1224 | -221275.6062 | -203807.1237 | -187810.4682 | -173159.2801 | -159738.0386 | 0 | 0 | 0 | 0 | 0 | 0 | 0 | 0 | 0 | 0 |  | 30
Fixed O&M | $-yr | 1227000 | NPV w/ Load Cost Savings |  | 8503313.7885 | 547225.5931 | 59862.4547 | -351489.9168 | -696000.5781 | -981847.5783 | -902302.2382 | -834695.0633 | -774179.635 | -718243.6654 | -666531.1648 | -618714.2811 | -574491.0514 | -533583.3366 | -495734.9202 | -460709.7609 | -428290.3855 | -398276.4097 | -370483.1793 | -344740.519 | 0 | 0 | 0 | 0 | 0 | 0 | 0 | 0 | 0 | 0
Calculated Values
Interest Rate (Real) |  | 2.383% | Tax Depreciation
ROE Rate (Real) |  | 6.66% | Depreciation Schedule |  | 20% | 32% | 19.2% | 11.52% | 11.52% | 5.76% | 0% | 0% | 0% | 0% | 0% | 0% | 0% | 0% | 0% | 0% | 0% | 0% | 0% | 0% | 0% | 0% | 0% | 0% | 0% | 0% | 0% | 0% | 0% | 0%
WACC (Pre-tax) |  | 4.436% | Beginning Balance |  | 37700000 | 30160000 | 18096000 | 10857600 | 6514560 | 2171520 | 0 | 0 | 0 | 0 | 0 | 0 | 0 | 0 | 0 | 0 | 0 | 0 | 0 | 0 | 0 | 0 | 0 | 0 | 0 | 0 | 0 | 0 | 0 | 0
Annual Debt Service Payment |  | -1511460.0365 | Depreciation |  | -7540000 | -12064000 | -7238400 | -4343040 | -4343040 | -2171520 | 0 | 0 | 0 | 0 | 0 | 0 | 0 | 0 | 0 | 0 | 0 | 0 | 0 | 0 | 0 | 0 | 0 | 0 | 0 | 0 | 0 | 0 | 0 | 0
|  |  | Ending Balance |  | 30160000 | 18096000 | 10857600 | 6514560 | 2171520 | 0 | 0 | 0 | 0 | 0 | 0 | 0 | 0 | 0 | 0 | 0 | 0 | 0 | 0 | 0 | 0 | 0 | 0 | 0 | 0 | 0 | 0 | 0 | 0 | 0
NPV of Plant Cash Flow |  |  | Debt Service
Net Present Value |  | -18888622.8082 | Beginning Balance |  | 19604000 | 18981290.5435 | 18330350.4509 | 17649899.8817 | 16938600.9734 | 16195055.2115 | 15417800.6797 | 14605309.1852 | 13755983.2545 | 12868152.9923 | 11940072.7985 | 10969917.9358 | 9955780.9419 | 8895667.8799 | 7787494.417 | 6629081.7269 | 5418152.2062 | 4152324.9954 | 2829111.2989 | 1445909.4907 | 0 | 0 | 0 | 0 | 0 | 0 | 0 | 0 | 0 | 0
Plant Construction by Load |  |  | Interest |  | -888750.58 | -860519.9439 | -831009.4672 | -800161.1282 | -767914.2746 | -734205.5046 | -698968.542 | -662134.1058 | -623629.7743 | -583379.8427 | -541305.1737 | -497323.0426 | -451346.9744 | -403286.5735 | -353047.3465 | -300530.5157 | -245632.8257 | -188246.3399 | -128258.2283 | -65550.5457 | 0 | 0 | 0 | 0 | 0 | 0 | 0 | 0 | 0 | 0
Net Present Value of Savings |  | -19135911.8472 | Principle |  | -622709.4565 | -650940.0926 | -680450.5693 | -711298.9083 | -743545.7619 | -777254.5319 | -812491.4945 | -849325.9307 | -887830.2621 | -928080.1938 | -970154.8628 | -1014136.9938 | -1060113.062 | -1108173.4629 | -1158412.69 | -1210929.5208 | -1265827.2107 | -1323213.6965 | -1383201.8082 | -1445909.4907 | 0 | 0 | 0 | 0 | 0 | 0 | 0 | 0 | 0 | 0
|  |  | Ending Balance |  | 18981290.5435 | 18330350.4509 | 17649899.8817 | 16938600.9734 | 16195055.2115 | 15417800.6797 | 14605309.1852 | 13755983.2545 | 12868152.9923 | 11940072.7985 | 10969917.9358 | 9955780.9419 | 8895667.8799 | 7787494.417 | 6629081.7269 | 5418152.2062 | 4152324.9954 | 2829111.2989 | 1445909.4907 | 8.8476e-09 | 0 | 0 | 0 | 0 | 0 | 0 | 0 | 0 | 0 | 0
Market Impact Calculation
Rest of State | Summer | Winter
ROS UCAP (Base) | 17371.6333 | 17784.0183
Average MCP | 2.4822 | 0.32167
Cost of ROS Capacity | 258721525.7778 | 34323155.3833
ROS UCAP (After Entry) | 17380.8333 | 17784.4183
Average MCP | 2.4638 | 0.3209
Cost of ROS Capacity | 256936287.0903 | 34242340.9169
ROS Delta |  | -1866053.1539
| Summer | Winter
GHI UCAP (base) | 5497.7056 | 5363.2673
Average MCP (base) | 5.8844 | 0.68889
Cost of GHI Capacity (base) | 194105657.4815 | 22168171.6444
GHI UCAP (impact) | 5506.9056 | 5363.6673
Average MCP (impact) | 5.8195 | 0.68611
Cost of GHI Capacity (impact) | 192284546.0524 | 22080381.4493
G-J Delta |  | -1908901.6242
| Summer | Winter
NYC UCAP (base) | 9805.7444 | 10554.1778
Average MCP (base) | 14.1017 | 4.63
Cost of NYC Capacity (base) | 829664037.4444 | 293195058.6667
NYC UCAP (impact) | 9814.9444 | 10554.5778
Average MCP (impact) | 13.9739 | 4.6244
Cost of NYC Capacity (impact) | 822920333.8452 | 292854431.8232
NYC Delta |  | -7084330.4427
1Note that "Electrical Interconnection & Deliverability (SUDs)" and "Legal Costs" were excluded from CAPEX to calculate the ITC basis for solar, land-based wind, and offshore wind.

## Solar I
Renewable Exemption Technologies Analysis
Hypothetical Solar Built in Load Zone I
Inputs |  |  | Calendar Year | 2021-05-01 | 2022-05-01 | 2023-05-01 | 2024-05-01 | 2025-05-01 | 2026-05-01 | 2027-05-01 | 2028-05-01 | 2029-05-01 | 2030-05-01 | 2031-05-01 | 2032-05-01 | 2033-05-01 | 2034-05-01 | 2035-05-01 | 2036-05-01 | 2037-05-01 | 2038-05-01 | 2039-05-01 | 2040-05-01 | 2041-05-01 | 2042-05-01 | 2043-05-01 | 2044-05-01 | 2045-05-01 | 2046-05-01 | 2047-05-01 | 2048-05-01 | 2049-05-01 | 2050-05-01 | 2051-05-01 | MACRS | Straight Line | MACRSw50BonusDepreciation
Technology | Type | Solar | Period |  | 1 | 2 | 3 | 4 | 5 | 6 | 7 | 8 | 9 | 10 | 11 | 12 | 13 | 14 | 15 | 16 | 17 | 18 | 19 | 20 | 21 | 22 | 23 | 24 | 25 | 26 | 27 | 28 | 29 | 30 | 3 | 1 | 5
Load Zone | Zone | I | Escalation Factor (Inflation Escalation) |  | 1 | 1.021 | 1.0424 | 1.0643 | 1.0867 | 1.1095 | 1.1328 | 1.1566 | 1.1809 | 1.2057 | 1.231 | 1.2568 | 1.2832 | 1.3102 | 1.3377 | 1.3658 | 1.3945 | 1.4238 | 1.4537 | 1.4842 | 1.5154 | 1.5472 | 1.5797 | 1.6128 | 1.6467 | 1.6813 | 1.7166 | 1.7526 | 1.7895 | 1.827 | 5 | 2 | 7
Plant Installed Capacity | MW ICAP | 20 | [32 empty] | 7 | 3
Installed Project Capital Costs | $ ICAP | 37700000 | Cash Flow | [31 empty] | 10 | 4
Capacity Derating Factor - Summer | % | 46% | Revenue | [31 empty] | 15 | 5
Capacity Derating Factor - Winter | % | 2% | ICAP - Summer |  | 321236.2743 | 328714.3051 | 336364.748 | 344191.5465 | 352198.7337 | 360390.4343 | 367958.6334 | 375685.7647 | 383575.1658 | 391630.2443 | 399854.4794 | 408251.4235 | 416824.7034 | 425578.0221 | 434515.1606 | 443639.979 | 452956.4185 | 462468.5033 | 472180.3419 | 482096.1291 | 0 | 0 | 0 | 0 | 0 | 0 | 0 | 0 | 0 | 0 | 20 | 6
Revenue |  |  | ICAP - Winter |  | 1646.663 | 1682.605 | 1719.3304 | 1756.8562 | 1795.1999 | 1834.3793 | 1872.9012 | 1912.2322 | 1952.389 | 1993.3892 | 2035.2504 | 2077.9906 | 2121.6284 | 2166.1826 | 2211.6725 | 2258.1176 | 2305.5381 | 2353.9544 | 2403.3874 | 2453.8585 | 0 | 0 | 0 | 0 | 0 | 0 | 0 | 0 | 0 | 0 |  | 7
Renewable Energy Credit, REC | $/MWh | 22.33 | Net E&AS |  | 852967.9449 | 870880.2717 | 889168.7574 | 907841.3013 | 926905.9687 | 946370.994 | 966244.7849 | 986535.9254 | 1007253.1798 | 1028405.4966 | 1050002.012 | 1072052.0543 | 1094565.1474 | 1117551.0155 | 1141019.5868 | 1164980.9981 | 1189445.5991 | 1214423.9567 | 1239926.8598 | 1265965.3238 | 0 | 0 | 0 | 0 | 0 | 0 | 0 | 0 | 0 | 0 |  | 8
Net E&AS | $-yr | 852967.9449 | REC revenue |  | 657252.288 | 671054.586 | 685146.7324 | 699534.8137 | 714225.0448 | 729223.7708 | 744537.47 | 760172.7568 | 776136.3847 | 792435.2488 | 809076.389 | 826066.9932 | 843414.4 | 861126.1024 | 879209.7506 | 897673.1554 | 916524.2916 | 935771.3017 | 955422.4991 | 975486.3716 | 0 | 0 | 0 | 0 | 0 | 0 | 0 | 0 | 0 | 0 |  | 9
REC revenue | $-yr | 657252.288 | Gross Margin |  | 1833103.1702 | 1872331.7679 | 1912399.5682 | 1953324.5178 | 1995124.9471 | 2037819.5783 | 2080613.7895 | 2124306.6791 | 2168917.1193 | 2214464.3788 | 2260968.1308 | 2308448.4615 | 2356925.8792 | 2406421.3227 | 2456956.1705 | 2508552.25 | 2561231.8473 | 2615017.7161 | 2669933.0881 | 2726001.683 | 0 | 0 | 0 | 0 | 0 | 0 | 0 | 0 | 0 | 0 |  | 10
ICAP Price - Summer | $/kW-Capability Season | 35306.6667 | Operating Costs | [32 empty] | 11
ICAP Price - Winter | $/kW-Capability Season | 4133.3333 | Fixed O&M |  | -1227000 | -1252767 | -1279075.107 | -1305935.6842 | -1333360.3336 | -1361360.9006 | -1389949.4795 | -1419138.4186 | -1448940.3254 | -1479368.0722 | -1510434.8017 | -1542153.9326 | -1574539.1652 | -1607604.4876 | -1641364.1819 | -1675832.8297 | -1711025.3191 | -1746956.8508 | -1783642.9447 | -1821099.4465 | 0 | 0 | 0 | 0 | 0 | 0 | 0 | 0 | 0 | 0 |  | 12
Market Share NYC | % | 0% | Total |  | -1227000 | -1252767 | -1279075.107 | -1305935.6842 | -1333360.3336 | -1361360.9006 | -1389949.4795 | -1419138.4186 | -1448940.3254 | -1479368.0722 | -1510434.8017 | -1542153.9326 | -1574539.1652 | -1607604.4876 | -1641364.1819 | -1675832.8297 | -1711025.3191 | -1746956.8508 | -1783642.9447 | -1821099.4465 | 0 | 0 | 0 | 0 | 0 | 0 | 0 | 0 | 0 | 0 |  | 13
Market Share GHI | % | 100% | [33 empty] | 14
Market Share ROS | % | 100% | EBITDA |  | 606103.1702 | 619564.7679 | 633324.4612 | 647388.8336 | 661764.6135 | 676458.6777 | 690664.31 | 705168.2605 | 719976.7939 | 735096.3066 | 750533.329 | 766294.529 | 782386.7141 | 798816.8351 | 815591.9886 | 832719.4204 | 850206.5282 | 868060.8653 | 886290.1434 | 904902.2365 | 0 | 0 | 0 | 0 | 0 | 0 | 0 | 0 | 0 | 0 |  | 15
Impact |  | 3774954.7781 | Interest |  | -888750.58 | -860519.9439 | -831009.4672 | -800161.1282 | -767914.2746 | -734205.5046 | -698968.542 | -662134.1058 | -623629.7743 | -583379.8427 | -541305.1737 | -497323.0426 | -451346.9744 | -403286.5735 | -353047.3465 | -300530.5157 | -245632.8257 | -188246.3399 | -128258.2283 | -65550.5457 | 0 | 0 | 0 | 0 | 0 | 0 | 0 | 0 | 0 | 0 |  | 16
Capacity Price Effect Longevity | yr | 5 | Tax Depreciation |  | -7540000 | -12064000 | -7238400 | -4343040 | -4343040 | -2171520 | 0 | 0 | 0 | 0 | 0 | 0 | 0 | 0 | 0 | 0 | 0 | 0 | 0 | 0 | 0 | 0 | 0 | 0 | 0 | 0 | 0 | 0 | 0 | 0 |  | 17
Taxes on Load Cost Savings |  | YES | EBT |  | -7822647.4098 | -12304955.176 | -7436085.006 | -4495812.2946 | -4449189.6611 | -2229266.8269 | -8304.232 | 43034.1547 | 96347.0196 | 151716.4639 | 209228.1554 | 268971.4863 | 331039.7396 | 395530.2615 | 462544.6421 | 532188.9047 | 604573.7024 | 679814.5253 | 758031.9151 | 839351.6907 | 0 | 0 | 0 | 0 | 0 | 0 | 0 | 0 | 0 | 0 |  | 18
Tax Credit |  | YES | [33 empty] | 19
Financing Parameters |  |  | Investment Tax Credit, Federal1 |  | 7703960 | 0 | 0 | 0 | 0 | 0 | 0 | 0 | 0 | 0 | 0 | 0 | 0 | 0 | 0 | 0 | 0 | 0 | 0 | 0 | 0 | 0 | 0 | 0 | 0 | 0 | 0 | 0 | 0 | 0 |  | 20
Debt Portion |  | 52% | Taxes |  | 0 | 0 | 0 | 0 | 0 | 0 | 0 | -11834.3925 | -26495.4304 | -41722.0276 | -57537.7427 | -73967.1587 | -91035.9284 | -108770.8219 | -127199.7766 | -146351.9488 | -166257.7682 | -186948.9945 | -208458.7767 | -230821.7149 | 0 | 0 | 0 | 0 | 0 | 0 | 0 | 0 | 0 | 0 |  | 21
Equity Portion |  | 48% | Principle Payment |  | -622709.4565 | -650940.0926 | -680450.5693 | -711298.9083 | -743545.7619 | -777254.5319 | -812491.4945 | -849325.9307 | -887830.2621 | -928080.1938 | -970154.8628 | -1014136.9938 | -1060113.062 | -1108173.4629 | -1158412.69 | -1210929.5208 | -1265827.2107 | -1323213.6965 | -1383201.8082 | -1445909.4907 | 0 | 0 | 0 | 0 | 0 | 0 | 0 | 0 | 0 | 0 |  | 22
Interest Rate (Nominal) |  | 4.534% | After Tax Cash Flow - Base Case |  | 6798603.1337 | -891895.2686 | -878135.5752 | -864071.2029 | -849695.423 | -835001.3587 | -820795.7265 | -818126.1685 | -817978.6729 | -818085.7574 | -818464.4501 | -819132.6663 | -820109.2508 | -821414.0233 | -823067.8245 | -825092.5649 | -827511.2765 | -830348.1657 | -833628.6697 | -837379.515 | 0 | 0 | 0 | 0 | 0 | 0 | 0 | 0 | 0 | 0 |  | 23
ROE Rate (Nominal) |  | 8.9% | [33 empty] | 24
Inflation |  | 2.1% | Load Cost Savings |  | 3774954.7781 | 3019963.8225 | 2264972.8669 | 1509981.9113 | 754990.9556 | 0 | 0 | 0 | 0 | 0 | 0 | 0 | 0 | 0 | 0 | 0 | 0 | 0 | 0 | 0 | 0 | 0 | 0 | 0 | 0 | 0 | 0 | 0 | 0 | 0 |  | 25
Composite Tax Rate |  | 27.5% | Taxes |  | -1038112.564 | -830490.0512 | -622867.5384 | -415245.0256 | -207622.5128 | 0 | 0 | 0 | 0 | 0 | 0 | 0 | 0 | 0 | 0 | 0 | 0 | 0 | 0 | 0 | 0 | 0 | 0 | 0 | 0 | 0 | 0 | 0 | 0 | 0 |  | 26
Amortization Period |  | 20 | Load REC Cost |  | -657252.288 | -671054.586 | -685146.7324 | -699534.8137 | -714225.0448 | -729223.7708 | -744537.47 | -760172.7568 | -776136.3847 | -792435.2488 | -809076.389 | -826066.9932 | -843414.4 | -861126.1024 | -879209.7506 | -897673.1554 | -916524.2916 | -935771.3017 | -955422.4991 | -975486.3716 | 0 | 0 | 0 | 0 | 0 | 0 | 0 | 0 | 0 | 0 |  | 27
Depreciation Type |  | MACRS | After Tax Cash Flow - Load Cost Savings |  | 8878193.0599 | 626523.9167 | 78823.0209 | -468869.1309 | -1016552.0249 | -1564225.1295 | -1565333.1965 | -1578298.9254 | -1594115.0576 | -1610521.0062 | -1627540.8392 | -1645199.6594 | -1663523.6509 | -1682540.1258 | -1702277.5751 | -1722765.7203 | -1744035.5681 | -1766119.4674 | -1789051.1688 | -1812865.8865 | 0 | 0 | 0 | 0 | 0 | 0 | 0 | 0 | 0 | 0 |  | 28
Tax Depreciation Schedule |  | 5 | [33 empty] | 29
Operating Costs |  |  | NPV Base Case |  | 6514869.9425 | -784823.5754 | -709564.4886 | -641138.6411 | -578945.6831 | -522436.8997 | -471578.3605 | -431629.5665 | -396282.599 | -363943.5057 | -334354.4312 | -307279.5289 | -282503.0974 | -259827.8719 | -239073.4606 | -220074.9123 | -202681.4043 | -186755.0416 | -172169.7571 | -158810.304 | 0 | 0 | 0 | 0 | 0 | 0 | 0 | 0 | 0 | 0 |  | 30
Fixed O&M | $-yr | 1227000 | NPV w/ Load Cost Savings |  | 8507670.1745 | 551309.955 | 63691.7785 | -347899.706 | -692634.5495 | -978691.7332 | -899343.4524 | -832683.8905 | -772294.045 | -716475.8165 | -664873.7051 | -617160.3174 | -573034.1213 | -532217.381 | -494454.2584 | -459509.0671 | -427164.666 | -397220.9831 | -369493.6563 | -343812.7844 | 0 | 0 | 0 | 0 | 0 | 0 | 0 | 0 | 0 | 0
Calculated Values
Interest Rate (Real) |  | 2.383% | Tax Depreciation
ROE Rate (Real) |  | 6.66% | Depreciation Schedule |  | 20% | 32% | 19.2% | 11.52% | 11.52% | 5.76% | 0% | 0% | 0% | 0% | 0% | 0% | 0% | 0% | 0% | 0% | 0% | 0% | 0% | 0% | 0% | 0% | 0% | 0% | 0% | 0% | 0% | 0% | 0% | 0%
WACC (Pre-tax) |  | 4.436% | Beginning Balance |  | 37700000 | 30160000 | 18096000 | 10857600 | 6514560 | 2171520 | 0 | 0 | 0 | 0 | 0 | 0 | 0 | 0 | 0 | 0 | 0 | 0 | 0 | 0 | 0 | 0 | 0 | 0 | 0 | 0 | 0 | 0 | 0 | 0
Annual Debt Service Payment |  | -1511460.0365 | Depreciation |  | -7540000 | -12064000 | -7238400 | -4343040 | -4343040 | -2171520 | 0 | 0 | 0 | 0 | 0 | 0 | 0 | 0 | 0 | 0 | 0 | 0 | 0 | 0 | 0 | 0 | 0 | 0 | 0 | 0 | 0 | 0 | 0 | 0
|  |  | Ending Balance |  | 30160000 | 18096000 | 10857600 | 6514560 | 2171520 | 0 | 0 | 0 | 0 | 0 | 0 | 0 | 0 | 0 | 0 | 0 | 0 | 0 | 0 | 0 | 0 | 0 | 0 | 0 | 0 | 0 | 0 | 0 | 0 | 0
NPV of Plant Cash Flow |  |  | Debt Service
Net Present Value |  | -18845003.1862 | Beginning Balance |  | 19604000 | 18981290.5435 | 18330350.4509 | 17649899.8817 | 16938600.9734 | 16195055.2115 | 15417800.6797 | 14605309.1852 | 13755983.2545 | 12868152.9923 | 11940072.7985 | 10969917.9358 | 9955780.9419 | 8895667.8799 | 7787494.417 | 6629081.7269 | 5418152.2062 | 4152324.9954 | 2829111.2989 | 1445909.4907 | 0 | 0 | 0 | 0 | 0 | 0 | 0 | 0 | 0 | 0
Plant Construction by Load |  |  | Interest |  | -888750.58 | -860519.9439 | -831009.4672 | -800161.1282 | -767914.2746 | -734205.5046 | -698968.542 | -662134.1058 | -623629.7743 | -583379.8427 | -541305.1737 | -497323.0426 | -451346.9744 | -403286.5735 | -353047.3465 | -300530.5157 | -245632.8257 | -188246.3399 | -128258.2283 | -65550.5457 | 0 | 0 | 0 | 0 | 0 | 0 | 0 | 0 | 0 | 0
Net Present Value of Savings |  | -19092292.2252 | Principle |  | -622709.4565 | -650940.0926 | -680450.5693 | -711298.9083 | -743545.7619 | -777254.5319 | -812491.4945 | -849325.9307 | -887830.2621 | -928080.1938 | -970154.8628 | -1014136.9938 | -1060113.062 | -1108173.4629 | -1158412.69 | -1210929.5208 | -1265827.2107 | -1323213.6965 | -1383201.8082 | -1445909.4907 | 0 | 0 | 0 | 0 | 0 | 0 | 0 | 0 | 0 | 0
|  |  | Ending Balance |  | 18981290.5435 | 18330350.4509 | 17649899.8817 | 16938600.9734 | 16195055.2115 | 15417800.6797 | 14605309.1852 | 13755983.2545 | 12868152.9923 | 11940072.7985 | 10969917.9358 | 9955780.9419 | 8895667.8799 | 7787494.417 | 6629081.7269 | 5418152.2062 | 4152324.9954 | 2829111.2989 | 1445909.4907 | 8.8476e-09 | 0 | 0 | 0 | 0 | 0 | 0 | 0 | 0 | 0 | 0
Market Impact Calculation
Rest of State | Summer | Winter
ROS UCAP (Base) | 17371.6333 | 17784.0183
Average MCP | 2.4822 | 0.32167
Cost of ROS Capacity | 258721525.7778 | 34323155.3833
ROS UCAP (After Entry) | 17380.8333 | 17784.4183
Average MCP | 2.4638 | 0.3209
Cost of ROS Capacity | 256936287.0903 | 34242340.9169
ROS Delta |  | -1866053.1539
| Summer | Winter
GHI UCAP (base) | 5497.7056 | 5363.2673
Average MCP (base) | 5.8844 | 0.68889
Cost of GHI Capacity (base) | 194105657.4815 | 22168171.6444
GHI UCAP (impact) | 5506.9056 | 5363.6673
Average MCP (impact) | 5.8195 | 0.68611
Cost of GHI Capacity (impact) | 192284546.0524 | 22080381.4493
G-J Delta |  | -1908901.6242
| Summer | Winter
NYC UCAP (base) | 9805.7444 | 10554.1778
Average MCP (base) | 14.1017 | 4.63
Cost of NYC Capacity (base) | 829664037.4444 | 293195058.6667
NYC UCAP (impact) | 9814.9444 | 10554.5778
Average MCP (impact) | 13.9739 | 4.6244
Cost of NYC Capacity (impact) | 822920333.8452 | 292854431.8232
NYC Delta |  | -7084330.4427
1Note that "Electrical Interconnection & Deliverability (SUDs)" and "Legal Costs" were excluded from CAPEX to calculate the ITC basis for solar, land-based wind, and offshore wind.

## Solar NYC
Renewable Exemption Technologies Analysis
Hypothetical Solar Built in Load Zone J
Inputs |  |  | Calendar Year | 2021-05-01 | 2022-05-01 | 2023-05-01 | 2024-05-01 | 2025-05-01 | 2026-05-01 | 2027-05-01 | 2028-05-01 | 2029-05-01 | 2030-05-01 | 2031-05-01 | 2032-05-01 | 2033-05-01 | 2034-05-01 | 2035-05-01 | 2036-05-01 | 2037-05-01 | 2038-05-01 | 2039-05-01 | 2040-05-01 | 2041-05-01 | 2042-05-01 | 2043-05-01 | 2044-05-01 | 2045-05-01 | 2046-05-01 | 2047-05-01 | 2048-05-01 | 2049-05-01 | 2050-05-01 | 2051-05-01 | MACRS | Straight Line | MACRSw50BonusDepreciation
Technology | Type | Solar | Period |  | 1 | 2 | 3 | 4 | 5 | 6 | 7 | 8 | 9 | 10 | 11 | 12 | 13 | 14 | 15 | 16 | 17 | 18 | 19 | 20 | 21 | 22 | 23 | 24 | 25 | 26 | 27 | 28 | 29 | 30 | 3 | 1 | 5
Load Zone | Zone | J | Escalation Factor (Inflation Escalation) |  | 1 | 1.021 | 1.0424 | 1.0643 | 1.0867 | 1.1095 | 1.1328 | 1.1566 | 1.1809 | 1.2057 | 1.231 | 1.2568 | 1.2832 | 1.3102 | 1.3377 | 1.3658 | 1.3945 | 1.4238 | 1.4537 | 1.4842 | 1.5154 | 1.5472 | 1.5797 | 1.6128 | 1.6467 | 1.6813 | 1.7166 | 1.7526 | 1.7895 | 1.827 | 5 | 2 | 7
Plant Installed Capacity | MW ICAP | 20 | [32 empty] | 7 | 3
Installed Project Capital Costs | $ ICAP | 44080000 | Cash Flow | [31 empty] | 10 | 4
Capacity Derating Factor - Summer | % | 46% | Revenue | [31 empty] | 15 | 5
Capacity Derating Factor - Winter | % | 2% | ICAP - Summer |  | 771361.1742 | 788999.5375 | 807038.5418 | 825487.2354 | 844354.8702 | 863650.9058 | 881787.5748 | 900305.1139 | 919211.5212 | 938514.9632 | 958223.7774 | 978346.4767 | 998891.7528 | 1019868.4796 | 1041285.7176 | 1063152.7177 | 1085478.9248 | 1108273.9822 | 1131547.7358 | 1155310.2383 | 0 | 0 | 0 | 0 | 0 | 0 | 0 | 0 | 0 | 0 | 20 | 6
Revenue |  |  | ICAP - Winter |  | 11098.6697 | 11334.4638 | 11575.2668 | 11821.1849 | 12072.327 | 12328.8039 | 12587.7087 | 12852.0506 | 13121.9437 | 13397.5045 | 13678.8521 | 13966.108 | 14259.3963 | 14558.8436 | 14864.5793 | 15176.7355 | 15495.4469 | 15820.8513 | 16153.0892 | 16492.304 | 0 | 0 | 0 | 0 | 0 | 0 | 0 | 0 | 0 | 0 |  | 7
Renewable Energy Credit, REC | $/MWh | 22.33 | Net E&AS |  | 934908.3819 | 954541.458 | 974586.8286 | 995053.152 | 1015949.2682 | 1037284.2028 | 1059067.1711 | 1081307.5817 | 1104015.0409 | 1127199.3567 | 1150870.5432 | 1175038.8246 | 1199714.64 | 1224908.6474 | 1250631.729 | 1276894.9953 | 1303709.7902 | 1331087.6958 | 1359040.5374 | 1387580.3887 | 0 | 0 | 0 | 0 | 0 | 0 | 0 | 0 | 0 | 0 |  | 8
Net E&AS | $-yr | 934908.3819 | REC revenue |  | 657252.288 | 671054.586 | 685146.7324 | 699534.8137 | 714225.0448 | 729223.7708 | 744537.47 | 760172.7568 | 776136.3847 | 792435.2488 | 809076.389 | 826066.9932 | 843414.4 | 861126.1024 | 879209.7506 | 897673.1554 | 916524.2916 | 935771.3017 | 955422.4991 | 975486.3716 | 0 | 0 | 0 | 0 | 0 | 0 | 0 | 0 | 0 | 0 |  | 9
REC revenue | $-yr | 657252.288 | Gross Margin |  | 2374620.5139 | 2425930.0453 | 2478347.3695 | 2531896.3861 | 2586601.5102 | 2642487.6832 | 2697979.9245 | 2754637.503 | 2812484.8905 | 2871547.0732 | 2931849.5618 | 2993418.4026 | 3056280.189 | 3120462.073 | 3185991.7765 | 3252897.6038 | 3321208.4535 | 3390953.831 | 3462163.8615 | 3534869.3026 | 0 | 0 | 0 | 0 | 0 | 0 | 0 | 0 | 0 | 0 |  | 10
ICAP Price - Summer | $/kW-Capability Season | 84610 | Operating Costs | [32 empty] | 11
ICAP Price - Winter | $/kW-Capability Season | 27780 | Fixed O&M |  | -1406000 | -1435526 | -1465672.046 | -1496451.159 | -1527876.6333 | -1559962.0426 | -1592721.2455 | -1626168.3917 | -1660317.9279 | -1695184.6044 | -1730783.4811 | -1767129.9342 | -1804239.6628 | -1842128.6957 | -1880813.3983 | -1920310.4797 | -1960636.9997 | -2001810.3767 | -2043848.3946 | -2086769.2109 | 0 | 0 | 0 | 0 | 0 | 0 | 0 | 0 | 0 | 0 |  | 12
Market Share NYC | % | 100% | Total |  | -1406000 | -1435526 | -1465672.046 | -1496451.159 | -1527876.6333 | -1559962.0426 | -1592721.2455 | -1626168.3917 | -1660317.9279 | -1695184.6044 | -1730783.4811 | -1767129.9342 | -1804239.6628 | -1842128.6957 | -1880813.3983 | -1920310.4797 | -1960636.9997 | -2001810.3767 | -2043848.3946 | -2086769.2109 | 0 | 0 | 0 | 0 | 0 | 0 | 0 | 0 | 0 | 0 |  | 13
Market Share GHI | % | 100% | [33 empty] | 14
Market Share ROS | % | 100% | EBITDA |  | 968620.5139 | 990404.0453 | 1012675.3235 | 1035445.2271 | 1058724.8769 | 1082525.6406 | 1105258.679 | 1128469.1113 | 1152166.9626 | 1176362.4689 | 1201066.0807 | 1226288.4684 | 1252040.5262 | 1278333.3773 | 1305178.3782 | 1332587.1242 | 1360571.4538 | 1389143.4543 | 1418315.4668 | 1448100.0916 | 0 | 0 | 0 | 0 | 0 | 0 | 0 | 0 | 0 | 0 |  | 15
Impact |  | 10859285.2208 | Interest |  | -1039154.5243 | -1006146.3959 | -971641.8386 | -935573.0114 | -897868.998 | -858455.6669 | -817255.526 | -774187.5698 | -729167.1208 | -682105.6622 | -632910.6646 | -581485.4037 | -527728.7701 | -471535.0706 | -412793.8205 | -351389.526 | -287201.4578 | -220103.4128 | -149963.4669 | -76643.715 | 0 | 0 | 0 | 0 | 0 | 0 | 0 | 0 | 0 | 0 |  | 16
Capacity Price Effect Longevity | yr | 5 | Tax Depreciation |  | -8816000 | -14105600 | -8463360 | -5078016 | -5078016 | -2539008 | 0 | 0 | 0 | 0 | 0 | 0 | 0 | 0 | 0 | 0 | 0 | 0 | 0 | 0 | 0 | 0 | 0 | 0 | 0 | 0 | 0 | 0 | 0 | 0 |  | 17
Taxes on Load Cost Savings |  | YES | EBT |  | -8886534.0105 | -14121342.3506 | -8422326.5151 | -4978143.7843 | -4917160.1211 | -2314938.0263 | 288003.1531 | 354281.5415 | 422999.8419 | 494256.8067 | 568155.4161 | 644803.0647 | 724311.7561 | 806798.3067 | 892384.5577 | 981197.5981 | 1073369.996 | 1169040.0414 | 1268351.9999 | 1371456.3766 | 0 | 0 | 0 | 0 | 0 | 0 | 0 | 0 | 0 | 0 |  | 18
Tax Credit |  | YES | [33 empty] | 19
Financing Parameters |  |  | Investment Tax Credit, Federal1 |  | 8940580 | 0 | 0 | 0 | 0 | 0 | 0 | 0 | 0 | 0 | 0 | 0 | 0 | 0 | 0 | 0 | 0 | 0 | 0 | 0 | 0 | 0 | 0 | 0 | 0 | 0 | 0 | 0 | 0 | 0 |  | 20
Debt Portion |  | 52% | Taxes |  | 0 | 0 | 0 | 0 | 0 | 0 | -104689.1461 | -128781.3403 | -153760.4425 | -179662.3492 | -206524.4937 | -234385.914 | -263287.3234 | -293271.1845 | -324381.7867 | -356665.3269 | -390169.9935 | -424946.0551 | -461045.952 | -498524.3929 | 0 | 0 | 0 | 0 | 0 | 0 | 0 | 0 | 0 | 0 |  | 21
Equity Portion |  | 48% | Principle Payment |  | -728091.0568 | -761099.1852 | -795603.7425 | -831672.5697 | -869376.5831 | -908789.9142 | -949990.0551 | -993058.0113 | -1038078.4603 | -1085139.9189 | -1134334.9165 | -1185760.1774 | -1239516.811 | -1295710.5105 | -1354451.7606 | -1415856.0551 | -1480044.1233 | -1547142.1683 | -1617282.1142 | -1690601.8661 | 0 | 0 | 0 | 0 | 0 | 0 | 0 | 0 | 0 | 0 |  | 22
Interest Rate (Nominal) |  | 4.534% | After Tax Cash Flow - Base Case |  | 8141954.9328 | -776841.5358 | -754570.2576 | -731800.354 | -708520.7042 | -684719.9405 | -766676.0482 | -767557.8101 | -768839.061 | -770545.4615 | -772703.9941 | -775343.0267 | -778492.3782 | -782183.3883 | -786448.9896 | -791323.7839 | -796844.1209 | -803048.1819 | -809976.0662 | -817669.8824 | 0 | 0 | 0 | 0 | 0 | 0 | 0 | 0 | 0 | 0 |  | 23
ROE Rate (Nominal) |  | 8.9% | [33 empty] | 24
Inflation |  | 2.1% | Load Cost Savings |  | 10859285.2208 | 8687428.1767 | 6515571.1325 | 4343714.0883 | 2171857.0442 | 0 | 0 | 0 | 0 | 0 | 0 | 0 | 0 | 0 | 0 | 0 | 0 | 0 | 0 | 0 | 0 | 0 | 0 | 0 | 0 | 0 | 0 | 0 | 0 | 0 |  | 25
Composite Tax Rate |  | 36.35% | Taxes |  | -3947350.1778 | -3157880.1422 | -2368410.1067 | -1578940.0711 | -789470.0356 | 0 | 0 | 0 | 0 | 0 | 0 | 0 | 0 | 0 | 0 | 0 | 0 | 0 | 0 | 0 | 0 | 0 | 0 | 0 | 0 | 0 | 0 | 0 | 0 | 0 |  | 26
Amortization Period |  | 20 | Load REC Cost |  | -657252.288 | -671054.586 | -685146.7324 | -699534.8137 | -714225.0448 | -729223.7708 | -744537.47 | -760172.7568 | -776136.3847 | -792435.2488 | -809076.389 | -826066.9932 | -843414.4 | -861126.1024 | -879209.7506 | -897673.1554 | -916524.2916 | -935771.3017 | -955422.4991 | -975486.3716 | 0 | 0 | 0 | 0 | 0 | 0 | 0 | 0 | 0 | 0 |  | 27
Depreciation Type |  | MACRS | After Tax Cash Flow - Load Cost Savings |  | 14396637.6878 | 4081651.9126 | 2707444.0358 | 1333438.8495 | -40358.7404 | -1413943.7113 | -1511213.5181 | -1527730.5669 | -1544975.4457 | -1562980.7103 | -1581780.3832 | -1601410.0199 | -1621906.7783 | -1643309.4907 | -1665658.7402 | -1688996.9392 | -1713368.4125 | -1738819.4836 | -1765398.5653 | -1793156.2539 | 0 | 0 | 0 | 0 | 0 | 0 | 0 | 0 | 0 | 0 |  | 28
Tax Depreciation Schedule |  | 5 | [33 empty] | 29
Operating Costs |  |  | NPV Base Case |  | 7802158.2406 | -683582.0002 | -609719.3578 | -542994.0067 | -482755.3403 | -428410.0368 | -440484.547 | -404950.5535 | -372476.1431 | -342794.1558 | -315660.6305 | -290852.8128 | -268167.33 | -247418.5239 | -228436.9234 | -211067.8483 | -195170.1324 | -180614.9551 | -167284.7728 | -155072.3421 | 0 | 0 | 0 | 0 | 0 | 0 | 0 | 0 | 0 | 0 |  | 30
Fixed O&M | $-yr | 1406000 | NPV w/ Load Cost Savings |  | 13795807.8005 | 3591651.1283 | 2187710.1862 | 989408.2445 | -27498.6989 | -884664.8704 | -868249.6389 | -806004.8775 | -748487.5892 | -695326.4666 | -646179.9045 | -600733.6013 | -558698.354 | -519808.0331 | -483817.7212 | -450502.0031 | -419653.3942 | -391080.8965 | -364608.672 | -340074.8224 | 0 | 0 | 0 | 0 | 0 | 0 | 0 | 0 | 0 | 0
Calculated Values
Interest Rate (Real) |  | 2.383% | Tax Depreciation
ROE Rate (Real) |  | 6.66% | Depreciation Schedule |  | 20% | 32% | 19.2% | 11.52% | 11.52% | 5.76% | 0% | 0% | 0% | 0% | 0% | 0% | 0% | 0% | 0% | 0% | 0% | 0% | 0% | 0% | 0% | 0% | 0% | 0% | 0% | 0% | 0% | 0% | 0% | 0%
WACC (Pre-tax) |  | 4.436% | Beginning Balance |  | 44080000 | 35264000 | 21158400 | 12695040 | 7617024 | 2539008 | 0 | 0 | 0 | 0 | 0 | 0 | 0 | 0 | 0 | 0 | 0 | 0 | 0 | 0 | 0 | 0 | 0 | 0 | 0 | 0 | 0 | 0 | 0 | 0
Annual Debt Service Payment |  | -1767245.5811 | Depreciation |  | -8816000 | -14105600 | -8463360 | -5078016 | -5078016 | -2539008 | 0 | 0 | 0 | 0 | 0 | 0 | 0 | 0 | 0 | 0 | 0 | 0 | 0 | 0 | 0 | 0 | 0 | 0 | 0 | 0 | 0 | 0 | 0 | 0
|  |  | Ending Balance |  | 35264000 | 21158400 | 12695040 | 7617024 | 2539008 | 0 | 0 | 0 | 0 | 0 | 0 | 0 | 0 | 0 | 0 | 0 | 0 | 0 | 0 | 0 | 0 | 0 | 0 | 0 | 0 | 0 | 0 | 0 | 0 | 0
NPV of Plant Cash Flow |  |  | Debt Service
Net Present Value |  | -19924154.1721 | Beginning Balance |  | 22921600 | 22193508.9432 | 21432409.758 | 20636806.0155 | 19805133.4458 | 18935756.8627 | 18026966.9486 | 17076976.8934 | 16083918.8822 | 15045840.4218 | 13960700.5029 | 12826365.5864 | 11640605.409 | 10401088.598 | 9105378.0875 | 7750926.3269 | 6335070.2718 | 4855026.1485 | 3307883.9803 | 1690601.8661 | 0 | 0 | 0 | 0 | 0 | 0 | 0 | 0 | 0 | 0
Plant Construction by Load |  |  | Interest |  | -1039154.5243 | -1006146.3959 | -971641.8386 | -935573.0114 | -897868.998 | -858455.6669 | -817255.526 | -774187.5698 | -729167.1208 | -682105.6622 | -632910.6646 | -581485.4037 | -527728.7701 | -471535.0706 | -412793.8205 | -351389.526 | -287201.4578 | -220103.4128 | -149963.4669 | -76643.715 | 0 | 0 | 0 | 0 | 0 | 0 | 0 | 0 | 0 | 0
Net Present Value of Savings |  | -9399212.1842 | Principle |  | -728091.0568 | -761099.1852 | -795603.7425 | -831672.5697 | -869376.5831 | -908789.9142 | -949990.0551 | -993058.0113 | -1038078.4603 | -1085139.9189 | -1134334.9165 | -1185760.1774 | -1239516.811 | -1295710.5105 | -1354451.7606 | -1415856.0551 | -1480044.1233 | -1547142.1683 | -1617282.1142 | -1690601.8661 | 0 | 0 | 0 | 0 | 0 | 0 | 0 | 0 | 0 | 0
|  |  | Ending Balance |  | 22193508.9432 | 21432409.758 | 20636806.0155 | 19805133.4458 | 18935756.8627 | 18026966.9486 | 17076976.8934 | 16083918.8822 | 15045840.4218 | 13960700.5029 | 12826365.5864 | 11640605.409 | 10401088.598 | 9105378.0875 | 7750926.3269 | 6335070.2718 | 4855026.1485 | 3307883.9803 | 1690601.8661 | 0 | 0 | 0 | 0 | 0 | 0 | 0 | 0 | 0 | 0 | 0
Market Impact Calculation
Rest of State | Summer | Winter
ROS UCAP (Base) | 17371.6333 | 17784.0183
Average MCP | 2.4822 | 0.32167
Cost of ROS Capacity | 258721525.7778 | 34323155.3833
ROS UCAP (After Entry) | 17380.8333 | 17784.4183
Average MCP | 2.4638 | 0.3209
Cost of ROS Capacity | 256936287.0903 | 34242340.9169
ROS Delta |  | -1866053.1539
| Summer | Winter
GHI UCAP (base) | 5497.7056 | 5363.2673
Average MCP (base) | 5.8844 | 0.68889
Cost of GHI Capacity (base) | 194105657.4815 | 22168171.6444
GHI UCAP (impact) | 5506.9056 | 5363.6673
Average MCP (impact) | 5.8195 | 0.68611
Cost of GHI Capacity (impact) | 192284546.0524 | 22080381.4493
G-J Delta |  | -1908901.6242
| Summer | Winter
NYC UCAP (base) | 9805.7444 | 10554.1778
Average MCP (base) | 14.1017 | 4.63
Cost of NYC Capacity (base) | 829664037.4444 | 293195058.6667
NYC UCAP (impact) | 9814.9444 | 10554.5778
Average MCP (impact) | 13.9739 | 4.6244
Cost of NYC Capacity (impact) | 822920333.8452 | 292854431.8232
NYC Delta |  | -7084330.4427
1Note that "Electrical Interconnection & Deliverability (SUDs)" and "Legal Costs" were excluded from CAPEX to calculate the ITC basis for solar, land-based wind, and offshore wind.

## Land-based Wind G (PTC)
Renewable Exemption Technologies Analysis
Hypothetical Land-based Wind (PTC) Built in Load Zone G
Inputs |  |  | Calendar Year | 2021-05-01 | 2022-05-01 | 2023-05-01 | 2024-05-01 | 2025-05-01 | 2026-05-01 | 2027-05-01 | 2028-05-01 | 2029-05-01 | 2030-05-01 | 2031-05-01 | 2032-05-01 | 2033-05-01 | 2034-05-01 | 2035-05-01 | 2036-05-01 | 2037-05-01 | 2038-05-01 | 2039-05-01 | 2040-05-01 | 2041-05-01 | 2042-05-01 | 2043-05-01 | 2044-05-01 | 2045-05-01 | 2046-05-01 | 2047-05-01 | 2048-05-01 | 2049-05-01 | 2050-05-01 | 2051-05-01 | MACRS | Straight Line | MACRSw50BonusDepreciation
Technology | Type | LBW | Period |  | 1 | 2 | 3 | 4 | 5 | 6 | 7 | 8 | 9 | 10 | 11 | 12 | 13 | 14 | 15 | 16 | 17 | 18 | 19 | 20 | 21 | 22 | 23 | 24 | 25 | 26 | 27 | 28 | 29 | 30 | 3 | 1 | 5
Load Zone | Zone | G | Escalation Factor (Inflation Escalation) |  | 1 | 1.021 | 1.0424 | 1.0643 | 1.0867 | 1.1095 | 1.1328 | 1.1566 | 1.1809 | 1.2057 | 1.231 | 1.2568 | 1.2832 | 1.3102 | 1.3377 | 1.3658 | 1.3945 | 1.4238 | 1.4537 | 1.4842 | 1.5154 | 1.5472 | 1.5797 | 1.6128 | 1.6467 | 1.6813 | 1.7166 | 1.7526 | 1.7895 | 1.827 | 5 | 2 | 7
Plant Installed Capacity | MW ICAP | 100 | [32 empty] | 7 | 3
Installed Project Capital Costs | $ ICAP | 157700000 | Cash Flow | [31 empty] | 10 | 4
Capacity Derating Factor - Summer | % | 16% | Revenue | [31 empty] | 15 | 5
Capacity Derating Factor - Winter | % | 34% | ICAP - Summer |  | 554063.388 | 567912.9166 | 582099.7835 | 596632.0493 | 611517.9641 | 626765.9727 | 639928.0581 | 653366.5473 | 667087.2448 | 681096.077 | 695399.0946 | 710002.4756 | 724912.5276 | 740135.6907 | 755678.5402 | 771547.7895 | 787750.2931 | 804293.0492 | 821183.2033 | 838428.0505 | 0 | 0 | 0 | 0 | 0 | 0 | 0 | 0 | 0 | 0 | 20 | 6
Revenue |  |  | ICAP - Winter |  | 92340.2257 | 104120.403 | 116354.6257 | 129056.7687 | 142241.0893 | 155922.2374 | 159196.6043 | 162539.733 | 165953.0674 | 169438.0818 | 172996.2816 | 176629.2035 | 180338.4167 | 184125.5235 | 187992.1595 | 191939.9948 | 195970.7347 | 200086.1202 | 204287.9287 | 208577.9752 | 0 | 0 | 0 | 0 | 0 | 0 | 0 | 0 | 0 | 0 |  | 7
Federal Incentive, PTC | $/MWh | 15 | Net E&AS |  | 11845473.3458 | 12094228.2861 | 12348207.0801 | 12607519.4288 | 12872277.3368 | 13142595.1609 | 13418589.6593 | 13700380.0421 | 13988088.023 | 14281837.8715 | 14581756.4668 | 14887973.3526 | 15200620.793 | 15519833.8296 | 15845750.34 | 16178511.0972 | 16518259.8302 | 16865143.2867 | 17219311.2957 | 17580916.8329 | 0 | 0 | 0 | 0 | 0 | 0 | 0 | 0 | 0 | 0 |  | 8
Renewable Energy Credit, REC | $/MWh | 22.33 | REC revenue |  | 8802486 | 8987338.206 | 9176072.3083 | 9368769.8268 | 9565513.9932 | 9766389.787 | 9971483.9725 | 10180885.136 | 10394683.7238 | 10612972.082 | 10835844.4957 | 11063397.2302 | 11295728.572 | 11532938.872 | 11775130.5883 | 12022408.3307 | 12274878.9056 | 12532651.3626 | 12795837.0412 | 13064549.6191 | 0 | 0 | 0 | 0 | 0 | 0 | 0 | 0 | 0 | 0 |  | 9
Net E&AS | $-yr | 11845473.3458 | Gross Margin |  | 21294362.9595 | 21753599.8117 | 22222733.7977 | 22701978.0736 | 23191550.3834 | 23691673.1579 | 24189198.2943 | 24697171.4584 | 25215812.0591 | 25745344.1123 | 26285996.3387 | 26838002.2618 | 27401600.3093 | 27977033.9158 | 28564551.628 | 29164407.2122 | 29776859.7637 | 30402173.8187 | 31040619.4689 | 31692472.4777 | 0 | 0 | 0 | 0 | 0 | 0 | 0 | 0 | 0 | 0 |  | 10
REC revenue | $-yr | 8802486 | Operating Costs | [32 empty] | 11
ICAP Price - Summer | $/kW-Capability Season | 35306.6667 | Fixed O&M |  | -7140000 | -7289940 | -7443028.74 | -7599332.3435 | -7758918.3228 | -7921855.6075 | -8088214.5753 | -8258067.0814 | -8431486.4901 | -8608547.7064 | -8789327.2082 | -8973903.0796 | -9162355.0442 | -9354764.5002 | -9551214.5547 | -9751790.0603 | -9956577.6516 | -10165665.7823 | -10379144.7637 | -10597106.8037 | 0 | 0 | 0 | 0 | 0 | 0 | 0 | 0 | 0 | 0 |  | 12
ICAP Price - Winter | $/kW-Capability Season | 4133.3333 | Total |  | -7140000 | -7289940 | -7443028.74 | -7599332.3435 | -7758918.3228 | -7921855.6075 | -8088214.5753 | -8258067.0814 | -8431486.4901 | -8608547.7064 | -8789327.2082 | -8973903.0796 | -9162355.0442 | -9354764.5002 | -9551214.5547 | -9751790.0603 | -9956577.6516 | -10165665.7823 | -10379144.7637 | -10597106.8037 | 0 | 0 | 0 | 0 | 0 | 0 | 0 | 0 | 0 | 0 |  | 13
Market Share NYC | % | 0% | [33 empty] | 14
Market Share GHI | % | 100% | EBITDA |  | 14154362.9595 | 14463659.8117 | 14779705.0577 | 15102645.73 | 15432632.0607 | 15769817.5504 | 16100983.719 | 16439104.3771 | 16784325.569 | 17136796.4059 | 17496669.1305 | 17864099.1822 | 18239245.265 | 18622269.4156 | 19013337.0733 | 19412617.1519 | 19820282.1121 | 20236508.0364 | 20661474.7052 | 21095365.674 | 0 | 0 | 0 | 0 | 0 | 0 | 0 | 0 | 0 | 0 |  | 15
Market Share ROS | % | 100% | Interest |  | -3717664.893 | -3599575.4682 | -3476132.4397 | -3347093.1012 | -3212203.7429 | -3071199.1533 | -2923802.0973 | -2769722.7714 | -2608658.2337 | -2440291.8087 | -2264292.464 | -2080314.1598 | -1887995.1689 | -1686957.3647 | -1476805.4784 | -1257126.3216 | -1027487.974 | -787438.9339 | -536507.2309 | -274199.4977 | 0 | 0 | 0 | 0 | 0 | 0 | 0 | 0 | 0 | 0 |  | 16
Impact |  | 20669953.8927 | Tax Depreciation |  | -31540000 | -50464000 | -30278400 | -18167040 | -18167040 | -9083520 | 0 | 0 | 0 | 0 | 0 | 0 | 0 | 0 | 0 | 0 | 0 | 0 | 0 | 0 | 0 | 0 | 0 | 0 | 0 | 0 | 0 | 0 | 0 | 0 |  | 17
Capacity Price Effect Longevity | yr | 5 | EBT |  | -21103301.9335 | -39599915.6564 | -18974827.382 | -6411487.3711 | -5946611.6822 | 3615098.3972 | 13177181.6217 | 13669381.6057 | 14175667.3353 | 14696504.5972 | 15232376.6665 | 15783785.0224 | 16351250.0962 | 16935312.0509 | 17536531.5949 | 18155490.8302 | 18792794.1381 | 19449069.1025 | 20124967.4743 | 20821166.1763 | 0 | 0 | 0 | 0 | 0 | 0 | 0 | 0 | 0 | 0 |  | 18
Taxes on Load Cost Savings |  | YES | [33 empty] | 19
Tax Credit |  | YES | Production Tax Credit, Federal |  | 5913000 | 5913000 | 5913000 | 5913000 | 5913000 | 5913000 | 5913000 | 5913000 | 5913000 | 5913000 | 0 | 0 | 0 | 0 | 0 | 0 | 0 | 0 | 0 | 0 | 0 | 0 | 0 | 0 | 0 | 0 | 0 | 0 | 0 | 0 |  | 20
Financing Parameters |  |  | Taxes |  | 0 | 0 | 0 | 0 | 0 | -994152.0592 | -3623724.946 | -3759079.9416 | -3898308.5172 | -4041538.7642 | -4188903.5833 | -4340540.8812 | -4496593.7764 | -4657210.814 | -4822546.1886 | -4992759.9783 | -5168018.388 | -5348494.0032 | -5534366.0554 | -5725820.6985 | 0 | 0 | 0 | 0 | 0 | 0 | 0 | 0 | 0 | 0 |  | 21
Debt Portion | % | 52% | Remaining Tax Credit |  | 5913000 | 11826000 | 17739000 | 23652000 | 29565000 | 34483847.9408 | 36773122.9948 | 38927043.0532 | 40941734.536 | 42813195.7718 | 38624292.1885 | 34283751.3074 | 29787157.5309 | 25129946.7169 | 20307400.5283 | 15314640.55 | 10146622.162 | 4798128.1588 | 0 | 0 | 0 | 0 | 0 | 0 | 0 | 0 | 0 | 0 | 0 | 0 |  | 22
Equity Portion | % | 48% | Cash Taxes |  | 0 | 0 | 0 | 0 | 0 | -234981.3958 | -856516.8054 | -888509.8044 | -921418.3768 | -955272.7988 | -990104.4833 | -1025946.0265 | -1062831.2563 | -1100795.2833 | -1139874.5537 | -1180106.904 | -1221531.619 | -1264189.4917 | -5534366.0554 | -5725820.6985 | 0 | 0 | 0 | 0 | 0 | 0 | 0 | 0 | 0 | 0 |  | 23
Interest Rate (Nominal) | % | 4.534% | Principle Payment |  | -2604808.5221 | -2722897.947 | -2846340.9754 | -2975380.314 | -3110269.6723 | -3251274.2619 | -3398671.3179 | -3552750.6438 | -3713815.1814 | -3882181.6065 | -4058180.9512 | -4242159.2553 | -4434478.2463 | -4635516.0505 | -4845667.9368 | -5065347.0935 | -5294985.4412 | -5535034.4813 | -5785966.1843 | -6048273.9175 | 0 | 0 | 0 | 0 | 0 | 0 | 0 | 0 | 0 | 0
ROE Rate (Nominal) | % | 8.9% | After Tax Cash Flow - Base Case |  | 7831889.5443 | 8141186.3966 | 8457231.6426 | 8780172.3149 | 9110158.6455 | 9212362.7394 | 8921993.4984 | 9228121.1575 | 9540433.777 | 9859050.192 | 10184091.232 | 10515679.7406 | 10853940.5936 | 11199000.7171 | 11550989.1045 | 11910036.8327 | 12276277.0779 | 12649845.1296 | 8804635.2346 | 9047071.5603 | 0 | 0 | 0 | 0 | 0 | 0 | 0 | 0 | 0 | 0
Inflation | % | 2.1% | [33 empty] | 24
Composite Tax Rate | % | 27.5% | Load Cost Savings |  | 20669953.8927 | 16535963.1142 | 12401972.3356 | 8267981.5571 | 4133990.7785 | 0 | 0 | 0 | 0 | 0 | 0 | 0 | 0 | 0 | 0 | 0 | 0 | 0 | 0 | 0 | 0 | 0 | 0 | 0 | 0 | 0 | 0 | 0 | 0 | 0 |  | 25
Amortization Period | yr | 20 | Taxes |  | -5684237.3205 | -4547389.8564 | -3410542.3923 | -2273694.9282 | -1136847.4641 | 0 | 0 | 0 | 0 | 0 | 0 | 0 | 0 | 0 | 0 | 0 | 0 | 0 | 0 | 0 | 0 | 0 | 0 | 0 | 0 | 0 | 0 | 0 | 0 | 0 |  | 26
PTC Horizon | yr | 10 | Load REC Cost |  | -8802486 | -8987338.206 | -9176072.3083 | -9368769.8268 | -9565513.9932 | -9766389.787 | -9971483.9725 | -10180885.136 | -10394683.7238 | -10612972.082 | -10835844.4957 | -11063397.2302 | -11295728.572 | -11532938.872 | -11775130.5883 | -12022408.3307 | -12274878.9056 | -12532651.3626 | -12795837.0412 | -13064549.6191 | 0 | 0 | 0 | 0 | 0 | 0 | 0 | 0 | 0 | 0 |  | 27
Depreciation Type |  | MACRS | After Tax Cash Flow - Load Cost Savings |  | 14015120.1166 | 11142421.4484 | 8272589.2776 | 5405689.117 | 2541787.9668 | -554027.0476 | -1049490.4741 | -952763.9784 | -854249.9468 | -753921.8901 | -651753.2638 | -547717.4896 | -441787.9784 | -333938.1549 | -224141.4838 | -112371.4979 | 1398.1723 | 117193.767 | -3991201.8067 | -4017478.0588 | 0 | 0 | 0 | 0 | 0 | 0 | 0 | 0 | 0 | 0 |  | 28
Tax Depreciation Schedule |  | 5 | [33 empty] | 29
Operating Costs |  |  | NPV Base Case |  | 7505033.1342 | 7163840.017 | 6833741.1841 | 6514865.5897 | 6207267.7779 | 5763916.6425 | 5126024.576 | 4868601.0638 | 4622012.795 | 4386016.0836 | 4160346.8912 | 3944725.0122 | 3738857.76 | 3542443.2026 | 3355172.9961 | 3176734.8568 | 3006814.7084 | 2845098.5402 | 1818425.8349 | 1715790.94 | 0 | 0 | 0 | 0 | 0 | 0 | 0 | 0 | 0 | 0 |  | 30
Fixed O&M | $-yr | 7140000 | NPV w/ Load Cost Savings |  | 13430212.4998 | 9804777.9242 | 6684543.6468 | 4011007.6151 | 1731864.3021 | -346639.1642 | -602972.1904 | -502662.2039 | -413854.7865 | -335398.7931 | -266250.5277 | -205464.1197 | -152182.7393 | -105630.5805 | -65105.5461 | -29972.5735 | 342.4528 | 26358.2528 | -824304.958 | -761920.8502 | 0 | 0 | 0 | 0 | 0 | 0 | 0 | 0 | 0 | 0
Calculated Values
Interest Rate (Real) |  | 2.383% | Tax Depreciation
ROE Rate (Real) |  | 6.66% | Depreciation Schedule |  | 20% | 32% | 19.2% | 11.52% | 11.52% | 5.76% | 0% | 0% | 0% | 0% | 0% | 0% | 0% | 0% | 0% | 0% | 0% | 0% | 0% | 0% | 0% | 0% | 0% | 0% | 0% | 0% | 0% | 0% | 0% | 0%
WACC (Pre-tax) |  | 4.436% | Beginning Balance |  | 157700000 | 126160000 | 75696000 | 45417600 | 27250560 | 9083520 | 0 | 0 | 0 | 0 | 0 | 0 | 0 | 0 | 0 | 0 | 0 | 0 | 0 | 0 | 0 | 0 | 0 | 0 | 0 | 0 | 0 | 0 | 0 | 0
Annual Debt Service Payment |  | -6322473.4152 | Depreciation |  | -31540000 | -50464000 | -30278400 | -18167040 | -18167040 | -9083520 | 0 | 0 | 0 | 0 | 0 | 0 | 0 | 0 | 0 | 0 | 0 | 0 | 0 | 0 | 0 | 0 | 0 | 0 | 0 | 0 | 0 | 0 | 0 | 0
|  |  | Ending Balance |  | 126160000 | 75696000 | 45417600 | 27250560 | 9083520 | 0 | 0 | 0 | 0 | 0 | 0 | 0 | 0 | 0 | 0 | 0 | 0 | 0 | 0 | 0 | 0 | 0 | 0 | 0 | 0 | 0 | 0 | 0 | 0 | 0
NPV of Plant Cash Flow |  |  | Debt Service
Net Present Value |  | 14599729.6063 | Beginning Balance |  | 82004000 | 79399191.4779 | 76676293.5309 | 73829952.5555 | 70854572.2415 | 67744302.5692 | 64493028.3074 | 61094356.9895 | 57541606.3456 | 53827791.1642 | 49945609.5578 | 45887428.6066 | 41645269.3512 | 37210791.105 | 32575275.0545 | 27729607.1177 | 22664260.0242 | 17369274.583 | 11834240.1018 | 6048273.9175 | 0 | 0 | 0 | 0 | 0 | 0 | 0 | 0 | 0 | 0
Plant Construction by Load |  |  | Interest |  | -3717664.893 | -3599575.4682 | -3476132.4397 | -3347093.1012 | -3212203.7429 | -3071199.1533 | -2923802.0973 | -2769722.7714 | -2608658.2337 | -2440291.8087 | -2264292.464 | -2080314.1598 | -1887995.1689 | -1686957.3647 | -1476805.4784 | -1257126.3216 | -1027487.974 | -787438.9339 | -536507.2309 | -274199.4977 | 0 | 0 | 0 | 0 | 0 | 0 | 0 | 0 | 0 | 0
Net Present Value of Savings |  | -44619252.3396 | Principle |  | -2604808.5221 | -2722897.947 | -2846340.9754 | -2975380.314 | -3110269.6723 | -3251274.2619 | -3398671.3179 | -3552750.6438 | -3713815.1814 | -3882181.6065 | -4058180.9512 | -4242159.2553 | -4434478.2463 | -4635516.0505 | -4845667.9368 | -5065347.0935 | -5294985.4412 | -5535034.4813 | -5785966.1843 | -6048273.9175 | 0 | 0 | 0 | 0 | 0 | 0 | 0 | 0 | 0 | 0
|  |  | Ending Balance |  | 79399191.4779 | 76676293.5309 | 73829952.5555 | 70854572.2415 | 67744302.5692 | 64493028.3074 | 61094356.9895 | 57541606.3456 | 53827791.1642 | 49945609.5578 | 45887428.6066 | 41645269.3512 | 37210791.105 | 32575275.0545 | 27729607.1177 | 22664260.0242 | 17369274.583 | 11834240.1018 | 6048273.9175 | 5.1223e-08 | 0 | 0 | 0 | 0 | 0 | 0 | 0 | 0 | 0 | 0
Market Impact Calculation
Rest of State | Summer | Winter
ROS UCAP (Base) | 17371.6333 | 17784.0183
Average MCP | 2.4822 | 0.32167
Cost of ROS Capacity | 258721525.7778 | 34323155.3833
ROS UCAP (After Entry) | 17387.6333 | 17818.0183
Average MCP | 2.4502 | 0.25668
Cost of ROS Capacity | 255615454.9205 | 27440823.7676
ROS Delta |  | -9988402.473
| Summer | Winter
GHI UCAP (base) | 5497.7056 | 5363.2673
Average MCP (base) | 5.8844 | 0.68889
Cost of GHI Capacity (base) | 194105657.4815 | 22168171.6444
GHI UCAP (impact) | 5513.7056 | 5397.2673
Average MCP (impact) | 5.7715 | 0.45265
Cost of GHI Capacity (impact) | 190933898.7766 | 14658378.9296
G-J Delta |  | -10681551.4197
| Summer | Winter
NYC UCAP (base) | 9805.7444 | 10554.1778
Average MCP (base) | 14.1017 | 4.63
Cost of NYC Capacity (base) | 829664037.4444 | 293195058.6667
NYC UCAP (impact) | 9821.7444 | 10588.1778
Average MCP (impact) | 13.8795 | 4.1579
Cost of NYC Capacity (impact) | 817926793.8284 | 264146598.7352
NYC Delta |  | -40785703.5475

## Land-based Wind G (ITC)
Renewable Exemption Technologies Analysis
Hypothetical Land-based Wind (ITC) Built in Load Zone G
Inputs |  |  | Calendar Year | 2021-05-01 | 2022-05-01 | 2023-05-01 | 2024-05-01 | 2025-05-01 | 2026-05-01 | 2027-05-01 | 2028-05-01 | 2029-05-01 | 2030-05-01 | 2031-05-01 | 2032-05-01 | 2033-05-01 | 2034-05-01 | 2035-05-01 | 2036-05-01 | 2037-05-01 | 2038-05-01 | 2039-05-01 | 2040-05-01 | 2041-05-01 | 2042-05-01 | 2043-05-01 | 2044-05-01 | 2045-05-01 | 2046-05-01 | 2047-05-01 | 2048-05-01 | 2049-05-01 | 2050-05-01 | 2051-05-01 | MACRS | Straight Line | MACRSw50BonusDepreciation
Technology | Type | LBW | Period |  | 1 | 2 | 3 | 4 | 5 | 6 | 7 | 8 | 9 | 10 | 11 | 12 | 13 | 14 | 15 | 16 | 17 | 18 | 19 | 20 | 21 | 22 | 23 | 24 | 25 | 26 | 27 | 28 | 29 | 30 | 3 | 1 | 5
Load Zone | Zone | G | Escalation Factor (Inflation Escalation) |  | 1 | 1.021 | 1.0424 | 1.0643 | 1.0867 | 1.1095 | 1.1328 | 1.1566 | 1.1809 | 1.2057 | 1.231 | 1.2568 | 1.2832 | 1.3102 | 1.3377 | 1.3658 | 1.3945 | 1.4238 | 1.4537 | 1.4842 | 1.5154 | 1.5472 | 1.5797 | 1.6128 | 1.6467 | 1.6813 | 1.7166 | 1.7526 | 1.7895 | 1.827 | 5 | 2 | 7
Plant Installed Capacity | MW ICAP | 100 | [32 empty] | 7 | 3
Installed Project Capital Costs | $ ICAP | 157700000 | Cash Flow | [31 empty] | 10 | 4
Capacity Derating Factor - Summer | % | 16% | Revenue | [31 empty] | 15 | 5
Capacity Derating Factor - Winter | % | 34% | ICAP - Summer |  | 554063.388 | 567912.9166 | 582099.7835 | 596632.0493 | 611517.9641 | 626765.9727 | 639928.0581 | 653366.5473 | 667087.2448 | 681096.077 | 695399.0946 | 710002.4756 | 724912.5276 | 740135.6907 | 755678.5402 | 771547.7895 | 787750.2931 | 804293.0492 | 821183.2033 | 838428.0505 | 0 | 0 | 0 | 0 | 0 | 0 | 0 | 0 | 0 | 0 | 20 | 6
Revenue |  |  | ICAP - Winter |  | 92340.2257 | 104120.403 | 116354.6257 | 129056.7687 | 142241.0893 | 155922.2374 | 159196.6043 | 162539.733 | 165953.0674 | 169438.0818 | 172996.2816 | 176629.2035 | 180338.4167 | 184125.5235 | 187992.1595 | 191939.9948 | 195970.7347 | 200086.1202 | 204287.9287 | 208577.9752 | 0 | 0 | 0 | 0 | 0 | 0 | 0 | 0 | 0 | 0 |  | 7
Renewable Energy Credit, REC | $/MWh | 22.33 | Net E&AS |  | 11845473.3458 | 12094228.2861 | 12348207.0801 | 12607519.4288 | 12872277.3368 | 13142595.1609 | 13418589.6593 | 13700380.0421 | 13988088.023 | 14281837.8715 | 14581756.4668 | 14887973.3526 | 15200620.793 | 15519833.8296 | 15845750.34 | 16178511.0972 | 16518259.8302 | 16865143.2867 | 17219311.2957 | 17580916.8329 | 0 | 0 | 0 | 0 | 0 | 0 | 0 | 0 | 0 | 0 |  | 8
Net E&AS | $-yr | 11845473.3458 | REC revenue |  | 8802486 | 8987338.206 | 9176072.3083 | 9368769.8268 | 9565513.9932 | 9766389.787 | 9971483.9725 | 10180885.136 | 10394683.7238 | 10612972.082 | 10835844.4957 | 11063397.2302 | 11295728.572 | 11532938.872 | 11775130.5883 | 12022408.3307 | 12274878.9056 | 12532651.3626 | 12795837.0412 | 13064549.6191 | 0 | 0 | 0 | 0 | 0 | 0 | 0 | 0 | 0 | 0 |  | 9
REC revenue | $-yr | 8802486 | Gross Margin |  | 21294362.9595 | 21753599.8117 | 22222733.7977 | 22701978.0736 | 23191550.3834 | 23691673.1579 | 24189198.2943 | 24697171.4584 | 25215812.0591 | 25745344.1123 | 26285996.3387 | 26838002.2618 | 27401600.3093 | 27977033.9158 | 28564551.628 | 29164407.2122 | 29776859.7637 | 30402173.8187 | 31040619.4689 | 31692472.4777 | 0 | 0 | 0 | 0 | 0 | 0 | 0 | 0 | 0 | 0 |  | 10
ICAP Price - Summer | $/kW-Capability Season | 35306.6667 | Operating Costs | [32 empty] | 11
ICAP Price - Winter | $/kW-Capability Season | 4133.3333 | Fixed O&M |  | -7140000 | -7289940 | -7443028.74 | -7599332.3435 | -7758918.3228 | -7921855.6075 | -8088214.5753 | -8258067.0814 | -8431486.4901 | -8608547.7064 | -8789327.2082 | -8973903.0796 | -9162355.0442 | -9354764.5002 | -9551214.5547 | -9751790.0603 | -9956577.6516 | -10165665.7823 | -10379144.7637 | -10597106.8037 | 0 | 0 | 0 | 0 | 0 | 0 | 0 | 0 | 0 | 0 |  | 12
Market Share NYC | % | 0% | Total |  | -7140000 | -7289940 | -7443028.74 | -7599332.3435 | -7758918.3228 | -7921855.6075 | -8088214.5753 | -8258067.0814 | -8431486.4901 | -8608547.7064 | -8789327.2082 | -8973903.0796 | -9162355.0442 | -9354764.5002 | -9551214.5547 | -9751790.0603 | -9956577.6516 | -10165665.7823 | -10379144.7637 | -10597106.8037 | 0 | 0 | 0 | 0 | 0 | 0 | 0 | 0 | 0 | 0 |  | 13
Market Share GHI | % | 100% | [33 empty] | 14
Market Share ROS | % | 100% | EBITDA |  | 14154362.9595 | 14463659.8117 | 14779705.0577 | 15102645.73 | 15432632.0607 | 15769817.5504 | 16100983.719 | 16439104.3771 | 16784325.569 | 17136796.4059 | 17496669.1305 | 17864099.1822 | 18239245.265 | 18622269.4156 | 19013337.0733 | 19412617.1519 | 19820282.1121 | 20236508.0364 | 20661474.7052 | 21095365.674 | 0 | 0 | 0 | 0 | 0 | 0 | 0 | 0 | 0 | 0 |  | 15
Impact |  | 20669953.8927 | Interest |  | -3717664.893 | -3599575.4682 | -3476132.4397 | -3347093.1012 | -3212203.7429 | -3071199.1533 | -2923802.0973 | -2769722.7714 | -2608658.2337 | -2440291.8087 | -2264292.464 | -2080314.1598 | -1887995.1689 | -1686957.3647 | -1476805.4784 | -1257126.3216 | -1027487.974 | -787438.9339 | -536507.2309 | -274199.4977 | 0 | 0 | 0 | 0 | 0 | 0 | 0 | 0 | 0 | 0 |  | 16
Capacity Price Effect Longevity | yr | 5 | Tax Depreciation |  | -31540000 | -50464000 | -30278400 | -18167040 | -18167040 | -9083520 | 0 | 0 | 0 | 0 | 0 | 0 | 0 | 0 | 0 | 0 | 0 | 0 | 0 | 0 | 0 | 0 | 0 | 0 | 0 | 0 | 0 | 0 | 0 | 0 |  | 17
Taxes on Load Cost Savings |  | YES | EBT |  | -21103301.9335 | -39599915.6564 | -18974827.382 | -6411487.3711 | -5946611.6822 | 3615098.3972 | 13177181.6217 | 13669381.6057 | 14175667.3353 | 14696504.5972 | 15232376.6665 | 15783785.0224 | 16351250.0962 | 16935312.0509 | 17536531.5949 | 18155490.8302 | 18792794.1381 | 19449069.1025 | 20124967.4743 | 20821166.1763 | 0 | 0 | 0 | 0 | 0 | 0 | 0 | 0 | 0 | 0 |  | 18
Tax Credit |  | YES | [33 empty] | 19
Financing Parameters |  |  | Investment Tax Credit, Federal1 |  | 27477900 | 0 | 0 | 0 | 0 | 0 | 0 | 0 | 0 | 0 | 0 | 0 | 0 | 0 | 0 | 0 | 0 | 0 | 0 | 0 | 0 | 0 | 0 | 0 | 0 | 0 | 0 | 0 | 0 | 0 |  | 20
Debt Portion |  | 52% | Taxes |  | 0 | 0 | 0 | 0 | 0 | -994152.0592 | -3623724.946 | -3759079.9416 | -3898308.5172 | -4041538.7642 | -4188903.5833 | -4340540.8812 | -4496593.7764 | -4657210.814 | -4822546.1886 | -4992759.9783 | -5168018.388 | -5348494.0032 | -5534366.0554 | -5725820.6985 | 0 | 0 | 0 | 0 | 0 | 0 | 0 | 0 | 0 | 0 |  | 21
Equity Portion |  | 48% | Principle Payment |  | -2604808.5221 | -2722897.947 | -2846340.9754 | -2975380.314 | -3110269.6723 | -3251274.2619 | -3398671.3179 | -3552750.6438 | -3713815.1814 | -3882181.6065 | -4058180.9512 | -4242159.2553 | -4434478.2463 | -4635516.0505 | -4845667.9368 | -5065347.0935 | -5294985.4412 | -5535034.4813 | -5785966.1843 | -6048273.9175 | 0 | 0 | 0 | 0 | 0 | 0 | 0 | 0 | 0 | 0 |  | 22
Interest Rate (Nominal) |  | 4.534% | After Tax Cash Flow - Base Case |  | 35309789.5443 | 8141186.3966 | 8457231.6426 | 8780172.3149 | 9110158.6455 | 8453192.076 | 6154785.3578 | 6357551.0203 | 6563543.6366 | 6772784.2265 | 6985292.132 | 7201084.8859 | 7420178.0734 | 7642585.1864 | 7868317.4696 | 8097383.7584 | 8329790.3089 | 8565540.6181 | 8804635.2346 | 9047071.5603 | 0 | 0 | 0 | 0 | 0 | 0 | 0 | 0 | 0 | 0 |  | 23
ROE Rate (Nominal) |  | 8.9% | [33 empty] | 24
Inflation |  | 2.1% | Load Cost Savings |  | 20669953.8927 | 16535963.1142 | 12401972.3356 | 8267981.5571 | 4133990.7785 | 0 | 0 | 0 | 0 | 0 | 0 | 0 | 0 | 0 | 0 | 0 | 0 | 0 | 0 | 0 | 0 | 0 | 0 | 0 | 0 | 0 | 0 | 0 | 0 | 0 |  | 25
Composite Tax Rate |  | 27.5% | Taxes |  | -5684237.3205 | -4547389.8564 | -3410542.3923 | -2273694.9282 | -1136847.4641 | 0 | 0 | 0 | 0 | 0 | 0 | 0 | 0 | 0 | 0 | 0 | 0 | 0 | 0 | 0 | 0 | 0 | 0 | 0 | 0 | 0 | 0 | 0 | 0 | 0 |  | 26
Amortization Period |  | 20 | Load REC Cost |  | -8802486 | -8987338.206 | -9176072.3083 | -9368769.8268 | -9565513.9932 | -9766389.787 | -9971483.9725 | -10180885.136 | -10394683.7238 | -10612972.082 | -10835844.4957 | -11063397.2302 | -11295728.572 | -11532938.872 | -11775130.5883 | -12022408.3307 | -12274878.9056 | -12532651.3626 | -12795837.0412 | -13064549.6191 | 0 | 0 | 0 | 0 | 0 | 0 | 0 | 0 | 0 | 0 |  | 27
Depreciation Type |  | MACRS | After Tax Cash Flow - Load Cost Savings |  | 41493020.1166 | 11142421.4484 | 8272589.2776 | 5405689.117 | 2541787.9668 | -1313197.711 | -3816698.6147 | -3823334.1156 | -3831140.0872 | -3840187.8555 | -3850552.3637 | -3862312.3443 | -3875550.4986 | -3890353.6856 | -3906813.1188 | -3925024.5723 | -3945088.5967 | -3967110.7446 | -3991201.8067 | -4017478.0588 | 0 | 0 | 0 | 0 | 0 | 0 | 0 | 0 | 0 | 0 |  | 28
Tax Depreciation Schedule |  | 5 | [33 empty] | 29
Operating Costs |  |  | NPV Base Case |  | 33836169.2913 | 7163840.017 | 6833741.1841 | 6514865.5897 | 6207267.7779 | 5288924.8793 | 3536158.2599 | 3354136.6799 | 3179811.6709 | 3013022.5499 | 2853591.719 | 2701327.9565 | 2556029.3178 | 2417485.6871 | 2285481.0147 | 2159795.2715 | 2040206.152 | 1926490.5506 | 1818425.8349 | 1715790.94 | 0 | 0 | 0 | 0 | 0 | 0 | 0 | 0 | 0 | 0 |  | 30
Fixed O&M | $-yr | 7140000 | NPV w/ Load Cost Savings |  | 39761348.6568 | 9804777.9242 | 6684543.6468 | 4011007.6151 | 1731864.3021 | -821630.9274 | -2192838.5065 | -2017126.5878 | -1856055.9107 | -1708392.3269 | -1573005.6999 | -1448861.1754 | -1335011.1815 | -1230588.0959 | -1134797.5276 | -1046912.1589 | -966266.1036 | -892249.7368 | -824304.958 | -761920.8502 | 0 | 0 | 0 | 0 | 0 | 0 | 0 | 0 | 0 | 0
Calculated Values
Interest Rate (Real) |  | 2.383% | Tax Depreciation
ROE Rate (Real) |  | 6.66% | Depreciation Schedule |  | 20% | 32% | 19.2% | 11.52% | 11.52% | 5.76% | 0% | 0% | 0% | 0% | 0% | 0% | 0% | 0% | 0% | 0% | 0% | 0% | 0% | 0% | 0% | 0% | 0% | 0% | 0% | 0% | 0% | 0% | 0% | 0%
WACC (Pre-tax) |  | 4.436% | Beginning Balance |  | 157700000 | 126160000 | 75696000 | 45417600 | 27250560 | 9083520 | 0 | 0 | 0 | 0 | 0 | 0 | 0 | 0 | 0 | 0 | 0 | 0 | 0 | 0 | 0 | 0 | 0 | 0 | 0 | 0 | 0 | 0 | 0 | 0
Annual Debt Service Payment |  | -6322473.4152 | Depreciation |  | -31540000 | -50464000 | -30278400 | -18167040 | -18167040 | -9083520 | 0 | 0 | 0 | 0 | 0 | 0 | 0 | 0 | 0 | 0 | 0 | 0 | 0 | 0 | 0 | 0 | 0 | 0 | 0 | 0 | 0 | 0 | 0 | 0
|  |  | Ending Balance |  | 126160000 | 75696000 | 45417600 | 27250560 | 9083520 | 0 | 0 | 0 | 0 | 0 | 0 | 0 | 0 | 0 | 0 | 0 | 0 | 0 | 0 | 0 | 0 | 0 | 0 | 0 | 0 | 0 | 0 | 0 | 0 | 0
NPV of Plant Cash Flow |  |  | Debt Service
Net Present Value |  | 25706562.3438 | Beginning Balance |  | 82004000 | 79399191.4779 | 76676293.5309 | 73829952.5555 | 70854572.2415 | 67744302.5692 | 64493028.3074 | 61094356.9895 | 57541606.3456 | 53827791.1642 | 49945609.5578 | 45887428.6066 | 41645269.3512 | 37210791.105 | 32575275.0545 | 27729607.1177 | 22664260.0242 | 17369274.583 | 11834240.1018 | 6048273.9175 | 0 | 0 | 0 | 0 | 0 | 0 | 0 | 0 | 0 | 0
Plant Construction by Load |  |  | Interest |  | -3717664.893 | -3599575.4682 | -3476132.4397 | -3347093.1012 | -3212203.7429 | -3071199.1533 | -2923802.0973 | -2769722.7714 | -2608658.2337 | -2440291.8087 | -2264292.464 | -2080314.1598 | -1887995.1689 | -1686957.3647 | -1476805.4784 | -1257126.3216 | -1027487.974 | -787438.9339 | -536507.2309 | -274199.4977 | 0 | 0 | 0 | 0 | 0 | 0 | 0 | 0 | 0 | 0
Net Present Value of Savings |  | -33512419.6021 | Principle |  | -2604808.5221 | -2722897.947 | -2846340.9754 | -2975380.314 | -3110269.6723 | -3251274.2619 | -3398671.3179 | -3552750.6438 | -3713815.1814 | -3882181.6065 | -4058180.9512 | -4242159.2553 | -4434478.2463 | -4635516.0505 | -4845667.9368 | -5065347.0935 | -5294985.4412 | -5535034.4813 | -5785966.1843 | -6048273.9175 | 0 | 0 | 0 | 0 | 0 | 0 | 0 | 0 | 0 | 0
|  |  | Ending Balance |  | 79399191.4779 | 76676293.5309 | 73829952.5555 | 70854572.2415 | 67744302.5692 | 64493028.3074 | 61094356.9895 | 57541606.3456 | 53827791.1642 | 49945609.5578 | 45887428.6066 | 41645269.3512 | 37210791.105 | 32575275.0545 | 27729607.1177 | 22664260.0242 | 17369274.583 | 11834240.1018 | 6048273.9175 | 5.1223e-08 | 0 | 0 | 0 | 0 | 0 | 0 | 0 | 0 | 0 | 0
Market Impact Calculation
Rest of State | Summer | Winter
ROS UCAP (Base) | 17371.6333 | 17784.0183
Average MCP | 2.4822 | 0.32167
Cost of ROS Capacity | 258721525.7778 | 34323155.3833
ROS UCAP (After Entry) | 17387.6333 | 17818.0183
Average MCP | 2.4502 | 0.25668
Cost of ROS Capacity | 255615454.9205 | 27440823.7676
ROS Delta |  | -9988402.473
| Summer | Winter
GHI UCAP (base) | 5497.7056 | 5363.2673
Average MCP (base) | 5.8844 | 0.68889
Cost of GHI Capacity (base) | 194105657.4815 | 22168171.6444
GHI UCAP (impact) | 5513.7056 | 5397.2673
Average MCP (impact) | 5.7715 | 0.45265
Cost of GHI Capacity (impact) | 190933898.7766 | 14658378.9296
G-J Delta |  | -10681551.4197
| Summer | Winter
NYC UCAP (base) | 9805.7444 | 10554.1778
Average MCP (base) | 14.1017 | 4.63
Cost of NYC Capacity (base) | 829664037.4444 | 293195058.6667
NYC UCAP (impact) | 9821.7444 | 10588.1778
Average MCP (impact) | 13.8795 | 4.1579
Cost of NYC Capacity (impact) | 817926793.8284 | 264146598.7352
NYC Delta |  | -40785703.5475
1Note that "Electrical Interconnection & Deliverability (SUDs)" and "Legal Costs" were excluded from CAPEX to calculate the ITC basis for solar, land-based wind, and offshore wind.

## OSW NYC
Renewable Exemption Technologies Analysis
Hypothetical Offshore Wind Built in Load Zone J
Inputs |  |  | Calendar Year | 2021-05-01 | 2022-05-01 | 2023-05-01 | 2024-05-01 | 2025-05-01 | 2026-05-01 | 2027-05-01 | 2028-05-01 | 2029-05-01 | 2030-05-01 | 2031-05-01 | 2032-05-01 | 2033-05-01 | 2034-05-01 | 2035-05-01 | 2036-05-01 | 2037-05-01 | 2038-05-01 | 2039-05-01 | 2040-05-01 | 2041-05-01 | 2042-05-01 | 2043-05-01 | 2044-05-01 | 2045-05-01 | 2046-05-01 | 2047-05-01 | 2048-05-01 | 2049-05-01 | 2050-05-01 | 2051-05-01 | MACRS | Straight Line | MACRSw50BonusDepreciation
Technology | Type | OSW | Period |  | 1 | 2 | 3 | 4 | 5 | 6 | 7 | 8 | 9 | 10 | 11 | 12 | 13 | 14 | 15 | 16 | 17 | 18 | 19 | 20 | 21 | 22 | 23 | 24 | 25 | 26 | 27 | 28 | 29 | 30 | 3 | 1 | 5
Load Zone | Zone | J | Escalation Factor (Inflation Escalation) |  | 1 | 1.021 | 1.0424 | 1.0643 | 1.0867 | 1.1095 | 1.1328 | 1.1566 | 1.1809 | 1.2057 | 1.231 | 1.2568 | 1.2832 | 1.3102 | 1.3377 | 1.3658 | 1.3945 | 1.4238 | 1.4537 | 1.4842 | 1.5154 | 1.5472 | 1.5797 | 1.6128 | 1.6467 | 1.6813 | 1.7166 | 1.7526 | 1.7895 | 1.827 | 5 | 2 | 7
Plant Installed Capacity | MW ICAP | 800 | [32 empty] | 7 | 3
Installed Project Capital Costs | $ ICAP | 3421600000 | Cash Flow | [31 empty] | 10 | 4
Capacity Derating Factor - Summer | % | 30% | Revenue | [31 empty] | 15 | 5
Capacity Derating Factor - Winter | % | 50% | ICAP - Summer |  | 15508106.45 | 16813588.2283 | 18167061.1665 | 19569965.1756 | 21023779.4791 | 22530023.6287 | 23003154.1249 | 23486220.3615 | 23979430.9891 | 24482999.0399 | 24997142.0197 | 25522082.0021 | 26058045.7242 | 26605264.6844 | 27163975.2427 | 27734418.7228 | 28316841.516 | 28911495.1879 | 29518636.5868 | 30138527.9551 | 30771437.0422 | 31417637.2201 | 32077407.6017 | 32751033.1613 | 33438804.8577 | 0 | 0 | 0 | 0 | 0 | 20 | 6
Revenue |  |  | ICAP - Winter |  | 120000 | 457174.6286 | 3245982.5698 | 6151718.8306 | 9178064.536 | 12328803.8531 | 12587708.734 | 12852050.6174 | 13121943.6804 | 13397504.4976 | 13678852.0921 | 13966107.986 | 14259396.2537 | 14558843.5751 | 14864579.2901 | 15176735.4552 | 15495446.8998 | 15820851.2847 | 16153089.1617 | 16492304.0341 | 16838642.4188 | 17192253.9096 | 17553291.2417 | 17921910.3578 | 18298270.4753 | 0 | 0 | 0 | 0 | 0 |  | 7
Renewable Energy Credit, REC | $/MWh | 25.14 | Net E&AS |  | 102567564.6997 | 104721483.5584 | 106920634.7132 | 109165968.0421 | 111458453.371 | 113799080.8918 | 116188861.5905 | 118628827.6839 | 121120033.0653 | 123663553.7597 | 126260488.3886 | 128911958.6448 | 131619109.7763 | 134383111.0816 | 137205156.4143 | 140086464.699 | 143028280.4577 | 146031874.3473 | 149098543.7086 | 152229613.1265 | 155426435.0022 | 158690390.1372 | 162022888.3301 | 165425368.985 | 168899301.7337 | 0 | 0 | 0 | 0 | 0 |  | 8
Net E&AS | $-yr | 102567564.6997 | REC revenue |  | 79281504 | 80946415.584 | 82646290.3113 | 84381862.4078 | 86153881.5184 | 87963113.0303 | 89810338.4039 | 91696355.5104 | 93621978.9761 | 95588040.5346 | 97595389.3858 | 99644892.5629 | 101737435.3067 | 103873921.4482 | 106055273.7986 | 108282434.5484 | 110556365.6739 | 112878049.353 | 115248488.3894 | 117668706.6456 | 120139749.4852 | 122662684.2244 | 125238600.5931 | 127868611.2055 | 130553852.0408 | 0 | 0 | 0 | 0 | 0 |  | 9
REC revenue | $-yr | 79281504 | Gross Margin |  | 197477175.1497 | 202938661.9993 | 210979968.7607 | 219269514.4561 | 227814178.9045 | 236621021.4038 | 241590062.8533 | 246663454.1732 | 251843386.7108 | 257132097.8318 | 262531871.8862 | 268045041.1958 | 273673987.061 | 279421140.7892 | 285288984.7458 | 291280053.4255 | 297396934.5474 | 303642270.1729 | 310018757.8465 | 316529151.7613 | 323176263.9483 | 329962965.4912 | 336892187.7665 | 343966923.7096 | 351190229.1075 | 0 | 0 | 0 | 0 | 0 |  | 10
ICAP Price - Summer | $/kW-Capability Season | 84610 | Operating Costs | [32 empty] | 11
ICAP Price - Winter | $/kW-Capability Season | 27780 | Fixed O&M |  | -114630982.659 | -117038233.2948 | -119496036.194 | -122005452.9541 | -124567567.4661 | -127183486.3829 | -129854339.5969 | -132581280.7285 | -135365487.6238 | -138208162.8639 | -141110534.284 | -144073855.504 | -147099406.4695 | -150188494.0054 | -153342452.3795 | -156562643.8795 | -159850459.401 | -163207319.0484 | -166634672.7484 | -170134000.8761 | -173706814.8945 | -177354658.0073 | -181079105.8254 | -184881767.0478 | -188764284.1558 | 0 | 0 | 0 | 0 | 0 |  | 12
Market Share NYC | % | 100% | Total |  | -114630982.659 | -117038233.2948 | -119496036.194 | -122005452.9541 | -124567567.4661 | -127183486.3829 | -129854339.5969 | -132581280.7285 | -135365487.6238 | -138208162.8639 | -141110534.284 | -144073855.504 | -147099406.4695 | -150188494.0054 | -153342452.3795 | -156562643.8795 | -159850459.401 | -163207319.0484 | -166634672.7484 | -170134000.8761 | -173706814.8945 | -177354658.0073 | -181079105.8254 | -184881767.0478 | -188764284.1558 | 0 | 0 | 0 | 0 | 0 |  | 13
Market Share GHI | % | 100% | [33 empty] | 14
Market Share ROS | % | 100% | EBITDA |  | 82846192.4907 | 85900428.7045 | 91483932.5667 | 97264061.502 | 103246611.4384 | 109437535.0209 | 111735723.2564 | 114082173.4447 | 116477899.0871 | 118923934.9679 | 121421337.6022 | 123971185.6919 | 126574580.5914 | 129232646.7838 | 131946532.3663 | 134717409.546 | 137546475.1465 | 140434951.1245 | 143384085.0981 | 146395150.8852 | 149469449.0538 | 152608307.4839 | 155813081.9411 | 159085156.6619 | 162425944.9517 | 0 | 0 | 0 | 0 | 0 |  | 15
Impact |  | 616843807.7508 | Interest |  | -80661776.7787 | -78860058.0875 | -76976658.1817 | -75007874.0299 | -72949834.7231 | -70798493.8643 | -68549621.6121 | -66198796.3646 | -63741396.066 | -61172589.1188 | -58487324.884 | -55680323.7514 | -52746066.7585 | -49678784.7398 | -46472446.9839 | -43120749.376 | -39617102.003 | -35954616.1973 | -32126090.9923 | -28123998.9643 | -23940471.4329 | -19567282.9894 | -14995835.325 | -10217140.3253 | -5221802.3979 | 0 | 0 | 0 | 0 | 0 |  | 16
Capacity Price Effect Longevity | yr | 5 | Tax Depreciation |  | -342160000 | -615888000 | -492710400 | -394168320 | -315471520 | -252171920 | -224114800 | -224114800 | -224456960 | -224114800 | -112228480 | 0 | 0 | 0 | 0 | 0 | 0 | 0 | 0 | 0 | 0 | 0 | 0 | 0 | 0 | 0 | 0 | 0 | 0 | 0 |  | 17
Taxes on Load Cost Savings |  | YES | EBT |  | -339975584.2879 | -608847629.3829 | -478203125.615 | -371912132.5278 | -285174743.2848 | -213532878.8434 | -180928698.3557 | -176231422.9199 | -171720456.979 | -166363454.1509 | -49294467.2818 | 68290861.9405 | 73828513.8329 | 79553862.044 | 85474085.3824 | 91596660.17 | 97929373.1435 | 104480334.9273 | 111257994.1059 | 118271151.9209 | 125528977.6209 | 133041024.4945 | 140817246.6161 | 148868016.3366 | 157204142.5539 | 0 | 0 | 0 | 0 | 0 |  | 18
Tax Credit |  | YES | [33 empty] | 19
Financing Parameters |  |  | Investment Tax Credit, Federal1 |  | 990125700 | 0 | 0 | 0 | 0 | 0 | 0 | 0 | 0 | 0 | 0 | 0 | 0 | 0 | 0 | 0 | 0 | 0 | 0 | 0 | 0 | 0 | 0 | 0 | 0 | 0 | 0 | 0 | 0 | 0 |  | 20
Debt Portion |  | 52% | Taxes |  | 0 | 0 | 0 | 0 | 0 | 0 | 0 | 0 | 0 | 0 | 0 | -24823728.3154 | -26836664.7783 | -28917828.853 | -31069830.0365 | -33295385.9718 | -35597327.1377 | -37978601.7461 | -40442280.8575 | -42991563.7232 | -45629783.3652 | -48360412.4038 | -51187069.1449 | -54113523.9383 | -57143705.8183 | 0 | 0 | 0 | 0 | 0 |  | 21
Equity Portion |  | 48% | Principle Payment |  | -39742188.6593 | -41543907.3504 | -43427307.2562 | -45396091.408 | -47454130.7148 | -49605471.5736 | -51854343.8258 | -54205169.0733 | -56662569.3719 | -59231376.3191 | -61916640.5539 | -64723641.6865 | -67657898.6794 | -70725180.6981 | -73931518.454 | -77283216.062 | -80786863.4349 | -84449349.2406 | -88277874.4456 | -92279966.4736 | -96463494.005 | -100836682.4485 | -105408130.1129 | -110186825.1126 | -115182163.04 | 0 | 0 | 0 | 0 | 0 |  | 22
Interest Rate (Nominal) |  | 4.534% | After Tax Cash Flow - Base Case |  | 952567927.0528 | -34503536.7334 | -28920032.8712 | -23139903.9359 | -17157353.9995 | -10966430.417 | -8668242.1815 | -6321791.9932 | -3926066.3508 | -1480030.47 | 1017372.1643 | -21256508.0614 | -20666049.6248 | -20089147.5071 | -19527263.1081 | -18981941.8637 | -18454817.4291 | -17947616.0594 | -17462161.1972 | -17000378.2759 | -16564299.7493 | -16156070.3577 | -15777952.6418 | -15432332.7144 | -15121726.3045 | 0 | 0 | 0 | 0 | 0 |  | 23
ROE Rate (Nominal) |  | 8.9% | [33 empty] | 24
Inflation |  | 2.1% | Load Cost Savings |  | 616843807.7508 | 493475046.2006 | 370106284.6505 | 246737523.1003 | 123368761.5502 | 0 | 0 | 0 | 0 | 0 | 0 | 0 | 0 | 0 | 0 | 0 | 0 | 0 | 0 | 0 | 0 | 0 | 0 | 0 | 0 | 0 | 0 | 0 | 0 | 0 |  | 25
Composite Tax Rate |  | 36.35% | Taxes |  | -224222724.1174 | -179378179.2939 | -134533634.4704 | -89689089.647 | -44844544.8235 | 0 | 0 | 0 | 0 | 0 | 0 | 0 | 0 | 0 | 0 | 0 | 0 | 0 | 0 | 0 | 0 | 0 | 0 | 0 | 0 | 0 | 0 | 0 | 0 | 0 |  | 26
Amortization Period |  | 25 | Load REC Cost |  | -79281504 | -80946415.584 | -82646290.3113 | -84381862.4078 | -86153881.5184 | -87963113.0303 | -89810338.4039 | -91696355.5104 | -93621978.9761 | -95588040.5346 | -97595389.3858 | -99644892.5629 | -101737435.3067 | -103873921.4482 | -106055273.7986 | -108282434.5484 | -110556365.6739 | -112878049.353 | -115248488.3894 | -117668706.6456 | -120139749.4852 | -122662684.2244 | -125238600.5931 | -127868611.2055 | -130553852.0408 | 0 | 0 | 0 | 0 | 0 |  | 27
Depreciation Type |  | MACRS | After Tax Cash Flow - Load Cost Savings |  | 1265907506.6862 | 198646914.5893 | 124006326.9976 | 49526667.1097 | -24787018.7912 | -98929543.4472 | -98478580.5854 | -98018147.5035 | -97548045.3269 | -97068071.0046 | -96578017.2215 | -120901400.6243 | -122403484.9315 | -123963068.9552 | -125582536.9067 | -127264376.4121 | -129011183.103 | -130825665.4125 | -132710649.5867 | -134669084.9215 | -136704049.2345 | -138818754.5821 | -141016553.2348 | -143300943.9199 | -145675578.3453 | 0 | 0 | 0 | 0 | 0 |  | 28
Tax Depreciation Schedule |  | 10 | [33 empty] | 29
Operating Costs |  |  | NPV Base Case |  | 912813416.8219 | -30361400.0636 | -23368405.6475 | -17169750.0339 | -11690278.3782 | -6861387.5265 | -4980234.7941 | -3335270.8203 | -1902044.4281 | -658424.2213 | 415611.0766 | -7973909.5419 | -7118835.7207 | -6354554.824 | -5672011.7451 | -5063006.7073 | -4520117.6329 | -4036629.36 | -3606469.1163 | -3224147.7066 | -2884705.921 | -2583665.7082 | -2316985.7013 | -2081020.7168 | -1872484.8789 | 0 | 0 | 0 | 0 | 0 |  | 30
Fixed O&M | $-yr | 166700000 | NPV w/ Load Cost Savings |  | 1213076069.1616 | 174799426.849 | 100201481.9639 | 36748661.3878 | -16888801.7256 | -61897436.9596 | -56579689.7722 | -51712721.2636 | -47258680.7023 | -43182873.8411 | -39453501.0095 | -45353490.2948 | -42164337.9693 | -39211724.5172 | -36477494.0745 | -33944914.3825 | -31598563.6718 | -29424226.6105 | -27408798.5862 | -25540197.6503 | -23807283.5083 | -22199782.987 | -20708221.4605 | -19323859.7526 | -18038636.0778 | 0 | 0 | 0 | 0 | 0
Adjusted Fixed O&M2 | $-yr | 114630982.659
Calculated Values |  |  | Tax Depreciation
Interest Rate (Real) |  | 2.383% | Depreciation Schedule |  | 10% | 18% | 14.4% | 11.52% | 9.22% | 7.37% | 6.55% | 6.55% | 6.56% | 6.55% | 3.28% | 0% | 0% | 0% | 0% | 0% | 0% | 0% | 0% | 0% | 0% | 0% | 0% | 0% | 0% | 0% | 0% | 0% | 0% | 0%
ROE Rate (Real) |  | 6.66% | Beginning Balance |  | 3421600000 | 3079440000 | 2463552000 | 1970841600 | 1576673280 | 1261201760 | 1009029840 | 784915040 | 560800240 | 336343280 | 112228480 | 0 | 0 | 0 | 0 | 0 | 0 | 0 | 0 | 0 | 0 | 0 | 0 | 0 | 0 | 0 | 0 | 0 | 0 | 0
WACC (Pre-tax) |  | 4.436% | Depreciation |  | -342160000 | -615888000 | -492710400 | -394168320 | -315471520 | -252171920 | -224114800 | -224114800 | -224456960 | -224114800 | -112228480 | 0 | 0 | 0 | 0 | 0 | 0 | 0 | 0 | 0 | 0 | 0 | 0 | 0 | 0 | 0 | 0 | 0 | 0 | 0
Annual Debt Service Payment |  | -120403965.4379 | Ending Balance |  | 3079440000 | 2463552000 | 1970841600 | 1576673280 | 1261201760 | 1009029840 | 784915040 | 560800240 | 336343280 | 112228480 | 0 | 0 | 0 | 0 | 0 | 0 | 0 | 0 | 0 | 0 | 0 | 0 | 0 | 0 | 0 | 0 | 0 | 0 | 0 | 0
Debt Service
NPV of Plant Cash Flow |  |  | Beginning Balance |  | 1779232000 | 1739489811.3407 | 1697945903.9903 | 1654518596.7341 | 1609122505.3261 | 1561668374.6113 | 1512062903.0377 | 1460208559.2119 | 1406003390.1386 | 1349340820.7667 | 1290109444.4476 | 1228192803.8938 | 1163469162.2072 | 1095811263.5278 | 1025086082.8297 | 951154564.3757 | 873871348.3138 | 793084484.8789 | 708635135.6382 | 620357261.1926 | 528077294.719 | 431613800.714 | 330777118.2655 | 225368988.1526 | 115182163.04 | 0 | 0 | 0 | 0 | 0
Net Present Value |  | -888774713.2961 | Interest |  | -80661776.7787 | -78860058.0875 | -76976658.1817 | -75007874.0299 | -72949834.7231 | -70798493.8643 | -68549621.6121 | -66198796.3646 | -63741396.066 | -61172589.1188 | -58487324.884 | -55680323.7514 | -52746066.7585 | -49678784.7398 | -46472446.9839 | -43120749.376 | -39617102.003 | -35954616.1973 | -32126090.9923 | -28123998.9643 | -23940471.4329 | -19567282.9894 | -14995835.325 | -10217140.3253 | -5221802.3979 | 0 | 0 | 0 | 0 | 0
Plant Construction by Load |  |  | Principle |  | -39742188.6593 | -41543907.3504 | -43427307.2562 | -45396091.408 | -47454130.7148 | -49605471.5736 | -51854343.8258 | -54205169.0733 | -56662569.3719 | -59231376.3191 | -61916640.5539 | -64723641.6865 | -67657898.6794 | -70725180.6981 | -73931518.454 | -77283216.062 | -80786863.4349 | -84449349.2406 | -88277874.4456 | -92279966.4736 | -96463494.005 | -100836682.4485 | -105408130.1129 | -110186825.1126 | -115182163.04 | 0 | 0 | 0 | 0 | 0
Net Present Value of Savings |  | -849717597.455 | Ending Balance |  | 1739489811.3407 | 1697945903.9903 | 1654518596.7341 | 1609122505.3261 | 1561668374.6113 | 1512062903.0377 | 1460208559.2119 | 1406003390.1386 | 1349340820.7667 | 1290109444.4476 | 1228192803.8938 | 1163469162.2072 | 1095811263.5278 | 1025086082.8297 | 951154564.3757 | 873871348.3138 | 793084484.8789 | 708635135.6382 | 620357261.1926 | 528077294.719 | 431613800.714 | 330777118.2655 | 225368988.1526 | 115182163.04 | 8.3447e-07 | 0 | 0 | 0 | 0 | 0
Market Impact Calculation
Rest of State | Summer | Winter
ROS UCAP (Base) | 17371.6333 | 17784.0183
Average MCP | 2.4822 | 0.32167
Cost of ROS Capacity | 258721525.7778 | 34323155.3833
ROS UCAP (After Entry) | 17611.6333 | 18184.0183
Average MCP | 2.0014 | 0.05
Cost of ROS Capacity | 211484195.3406 | 5455205.5
ROS Delta |  | -76105280.3206
| Summer | Winter
GHI UCAP (base) | 5497.7056 | 5363.2673
Average MCP (base) | 5.8844 | 0.68889
Cost of GHI Capacity (base) | 194105657.4815 | 22168171.6444
GHI UCAP (impact) | 5737.7056 | 5763.2673
Average MCP (impact) | 4.1902 | 0.05
Cost of GHI Capacity (impact) | 144252188.3831 | 1728980.2
G-J Delta |  | -70292660.5428
| Summer | Winter
NYC UCAP (base) | 9805.7444 | 10554.1778
Average MCP (base) | 14.1017 | 4.63
Cost of NYC Capacity (base) | 829664037.4444 | 293195058.6667
NYC UCAP (impact) | 10045.7444 | 10954.1778
Average MCP (impact) | 10.7695 | 0.05
Cost of NYC Capacity (impact) | 649126975.8904 | 3286253.3333
NYC Delta |  | -470445866.8874
2The "Property Tax Expense" line item on the "Capital Cost & O&M Assumptions sheet uses 2.0% of capital costs to estimate the offshore wind property tax expense. Federal lease expenses are not included in this value. The estimate for Property Tax Expense is thus inaccurate, as it is likely only the interconnection would be subject to NYC property tax, and it is certain that these units have a Federal lease expense. The adjustment to fixed O&M here removes the "Property Tax Expense" Other O&M line item. The Offshore Wind Estimated Federal Lease cost from the "Assumptions" sheet, multiplied by the Plant Installed Capacity is then substituted for this value.
1Note that "Electrical Interconnection & Deliverability (SUDs)" and "Legal Costs" were excluded from CAPEX to calculate the ITC basis for solar, land-based wind, and offshore wind.

## RoR G
Renewable Exemption Technologies Analysis
Hypothetical Run-of-River Hydro unit Built in Load Zone G
Inputs |  |  | Calendar Year | 2021-05-01 | 2022-05-01 | 2023-05-01 | 2024-05-01 | 2025-05-01 | 2026-05-01 | 2027-05-01 | 2028-05-01 | 2029-05-01 | 2030-05-01 | 2031-05-01 | 2032-05-01 | 2033-05-01 | 2034-05-01 | 2035-05-01 | 2036-05-01 | 2037-05-01 | 2038-05-01 | 2039-05-01 | 2040-05-01 | 2041-05-01 | 2042-05-01 | 2043-05-01 | 2044-05-01 | 2045-05-01 | 2046-05-01 | 2047-05-01 | 2048-05-01 | 2049-05-01 | 2050-05-01 | 2051-05-01 | MACRS | Straight Line | MACRSw50BonusDepreciation
Technology | Type | ROR | Period |  | 1 | 2 | 3 | 4 | 5 | 6 | 7 | 8 | 9 | 10 | 11 | 12 | 13 | 14 | 15 | 16 | 17 | 18 | 19 | 20 | 21 | 22 | 23 | 24 | 25 | 26 | 27 | 28 | 29 | 30 | 3 | 1 | 5
Load Zone | Zone | G | Escalation Factor (Inflation Escalation) |  | 1 | 1.021 | 1.0424 | 1.0643 | 1.0867 | 1.1095 | 1.1328 | 1.1566 | 1.1809 | 1.2057 | 1.231 | 1.2568 | 1.2832 | 1.3102 | 1.3377 | 1.3658 | 1.3945 | 1.4238 | 1.4537 | 1.4842 | 1.5154 | 1.5472 | 1.5797 | 1.6128 | 1.6467 | 1.6813 | 1.7166 | 1.7526 | 1.7895 | 1.827 | 5 | 2 | 7
Plant Installed Capacity | MW ICAP | 5 | [32 empty] | 7 | 3
Installed Project Capital Costs | $ ICAP | 40385000 | Cash Flow | [31 empty] | 10 | 4
Capacity Derating Factor - Summer | % | 48.44% | Revenue | [31 empty] | 15 | 5
Capacity Derating Factor - Winter | % | 60.27% | ICAP - Summer |  | 85264.2795 | 87105.5664 | 88986.5858 | 90908.1944 | 92871.2675 | 94876.6991 | 96869.1098 | 98903.3611 | 100980.3317 | 103100.9187 | 105266.0379 | 107476.6247 | 109733.6339 | 112038.0402 | 114390.839 | 116793.0466 | 119245.7006 | 121749.8603 | 124306.6074 | 126917.0461 | 0 | 0 | 0 | 0 | 0 | 0 | 0 | 0 | 0 | 0 | 20 | 6
Revenue |  |  | ICAP - Winter |  | 12077.2097 | 12408.1392 | 12747.6418 | 13095.9314 | 13453.2275 | 13819.7548 | 14109.9696 | 14406.279 | 14708.8108 | 15017.6959 | 15333.0675 | 15655.0619 | 15983.8182 | 16319.4784 | 16662.1874 | 17012.0934 | 17369.3473 | 17734.1036 | 18106.5198 | 18486.7567 | 0 | 0 | 0 | 0 | 0 | 0 | 0 | 0 | 0 | 0 |  | 7
Federal Incentive, PTC | $/MWh | 13 | Net E&AS |  | 400433.1069 | 408842.2022 | 417427.8884 | 426193.8741 | 435143.9454 | 444281.9683 | 453611.8896 | 463137.7393 | 472863.6318 | 482793.7681 | 492932.4372 | 503284.0184 | 513852.9828 | 524643.8954 | 535661.4172 | 546910.307 | 558395.4234 | 570121.7273 | 582094.2836 | 594318.2636 | 0 | 0 | 0 | 0 | 0 | 0 | 0 | 0 | 0 | 0 |  | 8
Renewable Energy Credit, REC | $/MWh | 22.33 | REC revenue |  | 289357.8121 | 295434.3262 | 301638.447 | 307972.8544 | 314440.2844 | 321043.5303 | 327785.4445 | 334668.9388 | 341696.9865 | 348872.6233 | 356198.9483 | 363679.1263 | 371316.3879 | 379114.0321 | 387075.4267 | 395204.0107 | 403503.2949 | 411976.8641 | 420628.3782 | 429461.5742 | 0 | 0 | 0 | 0 | 0 | 0 | 0 | 0 | 0 | 0 |  | 9
Net E&AS | $-yr | 400433.1069 | Gross Margin |  | 787132.4083 | 803790.234 | 820800.563 | 838170.8543 | 855908.7248 | 874021.9525 | 892376.4135 | 911116.3182 | 930249.7609 | 949785.0059 | 969730.491 | 990094.8313 | 1010886.8228 | 1032115.446 | 1053789.8704 | 1075919.4577 | 1098513.7663 | 1121582.5554 | 1145135.7891 | 1169183.6406 | 0 | 0 | 0 | 0 | 0 | 0 | 0 | 0 | 0 | 0 |  | 10
REC revenue | $-yr | 289357.8121 | Operating Costs | [32 empty] | 11
ICAP Price - Summer | $/kW-Capability Season | 35306.6667 | Fixed O&M |  | -1729000 | -1765309 | -1802380.489 | -1840230.4793 | -1878875.3193 | -1918331.701 | -1958616.6668 | -1999747.6168 | -2041742.3167 | -2084618.9054 | -2128395.9024 | -2173092.2163 | -2218727.1529 | -2265320.4231 | -2312892.152 | -2361462.8872 | -2411053.6078 | -2461685.7336 | -2513381.134 | -2566162.1378 | 0 | 0 | 0 | 0 | 0 | 0 | 0 | 0 | 0 | 0 |  | 12
ICAP Price - Winter | $/kW-Capability Season | 4133.3333 | Total |  | -1729000 | -1765309 | -1802380.489 | -1840230.4793 | -1878875.3193 | -1918331.701 | -1958616.6668 | -1999747.6168 | -2041742.3167 | -2084618.9054 | -2128395.9024 | -2173092.2163 | -2218727.1529 | -2265320.4231 | -2312892.152 | -2361462.8872 | -2411053.6078 | -2461685.7336 | -2513381.134 | -2566162.1378 | 0 | 0 | 0 | 0 | 0 | 0 | 0 | 0 | 0 | 0 |  | 13
Market Share NYC | % | 0% | [33 empty] | 14
Market Share GHI | % | 100% | EBITDA |  | -941867.5917 | -961518.766 | -981579.926 | -1002059.625 | -1022966.5945 | -1044309.7485 | -1066240.2532 | -1088631.2986 | -1111492.5558 | -1134833.8995 | -1158665.4114 | -1182997.385 | -1207840.3301 | -1233204.977 | -1259102.2816 | -1285543.4295 | -1312539.8415 | -1340103.1782 | -1368245.3449 | -1396978.4971 | 0 | 0 | 0 | 0 | 0 | 0 | 0 | 0 | 0 | 0 |  | 15
Market Share ROS | % | 100% | Interest |  | -952047.5378 | -921806.3112 | -890194.0937 | -857148.7311 | -822605.2515 | -786495.7375 | -748749.1928 | -709291.4022 | -668044.7861 | -624928.2479 | -579857.0143 | -532742.4689 | -483491.9778 | -432008.7075 | -378191.4347 | -321934.3469 | -263126.8347 | -201653.2742 | -137392.7997 | -70219.066 | 0 | 0 | 0 | 0 | 0 | 0 | 0 | 0 | 0 | 0 |  | 16
Impact |  | 2219162.2151 | Tax Depreciation |  | -8077000 | -12923200 | -7753920 | -4652352 | -4652352 | -2326176 | 0 | 0 | 0 | 0 | 0 | 0 | 0 | 0 | 0 | 0 | 0 | 0 | 0 | 0 | 0 | 0 | 0 | 0 | 0 | 0 | 0 | 0 | 0 | 0 |  | 17
Capacity Price Effect Longevity | yr | 5 | EBT |  | -9970915.1295 | -14806525.0772 | -9625694.0197 | -6511560.356 | -6497923.846 | -4156981.486 | -1814989.446 | -1797922.7007 | -1779537.3419 | -1759762.1474 | -1738522.4257 | -1715739.8539 | -1691332.3079 | -1665213.6845 | -1637293.7162 | -1607477.7763 | -1575666.6762 | -1541756.4524 | -1505638.1446 | -1467197.5632 | 0 | 0 | 0 | 0 | 0 | 0 | 0 | 0 | 0 | 0 |  | 18
Taxes on Load Cost Savings |  | YES | [33 empty] | 19
Tax Credit |  | YES | Production Tax Credit, Federal |  | 168457.3022 | 168457.3022 | 168457.3022 | 168457.3022 | 168457.3022 | 168457.3022 | 168457.3022 | 168457.3022 | 168457.3022 | 168457.3022 | 0 | 0 | 0 | 0 | 0 | 0 | 0 | 0 | 0 | 0 | 0 | 0 | 0 | 0 | 0 | 0 | 0 | 0 | 0 | 0 |  | 20
Financing Parameters |  |  | Taxes |  | 0 | 0 | 0 | 0 | 0 | 0 | 0 | 0 | 0 | 0 | 0 | 0 | 0 | 0 | 0 | 0 | 0 | 0 | 0 | 0 | 0 | 0 | 0 | 0 | 0 | 0 | 0 | 0 | 0 | 0 |  | 21
Debt Portion | % | 52% | Remaining Tax Credit |  | 168457.3022 | 336914.6044 | 505371.9066 | 673829.2087 | 842286.5109 | 1010743.8131 | 1179201.1153 | 1347658.4175 | 1516115.7197 | 1684573.0219 | 1684573.0219 | 1684573.0219 | 1684573.0219 | 1684573.0219 | 1684573.0219 | 1684573.0219 | 1684573.0219 | 1684573.0219 | 1684573.0219 | 1684573.0219 | 0 | 0 | 0 | 0 | 0 | 0 | 0 | 0 | 0 | 0 |  | 22
Equity Portion | % | 48% | Cash Taxes |  | 0 | 0 | 0 | 0 | 0 | 0 | 0 | 0 | 0 | 0 | 0 | 0 | 0 | 0 | 0 | 0 | 0 | 0 | 0 | 0 | 0 | 0 | 0 | 0 | 0 | 0 | 0 | 0 | 0 | 0 |  | 23
Interest Rate (Nominal) | % | 4.534% | Principle Payment |  | -667058.9231 | -697300.1496 | -728912.3671 | -761957.7297 | -796501.2093 | -832610.7233 | -870357.2681 | -909815.0587 | -951061.6747 | -994178.2129 | -1039249.4465 | -1086363.9919 | -1135614.483 | -1187097.7533 | -1240915.0262 | -1297172.114 | -1355979.6261 | -1417453.1866 | -1481713.6611 | -1548887.3948 | 0 | 0 | 0 | 0 | 0 | 0 | 0 | 0 | 0 | 0
ROE Rate (Nominal) | % | 8.9% | After Tax Cash Flow - Base Case |  | -2560974.0525 | -2580625.2268 | -2600686.3868 | -2621166.0858 | -2642073.0553 | -2663416.2093 | -2685346.7141 | -2707737.7594 | -2730599.0166 | -2753940.3603 | -2777771.8722 | -2802103.8458 | -2826946.7909 | -2852311.4379 | -2878208.7424 | -2904649.8903 | -2931646.3023 | -2959209.639 | -2987351.8057 | -3016084.958 | 0 | 0 | 0 | 0 | 0 | 0 | 0 | 0 | 0 | 0
Inflation | % | 2.1% | [33 empty] | 24
Composite Tax Rate | % | 27.5% | Load Cost Savings |  | 2219162.2151 | 1775329.7721 | 1331497.3291 | 887664.886 | 443832.443 | 0 | 0 | 0 | 0 | 0 | 0 | 0 | 0 | 0 | 0 | 0 | 0 | 0 | 0 | 0 | 0 | 0 | 0 | 0 | 0 | 0 | 0 | 0 | 0 | 0 |  | 25
Amortization Period | yr | 20 | Taxes |  | -610269.6092 | -488215.6873 | -366161.7655 | -244107.8437 | -122053.9218 | 0 | 0 | 0 | 0 | 0 | 0 | 0 | 0 | 0 | 0 | 0 | 0 | 0 | 0 | 0 | 0 | 0 | 0 | 0 | 0 | 0 | 0 | 0 | 0 | 0 |  | 26
PTC Horizon | yr | 10 | Load REC Cost |  | -289357.8121 | -295434.3262 | -301638.447 | -307972.8544 | -314440.2844 | -321043.5303 | -327785.4445 | -334668.9388 | -341696.9865 | -348872.6233 | -356198.9483 | -363679.1263 | -371316.3879 | -379114.0321 | -387075.4267 | -395204.0107 | -403503.2949 | -411976.8641 | -420628.3782 | -429461.5742 | 0 | 0 | 0 | 0 | 0 | 0 | 0 | 0 | 0 | 0 |  | 27
Depreciation Type |  | MACRS | After Tax Cash Flow - Load Cost Savings |  | -1241439.2587 | -1588945.4682 | -1936989.2703 | -2285581.8978 | -2634734.8185 | -2984459.7397 | -3013132.1585 | -3042406.6982 | -3072296.0032 | -3102812.9836 | -3133970.8205 | -3165782.9721 | -3198263.1788 | -3231425.4699 | -3265284.1691 | -3299853.901 | -3335149.5972 | -3371186.5031 | -3407980.184 | -3445546.5322 | 0 | 0 | 0 | 0 | 0 | 0 | 0 | 0 | 0 | 0 |  | 28
Tax Depreciation Schedule |  | 5 | [33 empty] | 29
Operating Costs |  |  | NPV Base Case |  | -2454094.2529 | -2270822.1343 | -2101446.2439 | -1944898.5879 | -1800194.2207 | -1666424.7218 | -1542833.8133 | -1428556.768 | -1322881.5259 | -1225151.1534 | -1134759.5293 | -1051147.3723 | -973798.5808 | -902236.862 | -836022.6265 | -774750.1274 | -718044.8246 | -665560.9565 | -616979.302 | -572005.1191 | 0 | 0 | 0 | 0 | 0 | 0 | 0 | 0 | 0 | 0 |  | 30
Fixed O&M | $-yr | 1729000 | NPV w/ Load Cost Savings |  | -1189628.9801 | -1398193.1595 | -1565155.5863 | -1695895.9716 | -1795194.2638 | -1867292.6424 | -1731159.0171 | -1605122.455 | -1488421.9909 | -1380354.84 | -1280271.893 | -1187573.5646 | -1101705.9658 | -1022157.3763 | -948454.9911 | -880161.922 | -816874.4319 | -758219.3853 | -703851.8969 | -653453.1626 | 0 | 0 | 0 | 0 | 0 | 0 | 0 | 0 | 0 | 0
Calculated Values
Interest Rate (Real) |  | 2.383% | Tax Depreciation
ROE Rate (Real) |  | 6.66% | Depreciation Schedule |  | 20% | 32% | 19.2% | 11.52% | 11.52% | 5.76% | 0% | 0% | 0% | 0% | 0% | 0% | 0% | 0% | 0% | 0% | 0% | 0% | 0% | 0% | 0% | 0% | 0% | 0% | 0% | 0% | 0% | 0% | 0% | 0%
WACC (Pre-tax) |  | 4.436% | Beginning Balance |  | 40385000 | 32308000 | 19384800 | 11630880 | 6978528 | 2326176 | 0 | 0 | 0 | 0 | 0 | 0 | 0 | 0 | 0 | 0 | 0 | 0 | 0 | 0 | 0 | 0 | 0 | 0 | 0 | 0 | 0 | 0 | 0 | 0
Annual Debt Service Payment |  | -1619106.4608 | Depreciation |  | -8077000 | -12923200 | -7753920 | -4652352 | -4652352 | -2326176 | 0 | 0 | 0 | 0 | 0 | 0 | 0 | 0 | 0 | 0 | 0 | 0 | 0 | 0 | 0 | 0 | 0 | 0 | 0 | 0 | 0 | 0 | 0 | 0
|  |  | Ending Balance |  | 32308000 | 19384800 | 11630880 | 6978528 | 2326176 | 0 | 0 | 0 | 0 | 0 | 0 | 0 | 0 | 0 | 0 | 0 | 0 | 0 | 0 | 0 | 0 | 0 | 0 | 0 | 0 | 0 | 0 | 0 | 0 | 0
NPV of Plant Cash Flow |  |  | Debt Service
Net Present Value |  | -45387408.7226 | Beginning Balance |  | 21000200 | 20333141.0769 | 19635840.9274 | 18906928.5603 | 18144970.8305 | 17348469.6212 | 16515858.8979 | 15645501.6298 | 14735686.5711 | 13784624.8964 | 12790446.6835 | 11751197.237 | 10664833.2451 | 9529218.762 | 8342121.0087 | 7101205.9826 | 5804033.8686 | 4448054.2425 | 3030601.0559 | 1548887.3948 | 0 | 0 | 0 | 0 | 0 | 0 | 0 | 0 | 0 | 0
Plant Construction by Load |  |  | Interest |  | -952047.5378 | -921806.3112 | -890194.0937 | -857148.7311 | -822605.2515 | -786495.7375 | -748749.1928 | -709291.4022 | -668044.7861 | -624928.2479 | -579857.0143 | -532742.4689 | -483491.9778 | -432008.7075 | -378191.4347 | -321934.3469 | -263126.8347 | -201653.2742 | -137392.7997 | -70219.066 | 0 | 0 | 0 | 0 | 0 | 0 | 0 | 0 | 0 | 0
Net Present Value of Savings |  | -44453943.4962 | Principle |  | -667058.9231 | -697300.1496 | -728912.3671 | -761957.7297 | -796501.2093 | -832610.7233 | -870357.2681 | -909815.0587 | -951061.6747 | -994178.2129 | -1039249.4465 | -1086363.9919 | -1135614.483 | -1187097.7533 | -1240915.0262 | -1297172.114 | -1355979.6261 | -1417453.1866 | -1481713.6611 | -1548887.3948 | 0 | 0 | 0 | 0 | 0 | 0 | 0 | 0 | 0 | 0
|  |  | Ending Balance |  | 20333141.0769 | 19635840.9274 | 18906928.5603 | 18144970.8305 | 17348469.6212 | 16515858.8979 | 15645501.6298 | 14735686.5711 | 13784624.8964 | 12790446.6835 | 11751197.237 | 10664833.2451 | 9529218.762 | 8342121.0087 | 7101205.9826 | 5804033.8686 | 4448054.2425 | 3030601.0559 | 1548887.3948 | 2.5611e-09 | 0 | 0 | 0 | 0 | 0 | 0 | 0 | 0 | 0 | 0
Market Impact Calculation
Rest of State | Summer | Winter
ROS UCAP (Base) | 17371.6333 | 17784.0183
Average MCP | 2.4822 | 0.32167
Cost of ROS Capacity | 258721525.7778 | 34323155.3833
ROS UCAP (After Entry) | 17374.0553 | 17787.0318
Average MCP | 2.4774 | 0.31591
Cost of ROS Capacity | 258251739.6347 | 33714229.0712
ROS Delta |  | -1078712.4551
| Summer | Winter
GHI UCAP (base) | 5497.7056 | 5363.2673
Average MCP (base) | 5.8844 | 0.68889
Cost of GHI Capacity (base) | 194105657.4815 | 22168171.6444
GHI UCAP (impact) | 5500.1276 | 5366.2808
Average MCP (impact) | 5.8673 | 0.66795
Cost of GHI Capacity (impact) | 193626925.4417 | 21506453.9243
G-J Delta |  | -1140449.76
| Summer | Winter
NYC UCAP (base) | 9805.7444 | 10554.1778
Average MCP (base) | 14.1017 | 4.63
Cost of NYC Capacity (base) | 829664037.4444 | 293195058.6667
NYC UCAP (impact) | 9808.1664 | 10557.1913
Average MCP (impact) | 14.068 | 4.5882
Cost of NYC Capacity (impact) | 827890051.7108 | 290628205.0198
NYC Delta |  | -4340839.3805

## Landfill G
Renewable Exemption Technologies Analysis
Hypothetical Landfill Gas unit Built in Load Zone G
Inputs |  |  | Calendar Year | 2021-05-01 | 2022-05-01 | 2023-05-01 | 2024-05-01 | 2025-05-01 | 2026-05-01 | 2027-05-01 | 2028-05-01 | 2029-05-01 | 2030-05-01 | 2031-05-01 | 2032-05-01 | 2033-05-01 | 2034-05-01 | 2035-05-01 | 2036-05-01 | 2037-05-01 | 2038-05-01 | 2039-05-01 | 2040-05-01 | 2041-05-01 | 2042-05-01 | 2043-05-01 | 2044-05-01 | 2045-05-01 | 2046-05-01 | 2047-05-01 | 2048-05-01 | 2049-05-01 | 2050-05-01 | 2051-05-01 | MACRS | Straight Line | MACRSw50BonusDepreciation
Technology | Type | Landfill | Period |  | 1 | 2 | 3 | 4 | 5 | 6 | 7 | 8 | 9 | 10 | 11 | 12 | 13 | 14 | 15 | 16 | 17 | 18 | 19 | 20 | 21 | 22 | 23 | 24 | 25 | 26 | 27 | 28 | 29 | 30 | 3 | 1 | 5
Load Zone | Zone | G | Escalation Factor (Inflation Escalation) |  | 1 | 1.021 | 1.0424 | 1.0643 | 1.0867 | 1.1095 | 1.1328 | 1.1566 | 1.1809 | 1.2057 | 1.231 | 1.2568 | 1.2832 | 1.3102 | 1.3377 | 1.3658 | 1.3945 | 1.4238 | 1.4537 | 1.4842 | 1.5154 | 1.5472 | 1.5797 | 1.6128 | 1.6467 | 1.6813 | 1.7166 | 1.7526 | 1.7895 | 1.827 | 5 | 2 | 7
Plant Installed Capacity | MW ICAP | 10 | [32 empty] | 7 | 3
Installed Project Capital Costs | $ ICAP | 23050000 | Cash Flow | [31 empty] | 10 | 4
Capacity Derating Factor - Summer | % | 65.13% | Revenue | [31 empty] | 15 | 5
Capacity Derating Factor - Winter | % | 60.97% | ICAP - Summer |  | 228155.59 | 233313.7497 | 238587.9354 | 243980.7456 | 249494.8365 | 255132.9238 | 260490.7152 | 265961.0202 | 271546.2016 | 277248.6718 | 283070.8939 | 289015.3827 | 295084.7058 | 301281.4846 | 307608.3958 | 314068.1721 | 320663.6037 | 327397.5394 | 334272.8877 | 341292.6183 | 0 | 0 | 0 | 0 | 0 | 0 | 0 | 0 | 0 | 0 | 20 | 6
Revenue |  |  | ICAP - Winter |  | 23651.191 | 24464.3234 | 25301.1772 | 26162.3901 | 27048.6161 | 27960.5259 | 28547.697 | 29147.1986 | 29759.2898 | 30384.2349 | 31022.3038 | 31673.7722 | 32338.9214 | 33018.0387 | 33711.4175 | 34419.3573 | 35142.1638 | 35880.1493 | 36633.6324 | 37402.9387 | 0 | 0 | 0 | 0 | 0 | 0 | 0 | 0 | 0 | 0 |  | 7
Federal Incentive, PTC | $/MWh | 13 | Net E&AS |  | 1640797.4004 | 1675254.1458 | 1710434.4828 | 1746353.607 | 1783027.0327 | 1820470.6004 | 1858700.483 | 1897733.1931 | 1937585.5902 | 1978274.8876 | 2019818.6602 | 2062234.8521 | 2105541.784 | 2149758.1615 | 2194903.0828 | 2240996.0476 | 2288056.9646 | 2336106.1608 | 2385164.3902 | 2435252.8424 | 0 | 0 | 0 | 0 | 0 | 0 | 0 | 0 | 0 | 0 |  | 8
Renewable Energy Credit, REC | $/MWh | 22.33 | REC revenue |  | 1267420.1907 | 1294036.0147 | 1321210.771 | 1348956.1972 | 1377284.2774 | 1406207.2472 | 1435737.5994 | 1465888.089 | 1496671.7389 | 1528101.8454 | 1560191.9841 | 1592956.0158 | 1626408.0921 | 1660562.6621 | 1695434.478 | 1731038.602 | 1767390.4126 | 1804505.6113 | 1842400.2291 | 1881090.6339 | 0 | 0 | 0 | 0 | 0 | 0 | 0 | 0 | 0 | 0 |  | 9
Net E&AS | $-yr | 1640797.4004 | Gross Margin |  | 3160024.3721 | 3227068.2336 | 3295534.3665 | 3365452.9399 | 3436854.7627 | 3509771.2973 | 3583476.4945 | 3658729.5009 | 3735562.8204 | 3814009.6396 | 3894103.8421 | 3975880.0228 | 4059373.5032 | 4144620.3468 | 4231657.3741 | 4320522.179 | 4411253.1447 | 4503889.4607 | 4598471.1394 | 4695039.0334 | 0 | 0 | 0 | 0 | 0 | 0 | 0 | 0 | 0 | 0 |  | 10
REC revenue | $-yr | 1267420.1907 | Operating Costs | [32 empty] | 11
ICAP Price - Summer | $/kW-Capability Season | 35306.6667 | Fixed O&M |  | -1157000 | -1181297 | -1206104.237 | -1231432.426 | -1257292.5069 | -1283695.6496 | -1310653.2582 | -1338176.9766 | -1366278.6931 | -1394970.5457 | -1424264.9272 | -1454174.4906 | -1484712.1549 | -1515891.1102 | -1547724.8235 | -1580227.0448 | -1613411.8127 | -1647293.4608 | -1681886.6235 | -1717206.2426 | 0 | 0 | 0 | 0 | 0 | 0 | 0 | 0 | 0 | 0 |  | 12
ICAP Price - Winter | $/kW-Capability Season | 4133.3333 | Total |  | -1157000 | -1181297 | -1206104.237 | -1231432.426 | -1257292.5069 | -1283695.6496 | -1310653.2582 | -1338176.9766 | -1366278.6931 | -1394970.5457 | -1424264.9272 | -1454174.4906 | -1484712.1549 | -1515891.1102 | -1547724.8235 | -1580227.0448 | -1613411.8127 | -1647293.4608 | -1681886.6235 | -1717206.2426 | 0 | 0 | 0 | 0 | 0 | 0 | 0 | 0 | 0 | 0 |  | 13
Market Share NYC | % | 0% | [33 empty] | 14
Market Share GHI | % | 100% | EBITDA |  | 2003024.3721 | 2045771.2336 | 2089430.1295 | 2134020.5139 | 2179562.2557 | 2226075.6477 | 2272823.2363 | 2320552.5243 | 2369284.1273 | 2419039.094 | 2469838.9149 | 2521705.5321 | 2574661.3483 | 2628729.2366 | 2683932.5506 | 2740295.1342 | 2797841.332 | 2856595.9999 | 2916584.5159 | 2977832.7908 | 0 | 0 | 0 | 0 | 0 | 0 | 0 | 0 | 0 | 0 |  | 15
Market Share ROS | % | 100% | Interest |  | -543387.291 | -526126.9153 | -508084.0376 | -489223.1831 | -469507.2687 | -448897.53 | -427353.4454 | -404832.6562 | -381290.8832 | -356681.8401 | -330957.142 | -304066.2104 | -275956.174 | -246571.7645 | -215855.2078 | -183746.1111 | -150181.3431 | -115094.9108 | -78417.8292 | -40077.9862 | 0 | 0 | 0 | 0 | 0 | 0 | 0 | 0 | 0 | 0 |  | 16
Impact |  | 5123912.0368 | Tax Depreciation |  | -4610000 | -7376000 | -4425600 | -2655360 | -2655360 | -1327680 | 0 | 0 | 0 | 0 | 0 | 0 | 0 | 0 | 0 | 0 | 0 | 0 | 0 | 0 | 0 | 0 | 0 | 0 | 0 | 0 | 0 | 0 | 0 | 0 |  | 17
Capacity Price Effect Longevity | yr | 5 | EBT |  | -3150362.9188 | -5856355.6817 | -2844253.9082 | -1010562.6693 | -945305.013 | 449498.1177 | 1845469.7909 | 1915719.8681 | 1987993.244 | 2062357.2538 | 2138881.7729 | 2217639.3217 | 2298705.1743 | 2382157.4722 | 2468077.3428 | 2556549.0231 | 2647659.9889 | 2741501.0892 | 2838166.6867 | 2937754.8046 | 0 | 0 | 0 | 0 | 0 | 0 | 0 | 0 | 0 | 0 |  | 18
Taxes on Load Cost Savings |  | YES | [33 empty] | 19
Tax Credit |  | YES | Production Tax Credit, Federal |  | 737862.18 | 737862.18 | 737862.18 | 737862.18 | 737862.18 | 737862.18 | 737862.18 | 737862.18 | 737862.18 | 737862.18 | 0 | 0 | 0 | 0 | 0 | 0 | 0 | 0 | 0 | 0 | 0 | 0 | 0 | 0 | 0 | 0 | 0 | 0 | 0 | 0 |  | 20
Financing Parameters |  |  | Taxes |  | 0 | 0 | 0 | 0 | 0 | -123611.9824 | -507504.1925 | -526822.9637 | -546698.1421 | -567148.2448 | -588192.4876 | -609850.8135 | -632143.9229 | -655093.3048 | -678721.2693 | -703050.9814 | -728106.497 | -753912.7995 | -780495.8388 | -807882.5713 | 0 | 0 | 0 | 0 | 0 | 0 | 0 | 0 | 0 | 0 |  | 21
Debt Portion | % | 52% | Remaining Tax Credit |  | 737862.18 | 1475724.36 | 2213586.54 | 2951448.72 | 3689310.9 | 4303561.0977 | 4533919.0852 | 4744958.3014 | 4936122.3393 | 5106836.2745 | 4518643.787 | 3908792.9735 | 3276649.0506 | 2621555.7457 | 1942834.4765 | 1239783.4951 | 511676.9982 | 0 | 0 | 0 | 0 | 0 | 0 | 0 | 0 | 0 | 0 | 0 | 0 | 0 |  | 22
Equity Portion | % | 48% | Cash Taxes |  | 0 | 0 | 0 | 0 | 0 | -29217.3777 | -119955.5364 | -124521.7914 | -129219.5609 | -134053.2215 | -139027.3152 | -144146.5559 | -149415.8363 | -154840.2357 | -160425.0273 | -166175.6865 | -216429.4988 | -753912.7995 | -780495.8388 | -807882.5713 | 0 | 0 | 0 | 0 | 0 | 0 | 0 | 0 | 0 | 0 |  | 23
Interest Rate (Nominal) | % | 4.534% | Principle Payment |  | -380728.1955 | -397988.5712 | -416031.4488 | -434892.3033 | -454608.2178 | -475217.9565 | -496762.0411 | -519282.8303 | -542824.6032 | -567433.6463 | -593158.3445 | -620049.2761 | -648159.3125 | -677543.722 | -708260.2786 | -740369.3754 | -773934.1434 | -809020.5757 | -845697.6572 | -884037.5003 | 0 | 0 | 0 | 0 | 0 | 0 | 0 | 0 | 0 | 0
ROE Rate (Nominal) | % | 8.9% | After Tax Cash Flow - Base Case |  | 1078908.8857 | 1121655.7471 | 1165314.643 | 1209905.0274 | 1255446.7692 | 1272742.7836 | 1228752.2134 | 1271915.2464 | 1315949.0799 | 1360870.386 | 1406696.1132 | 1453443.4897 | 1501130.0255 | 1549773.5144 | 1599392.0368 | 1650003.9612 | 1657296.3467 | 1178567.7139 | 1211973.1906 | 1245834.733 | 0 | 0 | 0 | 0 | 0 | 0 | 0 | 0 | 0 | 0
Inflation | % | 2.1% | [33 empty] | 24
Composite Tax Rate | % | 27.5% | Load Cost Savings |  | 5123912.0368 | 4099129.6294 | 3074347.2221 | 2049564.8147 | 1024782.4074 | 0 | 0 | 0 | 0 | 0 | 0 | 0 | 0 | 0 | 0 | 0 | 0 | 0 | 0 | 0 | 0 | 0 | 0 | 0 | 0 | 0 | 0 | 0 | 0 | 0 |  | 25
Amortization Period | yr | 20 | Taxes |  | -1409075.8101 | -1127260.6481 | -845445.4861 | -563630.324 | -281815.162 | 0 | 0 | 0 | 0 | 0 | 0 | 0 | 0 | 0 | 0 | 0 | 0 | 0 | 0 | 0 | 0 | 0 | 0 | 0 | 0 | 0 | 0 | 0 | 0 | 0 |  | 26
PTC Horizon | yr | 10 | Load REC Cost |  | -1267420.1907 | -1294036.0147 | -1321210.771 | -1348956.1972 | -1377284.2774 | -1406207.2472 | -1435737.5994 | -1465888.089 | -1496671.7389 | -1528101.8454 | -1560191.9841 | -1592956.0158 | -1626408.0921 | -1660562.6621 | -1695434.478 | -1731038.602 | -1767390.4126 | -1804505.6113 | -1842400.2291 | -1881090.6339 | 0 | 0 | 0 | 0 | 0 | 0 | 0 | 0 | 0 | 0 |  | 27
Depreciation Type |  | MACRS | After Tax Cash Flow - Load Cost Savings |  | 3526324.9216 | 2799488.7137 | 2073005.608 | 1346883.3208 | 621129.7372 | -133464.4636 | -206985.386 | -193972.8426 | -180722.6589 | -167231.4594 | -153495.8709 | -139512.526 | -125278.0666 | -110789.1476 | -96042.4411 | -81034.6408 | -110094.0659 | -625937.8974 | -630427.0385 | -635255.9009 | 0 | 0 | 0 | 0 | 0 | 0 | 0 | 0 | 0 | 0 |  | 28
Tax Depreciation Schedule |  | 5 | [33 empty] | 29
Operating Costs |  |  | NPV Base Case |  | 1033881.6565 | 987001.3945 | 941615.295 | 897746.4618 | 855407.0879 | 796319.4155 | 705964.8771 | 671041.0295 | 637532.1738 | 605413.2279 | 574655.4767 | 545227.2254 | 517094.3766 | 490220.9394 | 464569.4774 | 440101.5019 | 405919.7263 | 265073.7023 | 250309.4452 | 236274.46 | 0 | 0 | 0 | 0 | 0 | 0 | 0 | 0 | 0 | 0 |  | 30
Fixed O&M | $-yr | 1157000 | NPV w/ Load Cost Savings |  | 3379157.1279 | 2463411.1415 | 1675061.58 | 999384.0081 | 423210.918 | -83504.9666 | -118920.9761 | -102336.7999 | -87553.9269 | -74396.6058 | -62705.2581 | -52335.043 | -43154.5453 | -35044.5788 | -27897.0919 | -21614.1706 | -26965.2155 | -140780.7748 | -130202.4199 | -120477.2519 | 0 | 0 | 0 | 0 | 0 | 0 | 0 | 0 | 0 | 0
Calculated Values
Interest Rate (Real) |  | 2.383% | Tax Depreciation
ROE Rate (Real) |  | 6.66% | Depreciation Schedule |  | 20% | 32% | 19.2% | 11.52% | 11.52% | 5.76% | 0% | 0% | 0% | 0% | 0% | 0% | 0% | 0% | 0% | 0% | 0% | 0% | 0% | 0% | 0% | 0% | 0% | 0% | 0% | 0% | 0% | 0% | 0% | 0%
WACC (Pre-tax) |  | 4.436% | Beginning Balance |  | 23050000 | 18440000 | 11064000 | 6638400 | 3983040 | 1327680 | 0 | 0 | 0 | 0 | 0 | 0 | 0 | 0 | 0 | 0 | 0 | 0 | 0 | 0 | 0 | 0 | 0 | 0 | 0 | 0 | 0 | 0 | 0 | 0
Annual Debt Service Payment |  | -924115.4865 | Depreciation |  | -4610000 | -7376000 | -4425600 | -2655360 | -2655360 | -1327680 | 0 | 0 | 0 | 0 | 0 | 0 | 0 | 0 | 0 | 0 | 0 | 0 | 0 | 0 | 0 | 0 | 0 | 0 | 0 | 0 | 0 | 0 | 0 | 0
|  |  | Ending Balance |  | 18440000 | 11064000 | 6638400 | 3983040 | 1327680 | 0 | 0 | 0 | 0 | 0 | 0 | 0 | 0 | 0 | 0 | 0 | 0 | 0 | 0 | 0 | 0 | 0 | 0 | 0 | 0 | 0 | 0 | 0 | 0 | 0
NPV of Plant Cash Flow |  |  | Debt Service
Net Present Value |  | 1257368.9507 | Beginning Balance |  | 11986000 | 11605271.8045 | 11207283.2333 | 10791251.7844 | 10356359.4811 | 9901751.2633 | 9426533.3068 | 8929771.2657 | 8410488.4354 | 7867663.8322 | 7300230.1858 | 6707071.8414 | 6087022.5653 | 5438863.2528 | 4761319.5308 | 4053059.2521 | 3312689.8767 | 2538755.7333 | 1729735.1575 | 884037.5003 | 0 | 0 | 0 | 0 | 0 | 0 | 0 | 0 | 0 | 0
Plant Construction by Load |  |  | Interest |  | -543387.291 | -526126.9153 | -508084.0376 | -489223.1831 | -469507.2687 | -448897.53 | -427353.4454 | -404832.6562 | -381290.8832 | -356681.8401 | -330957.142 | -304066.2104 | -275956.174 | -246571.7645 | -215855.2078 | -183746.1111 | -150181.3431 | -115094.9108 | -78417.8292 | -40077.9862 | 0 | 0 | 0 | 0 | 0 | 0 | 0 | 0 | 0 | 0
Net Present Value of Savings |  | -3251664.8495 | Principle |  | -380728.1955 | -397988.5712 | -416031.4488 | -434892.3033 | -454608.2178 | -475217.9565 | -496762.0411 | -519282.8303 | -542824.6032 | -567433.6463 | -593158.3445 | -620049.2761 | -648159.3125 | -677543.722 | -708260.2786 | -740369.3754 | -773934.1434 | -809020.5757 | -845697.6572 | -884037.5003 | 0 | 0 | 0 | 0 | 0 | 0 | 0 | 0 | 0 | 0
|  |  | Ending Balance |  | 11605271.8045 | 11207283.2333 | 10791251.7844 | 10356359.4811 | 9901751.2633 | 9426533.3068 | 8929771.2657 | 8410488.4354 | 7867663.8322 | 7300230.1858 | 6707071.8414 | 6087022.5653 | 5438863.2528 | 4761319.5308 | 4053059.2521 | 3312689.8767 | 2538755.7333 | 1729735.1575 | 884037.5003 | 6.4028e-09 | 0 | 0 | 0 | 0 | 0 | 0 | 0 | 0 | 0 | 0
Market Impact Calculation
Rest of State | Summer | Winter
ROS UCAP (Base) | 17371.6333 | 17784.0183
Average MCP | 2.4822 | 0.32167
Cost of ROS Capacity | 258721525.7778 | 34323155.3833
ROS UCAP (After Entry) | 17378.1463 | 17790.1153
Average MCP | 2.4692 | 0.31001
Cost of ROS Capacity | 257457903.5944 | 33090942.5145
ROS Delta |  | -2495835.0522
| Summer | Winter
GHI UCAP (base) | 5497.7056 | 5363.2673
Average MCP (base) | 5.8844 | 0.68889
Cost of GHI Capacity (base) | 194105657.4815 | 22168171.6444
GHI UCAP (impact) | 5504.2186 | 5369.3643
Average MCP (impact) | 5.8385 | 0.64653
Cost of GHI Capacity (impact) | 192817170.6158 | 20828581.5255
G-J Delta |  | -2628076.9846
| Summer | Winter
NYC UCAP (base) | 9805.7444 | 10554.1778
Average MCP (base) | 14.1017 | 4.63
Cost of NYC Capacity (base) | 829664037.4444 | 293195058.6667
NYC UCAP (impact) | 9812.2574 | 10560.2748
Average MCP (impact) | 14.0112 | 4.5453
Cost of NYC Capacity (impact) | 824891392.9537 | 288000160.1166
NYC Delta |  | -9967543.0409

## Landfill H
Renewable Exemption Technologies Analysis
Hypothetical Landfill Gas unit Built in Load Zone H
Inputs |  |  | Calendar Year | 2021-05-01 | 2022-05-01 | 2023-05-01 | 2024-05-01 | 2025-05-01 | 2026-05-01 | 2027-05-01 | 2028-05-01 | 2029-05-01 | 2030-05-01 | 2031-05-01 | 2032-05-01 | 2033-05-01 | 2034-05-01 | 2035-05-01 | 2036-05-01 | 2037-05-01 | 2038-05-01 | 2039-05-01 | 2040-05-01 | 2041-05-01 | 2042-05-01 | 2043-05-01 | 2044-05-01 | 2045-05-01 | 2046-05-01 | 2047-05-01 | 2048-05-01 | 2049-05-01 | 2050-05-01 | 2051-05-01 | MACRS | Straight Line | MACRSw50BonusDepreciation
Technology | Type | Landfill | Period |  | 1 | 2 | 3 | 4 | 5 | 6 | 7 | 8 | 9 | 10 | 11 | 12 | 13 | 14 | 15 | 16 | 17 | 18 | 19 | 20 | 21 | 22 | 23 | 24 | 25 | 26 | 27 | 28 | 29 | 30 | 3 | 1 | 5
Load Zone | Zone | H | Escalation Factor (Inflation Escalation) |  | 1 | 1.021 | 1.0424 | 1.0643 | 1.0867 | 1.1095 | 1.1328 | 1.1566 | 1.1809 | 1.2057 | 1.231 | 1.2568 | 1.2832 | 1.3102 | 1.3377 | 1.3658 | 1.3945 | 1.4238 | 1.4537 | 1.4842 | 1.5154 | 1.5472 | 1.5797 | 1.6128 | 1.6467 | 1.6813 | 1.7166 | 1.7526 | 1.7895 | 1.827 | 5 | 2 | 7
Plant Installed Capacity | MW ICAP | 10 | [32 empty] | 7 | 3
Installed Project Capital Costs | $ ICAP | 24080000 | Cash Flow | [31 empty] | 10 | 4
Capacity Derating Factor - Summer | % | 65.13% | Revenue | [31 empty] | 15 | 5
Capacity Derating Factor - Winter | % | 60.97% | ICAP - Summer |  | 228155.59 | 233313.7497 | 238587.9354 | 243980.7456 | 249494.8365 | 255132.9238 | 260490.7152 | 265961.0202 | 271546.2016 | 277248.6718 | 283070.8939 | 289015.3827 | 295084.7058 | 301281.4846 | 307608.3958 | 314068.1721 | 320663.6037 | 327397.5394 | 334272.8877 | 341292.6183 | 0 | 0 | 0 | 0 | 0 | 0 | 0 | 0 | 0 | 0 | 20 | 6
Revenue |  |  | ICAP - Winter |  | 23651.191 | 24464.3234 | 25301.1772 | 26162.3901 | 27048.6161 | 27960.5259 | 28547.697 | 29147.1986 | 29759.2898 | 30384.2349 | 31022.3038 | 31673.7722 | 32338.9214 | 33018.0387 | 33711.4175 | 34419.3573 | 35142.1638 | 35880.1493 | 36633.6324 | 37402.9387 | 0 | 0 | 0 | 0 | 0 | 0 | 0 | 0 | 0 | 0 |  | 7
Federal Incentive, PTC | $/MWh | 13 | Net E&AS |  | 1667932.458 | 1702959.0397 | 1738721.1795 | 1775234.3243 | 1812514.2451 | 1850577.0442 | 1889439.1621 | 1929117.3846 | 1969628.8496 | 2010991.0555 | 2053221.8676 | 2096339.5269 | 2140362.6569 | 2185310.2727 | 2231201.7884 | 2278057.026 | 2325896.2235 | 2374740.0442 | 2424609.5852 | 2475526.3865 | 0 | 0 | 0 | 0 | 0 | 0 | 0 | 0 | 0 | 0 |  | 8
Renewable Energy Credit, REC | $/MWh | 22.33 | REC revenue |  | 1267420.1907 | 1294036.0147 | 1321210.771 | 1348956.1972 | 1377284.2774 | 1406207.2472 | 1435737.5994 | 1465888.089 | 1496671.7389 | 1528101.8454 | 1560191.9841 | 1592956.0158 | 1626408.0921 | 1660562.6621 | 1695434.478 | 1731038.602 | 1767390.4126 | 1804505.6113 | 1842400.2291 | 1881090.6339 | 0 | 0 | 0 | 0 | 0 | 0 | 0 | 0 | 0 | 0 |  | 9
Net E&AS | $-yr | 1667932.458 | Gross Margin |  | 3187159.4298 | 3254773.1275 | 3323821.0632 | 3394333.6572 | 3466341.975 | 3539877.7411 | 3614215.1737 | 3690113.6923 | 3767606.0798 | 3846725.8075 | 3927507.0495 | 4009984.6975 | 4094194.3762 | 4180172.4581 | 4267956.0797 | 4357583.1574 | 4449092.4037 | 4542523.3441 | 4637916.3344 | 4735312.5774 | 0 | 0 | 0 | 0 | 0 | 0 | 0 | 0 | 0 | 0 |  | 10
REC revenue | $-yr | 1267420.1907 | Operating Costs | [32 empty] | 11
ICAP Price - Summer | $/kW-Capability Season | 35306.6667 | Fixed O&M |  | -1181000 | -1205801 | -1231122.821 | -1256976.4002 | -1283372.9046 | -1310323.7356 | -1337840.5341 | -1365935.1853 | -1394619.8242 | -1423906.8405 | -1453808.8842 | -1484338.8707 | -1515509.987 | -1547335.6967 | -1579829.7464 | -1613006.171 | -1646879.3006 | -1681463.7659 | -1716774.505 | -1752826.7696 | 0 | 0 | 0 | 0 | 0 | 0 | 0 | 0 | 0 | 0 |  | 12
ICAP Price - Winter | $/kW-Capability Season | 4133.3333 | Total |  | -1181000 | -1205801 | -1231122.821 | -1256976.4002 | -1283372.9046 | -1310323.7356 | -1337840.5341 | -1365935.1853 | -1394619.8242 | -1423906.8405 | -1453808.8842 | -1484338.8707 | -1515509.987 | -1547335.6967 | -1579829.7464 | -1613006.171 | -1646879.3006 | -1681463.7659 | -1716774.505 | -1752826.7696 | 0 | 0 | 0 | 0 | 0 | 0 | 0 | 0 | 0 | 0 |  | 13
Market Share NYC | % | 0% | [33 empty] | 14
Market Share GHI | % | 100% | EBITDA |  | 2006159.4298 | 2048972.1275 | 2092698.2422 | 2137357.2569 | 2182969.0704 | 2229554.0055 | 2276374.6396 | 2324178.507 | 2372986.2557 | 2422818.967 | 2473698.1653 | 2525645.8268 | 2578684.3892 | 2632836.7613 | 2688126.3333 | 2744576.9863 | 2802213.103 | 2861059.5782 | 2921141.8293 | 2982485.8078 | 0 | 0 | 0 | 0 | 0 | 0 | 0 | 0 | 0 | 0 |  | 15
Market Share ROS | % | 100% | Interest |  | -567668.8055 | -549637.1419 | -530788.0098 | -511084.3492 | -490487.42 | -468956.7255 | -446449.9334 | -422922.7922 | -398329.0442 | -372620.3345 | -345746.1162 | -317653.5508 | -288287.4044 | -257589.9388 | -225500.7985 | -191956.8917 | -156892.2664 | -120237.9805 | -81921.9665 | -41868.8897 | 0 | 0 | 0 | 0 | 0 | 0 | 0 | 0 | 0 | 0 |  | 16
Impact |  | 5123912.0368 | Tax Depreciation |  | -4816000 | -7705600 | -4623360 | -2774016 | -2774016 | -1387008 | 0 | 0 | 0 | 0 | 0 | 0 | 0 | 0 | 0 | 0 | 0 | 0 | 0 | 0 | 0 | 0 | 0 | 0 | 0 | 0 | 0 | 0 | 0 | 0 |  | 17
Capacity Price Effect Longevity | yr | 5 | EBT |  | -3377509.3756 | -6206265.0144 | -3061449.7677 | -1147743.0923 | -1081534.3496 | 373589.28 | 1829924.7061 | 1901255.7148 | 1974657.2115 | 2050198.6325 | 2127952.0491 | 2207992.276 | 2290396.9848 | 2375246.8226 | 2462625.5348 | 2552620.0946 | 2645320.8366 | 2740821.5977 | 2839219.8628 | 2940616.9181 | 0 | 0 | 0 | 0 | 0 | 0 | 0 | 0 | 0 | 0 |  | 18
Taxes on Load Cost Savings |  | YES | [33 empty] | 19
Tax Credit |  | YES | Production Tax Credit, Federal |  | 737862.18 | 737862.18 | 737862.18 | 737862.18 | 737862.18 | 737862.18 | 737862.18 | 737862.18 | 737862.18 | 737862.18 | 0 | 0 | 0 | 0 | 0 | 0 | 0 | 0 | 0 | 0 | 0 | 0 | 0 | 0 | 0 | 0 | 0 | 0 | 0 | 0 |  | 20
Financing Parameters |  |  | Taxes |  | 0 | 0 | 0 | 0 | 0 | -102737.052 | -503229.2942 | -522845.3216 | -543030.7332 | -563804.6239 | -585186.8135 | -607197.8759 | -629859.1708 | -653192.8762 | -677222.0221 | -701970.526 | -727463.2301 | -753725.9394 | -780785.4623 | -808669.6525 | 0 | 0 | 0 | 0 | 0 | 0 | 0 | 0 | 0 | 0 |  | 21
Debt Portion | % | 52% | Remaining Tax Credit |  | 737862.18 | 1475724.36 | 2213586.54 | 2951448.72 | 3689310.9 | 4324436.028 | 4559068.9139 | 4774085.7723 | 4968917.2191 | 5142974.7752 | 4557787.9617 | 3950590.0858 | 3320730.915 | 2667538.0388 | 1990316.0167 | 1288345.4907 | 560882.2606 | 0 | 0 | 0 | 0 | 0 | 0 | 0 | 0 | 0 | 0 | 0 | 0 | 0 |  | 22
Equity Portion | % | 48% | Cash Taxes |  | 0 | 0 | 0 | 0 | 0 | -24283.3032 | -118945.1059 | -123581.6215 | -128352.7187 | -133262.9111 | -138316.8832 | -143519.4979 | -148875.804 | -154391.0435 | -160070.6598 | -165920.3061 | -171945.8544 | -753725.9394 | -780785.4623 | -808669.6525 | 0 | 0 | 0 | 0 | 0 | 0 | 0 | 0 | 0 | 0 |  | 23
Interest Rate (Nominal) | % | 4.534% | Principle Payment |  | -397741.2125 | -415772.8761 | -434622.0082 | -454325.6687 | -474922.598 | -496453.2925 | -518960.0846 | -542487.2258 | -567080.9738 | -592789.6835 | -619663.9017 | -647756.4671 | -677122.6136 | -707820.0792 | -739909.2195 | -773453.1263 | -808517.7516 | -845172.0375 | -883488.0515 | -923541.1283 | 0 | 0 | 0 | 0 | 0 | 0 | 0 | 0 | 0 | 0
ROE Rate (Nominal) | % | 8.9% | After Tax Cash Flow - Base Case |  | 1040749.4118 | 1083562.1095 | 1127288.2242 | 1171947.2389 | 1217559.0524 | 1239860.6843 | 1192019.5157 | 1235186.8676 | 1279223.5189 | 1324146.0379 | 1369971.2641 | 1416716.3109 | 1464398.5672 | 1513035.6999 | 1562645.6556 | 1613246.6622 | 1664857.2307 | 1141923.6208 | 1174946.3491 | 1208406.1373 | 0 | 0 | 0 | 0 | 0 | 0 | 0 | 0 | 0 | 0
Inflation | % | 2.1% | [33 empty] | 24
Composite Tax Rate | % | 27.5% | Load Cost Savings |  | 5123912.0368 | 4099129.6294 | 3074347.2221 | 2049564.8147 | 1024782.4074 | 0 | 0 | 0 | 0 | 0 | 0 | 0 | 0 | 0 | 0 | 0 | 0 | 0 | 0 | 0 | 0 | 0 | 0 | 0 | 0 | 0 | 0 | 0 | 0 | 0 |  | 25
Amortization Period | yr | 20 | Taxes |  | -1409075.8101 | -1127260.6481 | -845445.4861 | -563630.324 | -281815.162 | 0 | 0 | 0 | 0 | 0 | 0 | 0 | 0 | 0 | 0 | 0 | 0 | 0 | 0 | 0 | 0 | 0 | 0 | 0 | 0 | 0 | 0 | 0 | 0 | 0 |  | 26
PTC Horizon | yr | 10 | Load REC Cost |  | -1267420.1907 | -1294036.0147 | -1321210.771 | -1348956.1972 | -1377284.2774 | -1406207.2472 | -1435737.5994 | -1465888.089 | -1496671.7389 | -1528101.8454 | -1560191.9841 | -1592956.0158 | -1626408.0921 | -1660562.6621 | -1695434.478 | -1731038.602 | -1767390.4126 | -1804505.6113 | -1842400.2291 | -1881090.6339 | 0 | 0 | 0 | 0 | 0 | 0 | 0 | 0 | 0 | 0 |  | 27
Depreciation Type |  | MACRS | After Tax Cash Flow - Load Cost Savings |  | 3488165.4478 | 2761395.0761 | 2034979.1891 | 1308925.5324 | 583242.0203 | -166346.5629 | -243718.0837 | -230701.2214 | -217448.2199 | -203955.8075 | -190220.72 | -176239.7049 | -162009.525 | -147526.9622 | -132788.8224 | -117791.9398 | -102533.182 | -662581.9905 | -667453.8801 | -672684.4967 | 0 | 0 | 0 | 0 | 0 | 0 | 0 | 0 | 0 | 0 |  | 28
Tax Depreciation Schedule |  | 5 | [33 empty] | 29
Operating Costs |  |  | NPV Base Case |  | 997314.7318 | 953480.8839 | 910888.6086 | 869581.879 | 829592.0376 | 775746.0094 | 684860.5453 | 651663.7563 | 619739.8997 | 589075.5911 | 559652.8507 | 531449.8354 | 504441.4883 | 478600.1149 | 453895.8923 | 430297.3178 | 407771.6051 | 256832.016 | 242662.2726 | 229176.0697 | 0 | 0 | 0 | 0 | 0 | 0 | 0 | 0 | 0 | 0 |  | 30
Fixed O&M | $-yr | 1181000 | NPV w/ Load Cost Savings |  | 3342590.2032 | 2429890.6309 | 1644334.8937 | 971219.4254 | 397395.8677 | -104078.3727 | -140025.3079 | -121714.073 | -105346.2011 | -90734.2426 | -77707.8841 | -66112.433 | -55807.4337 | -46665.4032 | -38570.6771 | -31418.3546 | -25113.3367 | -149022.4611 | -137849.5925 | -127575.6423 | 0 | 0 | 0 | 0 | 0 | 0 | 0 | 0 | 0 | 0
Calculated Values
Interest Rate (Real) |  | 2.383% | Tax Depreciation
ROE Rate (Real) |  | 6.66% | Depreciation Schedule |  | 20% | 32% | 19.2% | 11.52% | 11.52% | 5.76% | 0% | 0% | 0% | 0% | 0% | 0% | 0% | 0% | 0% | 0% | 0% | 0% | 0% | 0% | 0% | 0% | 0% | 0% | 0% | 0% | 0% | 0% | 0% | 0%
WACC (Pre-tax) |  | 4.436% | Beginning Balance |  | 24080000 | 19264000 | 11558400 | 6935040 | 4161024 | 1387008 | 0 | 0 | 0 | 0 | 0 | 0 | 0 | 0 | 0 | 0 | 0 | 0 | 0 | 0 | 0 | 0 | 0 | 0 | 0 | 0 | 0 | 0 | 0 | 0
Annual Debt Service Payment |  | -965410.018 | Depreciation |  | -4816000 | -7705600 | -4623360 | -2774016 | -2774016 | -1387008 | 0 | 0 | 0 | 0 | 0 | 0 | 0 | 0 | 0 | 0 | 0 | 0 | 0 | 0 | 0 | 0 | 0 | 0 | 0 | 0 | 0 | 0 | 0 | 0
|  |  | Ending Balance |  | 19264000 | 11558400 | 6935040 | 4161024 | 1387008 | 0 | 0 | 0 | 0 | 0 | 0 | 0 | 0 | 0 | 0 | 0 | 0 | 0 | 0 | 0 | 0 | 0 | 0 | 0 | 0 | 0 | 0 | 0 | 0 | 0
NPV of Plant Cash Flow |  |  | Debt Service
Net Present Value |  | 418323.4055 | Beginning Balance |  | 12521600 | 12123858.7875 | 11708085.9114 | 11273463.9032 | 10819138.2345 | 10344215.6364 | 9847762.344 | 9328802.2594 | 8786315.0336 | 8219234.0598 | 7626444.3764 | 7006780.4746 | 6359024.0075 | 5681901.3938 | 4974081.3146 | 4234172.0951 | 3460718.9688 | 2652201.2172 | 1807029.1798 | 923541.1283 | 0 | 0 | 0 | 0 | 0 | 0 | 0 | 0 | 0 | 0
Plant Construction by Load |  |  | Interest |  | -567668.8055 | -549637.1419 | -530788.0098 | -511084.3492 | -490487.42 | -468956.7255 | -446449.9334 | -422922.7922 | -398329.0442 | -372620.3345 | -345746.1162 | -317653.5508 | -288287.4044 | -257589.9388 | -225500.7985 | -191956.8917 | -156892.2664 | -120237.9805 | -81921.9665 | -41868.8897 | 0 | 0 | 0 | 0 | 0 | 0 | 0 | 0 | 0 | 0
Net Present Value of Savings |  | -4090710.3947 | Principle |  | -397741.2125 | -415772.8761 | -434622.0082 | -454325.6687 | -474922.598 | -496453.2925 | -518960.0846 | -542487.2258 | -567080.9738 | -592789.6835 | -619663.9017 | -647756.4671 | -677122.6136 | -707820.0792 | -739909.2195 | -773453.1263 | -808517.7516 | -845172.0375 | -883488.0515 | -923541.1283 | 0 | 0 | 0 | 0 | 0 | 0 | 0 | 0 | 0 | 0
|  |  | Ending Balance |  | 12123858.7875 | 11708085.9114 | 11273463.9032 | 10819138.2345 | 10344215.6364 | 9847762.344 | 9328802.2594 | 8786315.0336 | 8219234.0598 | 7626444.3764 | 7006780.4746 | 6359024.0075 | 5681901.3938 | 4974081.3146 | 4234172.0951 | 3460718.9688 | 2652201.2172 | 1807029.1798 | 923541.1283 | 1.0012e-08 | 0 | 0 | 0 | 0 | 0 | 0 | 0 | 0 | 0 | 0
Market Impact Calculation
Rest of State | Summer | Winter
ROS UCAP (Base) | 17371.6333 | 17784.0183
Average MCP | 2.4822 | 0.32167
Cost of ROS Capacity | 258721525.7778 | 34323155.3833
ROS UCAP (After Entry) | 17378.1463 | 17790.1153
Average MCP | 2.4692 | 0.31001
Cost of ROS Capacity | 257457903.5944 | 33090942.5145
ROS Delta |  | -2495835.0522
| Summer | Winter
GHI UCAP (base) | 5497.7056 | 5363.2673
Average MCP (base) | 5.8844 | 0.68889
Cost of GHI Capacity (base) | 194105657.4815 | 22168171.6444
GHI UCAP (impact) | 5504.2186 | 5369.3643
Average MCP (impact) | 5.8385 | 0.64653
Cost of GHI Capacity (impact) | 192817170.6158 | 20828581.5255
G-J Delta |  | -2628076.9846
| Summer | Winter
NYC UCAP (base) | 9805.7444 | 10554.1778
Average MCP (base) | 14.1017 | 4.63
Cost of NYC Capacity (base) | 829664037.4444 | 293195058.6667
NYC UCAP (impact) | 9812.2574 | 10560.2748
Average MCP (impact) | 14.0112 | 4.5453
Cost of NYC Capacity (impact) | 824891392.9537 | 288000160.1166
NYC Delta |  | -9967543.0409

## Landfill I
Renewable Exemption Technologies Analysis
Hypothetical Landfill Gas unit Built in Load Zone I
Inputs |  |  | Calendar Year | 2021-05-01 | 2022-05-01 | 2023-05-01 | 2024-05-01 | 2025-05-01 | 2026-05-01 | 2027-05-01 | 2028-05-01 | 2029-05-01 | 2030-05-01 | 2031-05-01 | 2032-05-01 | 2033-05-01 | 2034-05-01 | 2035-05-01 | 2036-05-01 | 2037-05-01 | 2038-05-01 | 2039-05-01 | 2040-05-01 | 2041-05-01 | 2042-05-01 | 2043-05-01 | 2044-05-01 | 2045-05-01 | 2046-05-01 | 2047-05-01 | 2048-05-01 | 2049-05-01 | 2050-05-01 | 2051-05-01 | MACRS | Straight Line | MACRSw50BonusDepreciation
Technology | Type | Landfill | Period |  | 1 | 2 | 3 | 4 | 5 | 6 | 7 | 8 | 9 | 10 | 11 | 12 | 13 | 14 | 15 | 16 | 17 | 18 | 19 | 20 | 21 | 22 | 23 | 24 | 25 | 26 | 27 | 28 | 29 | 30 | 3 | 1 | 5
Load Zone | Zone | I | Escalation Factor (Inflation Escalation) |  | 1 | 1.021 | 1.0424 | 1.0643 | 1.0867 | 1.1095 | 1.1328 | 1.1566 | 1.1809 | 1.2057 | 1.231 | 1.2568 | 1.2832 | 1.3102 | 1.3377 | 1.3658 | 1.3945 | 1.4238 | 1.4537 | 1.4842 | 1.5154 | 1.5472 | 1.5797 | 1.6128 | 1.6467 | 1.6813 | 1.7166 | 1.7526 | 1.7895 | 1.827 | 5 | 2 | 7
Plant Installed Capacity | MW ICAP | 10 | [32 empty] | 7 | 3
Installed Project Capital Costs | $ ICAP | 24080000 | Cash Flow | [31 empty] | 10 | 4
Capacity Derating Factor - Summer | % | 65.13% | Revenue | [31 empty] | 15 | 5
Capacity Derating Factor - Winter | % | 60.97% | ICAP - Summer |  | 228155.59 | 233313.7497 | 238587.9354 | 243980.7456 | 249494.8365 | 255132.9238 | 260490.7152 | 265961.0202 | 271546.2016 | 277248.6718 | 283070.8939 | 289015.3827 | 295084.7058 | 301281.4846 | 307608.3958 | 314068.1721 | 320663.6037 | 327397.5394 | 334272.8877 | 341292.6183 | 0 | 0 | 0 | 0 | 0 | 0 | 0 | 0 | 0 | 0 | 20 | 6
Revenue |  |  | ICAP - Winter |  | 23651.191 | 24464.3234 | 25301.1772 | 26162.3901 | 27048.6161 | 27960.5259 | 28547.697 | 29147.1986 | 29759.2898 | 30384.2349 | 31022.3038 | 31673.7722 | 32338.9214 | 33018.0387 | 33711.4175 | 34419.3573 | 35142.1638 | 35880.1493 | 36633.6324 | 37402.9387 | 0 | 0 | 0 | 0 | 0 | 0 | 0 | 0 | 0 | 0 |  | 7
Federal Incentive, PTC | $/MWh | 13 | Net E&AS |  | 1675742.304 | 1710932.8923 | 1746862.4831 | 1783546.5952 | 1821001.0737 | 1859242.0963 | 1898286.1803 | 1938150.1901 | 1978851.3441 | 2020407.2223 | 2062835.774 | 2106155.3252 | 2150384.5871 | 2195542.6634 | 2241649.0593 | 2288723.6896 | 2336786.887 | 2385859.4117 | 2435962.4593 | 2487117.671 | 0 | 0 | 0 | 0 | 0 | 0 | 0 | 0 | 0 | 0 |  | 8
Renewable Energy Credit, REC | $/MWh | 22.33 | REC revenue |  | 1267420.1907 | 1294036.0147 | 1321210.771 | 1348956.1972 | 1377284.2774 | 1406207.2472 | 1435737.5994 | 1465888.089 | 1496671.7389 | 1528101.8454 | 1560191.9841 | 1592956.0158 | 1626408.0921 | 1660562.6621 | 1695434.478 | 1731038.602 | 1767390.4126 | 1804505.6113 | 1842400.2291 | 1881090.6339 | 0 | 0 | 0 | 0 | 0 | 0 | 0 | 0 | 0 | 0 |  | 9
Net E&AS | $-yr | 1675742.304 | Gross Margin |  | 3194969.2758 | 3262746.9802 | 3331962.3667 | 3402645.9281 | 3474828.8037 | 3548542.7932 | 3623062.1918 | 3699146.4978 | 3776828.5743 | 3856141.9744 | 3937120.9558 | 4019800.4959 | 4104216.3063 | 4190404.8487 | 4278403.3506 | 4368249.8209 | 4459983.0672 | 4553642.7116 | 4649269.2085 | 4746903.8619 | 0 | 0 | 0 | 0 | 0 | 0 | 0 | 0 | 0 | 0 |  | 10
REC revenue | $-yr | 1267420.1907 | Operating Costs | [32 empty] | 11
ICAP Price - Summer | $/kW-Capability Season | 35306.6667 | Fixed O&M |  | -1181000 | -1205801 | -1231122.821 | -1256976.4002 | -1283372.9046 | -1310323.7356 | -1337840.5341 | -1365935.1853 | -1394619.8242 | -1423906.8405 | -1453808.8842 | -1484338.8707 | -1515509.987 | -1547335.6967 | -1579829.7464 | -1613006.171 | -1646879.3006 | -1681463.7659 | -1716774.505 | -1752826.7696 | 0 | 0 | 0 | 0 | 0 | 0 | 0 | 0 | 0 | 0 |  | 12
ICAP Price - Winter | $/kW-Capability Season | 4133.3333 | Total |  | -1181000 | -1205801 | -1231122.821 | -1256976.4002 | -1283372.9046 | -1310323.7356 | -1337840.5341 | -1365935.1853 | -1394619.8242 | -1423906.8405 | -1453808.8842 | -1484338.8707 | -1515509.987 | -1547335.6967 | -1579829.7464 | -1613006.171 | -1646879.3006 | -1681463.7659 | -1716774.505 | -1752826.7696 | 0 | 0 | 0 | 0 | 0 | 0 | 0 | 0 | 0 | 0 |  | 13
Market Share NYC | % | 0% | [33 empty] | 14
Market Share GHI | % | 100% | EBITDA |  | 2013969.2758 | 2056945.9802 | 2100839.5457 | 2145669.5279 | 2191455.899 | 2238219.0575 | 2285221.6577 | 2333211.3125 | 2382208.7501 | 2432235.1338 | 2483312.0717 | 2535461.6252 | 2588706.3193 | 2643069.152 | 2698573.6042 | 2755243.6499 | 2813103.7665 | 2872178.9456 | 2932494.7035 | 2994077.0923 | 0 | 0 | 0 | 0 | 0 | 0 | 0 | 0 | 0 | 0 |  | 15
Market Share ROS | % | 100% | Interest |  | -567668.8055 | -549637.1419 | -530788.0098 | -511084.3492 | -490487.42 | -468956.7255 | -446449.9334 | -422922.7922 | -398329.0442 | -372620.3345 | -345746.1162 | -317653.5508 | -288287.4044 | -257589.9388 | -225500.7985 | -191956.8917 | -156892.2664 | -120237.9805 | -81921.9665 | -41868.8897 | 0 | 0 | 0 | 0 | 0 | 0 | 0 | 0 | 0 | 0 |  | 16
Impact |  | 5123912.0368 | Tax Depreciation |  | -4816000 | -7705600 | -4623360 | -2774016 | -2774016 | -1387008 | 0 | 0 | 0 | 0 | 0 | 0 | 0 | 0 | 0 | 0 | 0 | 0 | 0 | 0 | 0 | 0 | 0 | 0 | 0 | 0 | 0 | 0 | 0 | 0 |  | 17
Capacity Price Effect Longevity | yr | 5 | EBT |  | -3369699.5297 | -6198291.1617 | -3053308.4641 | -1139430.8214 | -1073047.5209 | 382254.332 | 1838771.7243 | 1910288.5203 | 1983879.7059 | 2059614.7993 | 2137565.9554 | 2217808.0743 | 2300418.9149 | 2385479.2132 | 2473072.8057 | 2563286.7582 | 2656211.5001 | 2751940.9651 | 2850572.737 | 2952208.2026 | 0 | 0 | 0 | 0 | 0 | 0 | 0 | 0 | 0 | 0 |  | 18
Taxes on Load Cost Savings |  | YES | [33 empty] | 19
Tax Credit |  | YES | Production Tax Credit, Federal |  | 737862.18 | 737862.18 | 737862.18 | 737862.18 | 737862.18 | 737862.18 | 737862.18 | 737862.18 | 737862.18 | 737862.18 | 0 | 0 | 0 | 0 | 0 | 0 | 0 | 0 | 0 | 0 | 0 | 0 | 0 | 0 | 0 | 0 | 0 | 0 | 0 | 0 |  | 20
Financing Parameters |  |  | Taxes |  | 0 | 0 | 0 | 0 | 0 | -105119.9413 | -505662.2242 | -525329.3431 | -545566.9191 | -566394.0698 | -587830.6377 | -609897.2204 | -632615.2016 | -656006.7836 | -680095.0216 | -704903.8585 | -730458.1625 | -756783.7654 | -783907.5027 | -811857.2557 | 0 | 0 | 0 | 0 | 0 | 0 | 0 | 0 | 0 | 0 |  | 21
Debt Portion | % | 52% | Remaining Tax Credit |  | 737862.18 | 1475724.36 | 2213586.54 | 2951448.72 | 3689310.9 | 4322053.1387 | 4554253.0945 | 4766785.9315 | 4959081.1923 | 5130549.3025 | 4542718.6648 | 3932821.4444 | 3300206.2427 | 2644199.4591 | 1964104.4375 | 1259200.579 | 528742.4165 | 0 | 0 | 0 | 0 | 0 | 0 | 0 | 0 | 0 | 0 | 0 | 0 | 0 |  | 22
Equity Portion | % | 48% | Cash Taxes |  | 0 | 0 | 0 | 0 | 0 | -24846.5316 | -119520.1621 | -124168.7538 | -128952.1809 | -133874.962 | -138941.7871 | -144157.5248 | -149527.2295 | -155056.1489 | -160749.7324 | -166613.6393 | -201715.746 | -756783.7654 | -783907.5027 | -811857.2557 | 0 | 0 | 0 | 0 | 0 | 0 | 0 | 0 | 0 | 0 |  | 23
Interest Rate (Nominal) | % | 4.534% | Principle Payment |  | -397741.2125 | -415772.8761 | -434622.0082 | -454325.6687 | -474922.598 | -496453.2925 | -518960.0846 | -542487.2258 | -567080.9738 | -592789.6835 | -619663.9017 | -647756.4671 | -677122.6136 | -707820.0792 | -739909.2195 | -773453.1263 | -808517.7516 | -845172.0375 | -883488.0515 | -923541.1283 | 0 | 0 | 0 | 0 | 0 | 0 | 0 | 0 | 0 | 0
ROE Rate (Nominal) | % | 8.9% | After Tax Cash Flow - Base Case |  | 1048559.2578 | 1091535.9622 | 1135429.5278 | 1180259.5099 | 1226045.881 | 1247962.5079 | 1200291.4777 | 1243632.5407 | 1287846.5512 | 1332950.1539 | 1378960.2666 | 1425894.0823 | 1473769.0718 | 1522602.9851 | 1572413.8538 | 1623219.9926 | 1645978.0025 | 1149985.1622 | 1183177.1828 | 1216809.8186 | 0 | 0 | 0 | 0 | 0 | 0 | 0 | 0 | 0 | 0
Inflation | % | 2.1% | [33 empty] | 24
Composite Tax Rate | % | 27.5% | Load Cost Savings |  | 5123912.0368 | 4099129.6294 | 3074347.2221 | 2049564.8147 | 1024782.4074 | 0 | 0 | 0 | 0 | 0 | 0 | 0 | 0 | 0 | 0 | 0 | 0 | 0 | 0 | 0 | 0 | 0 | 0 | 0 | 0 | 0 | 0 | 0 | 0 | 0 |  | 25
Amortization Period | yr | 20 | Taxes |  | -1409075.8101 | -1127260.6481 | -845445.4861 | -563630.324 | -281815.162 | 0 | 0 | 0 | 0 | 0 | 0 | 0 | 0 | 0 | 0 | 0 | 0 | 0 | 0 | 0 | 0 | 0 | 0 | 0 | 0 | 0 | 0 | 0 | 0 | 0 |  | 26
PTC Horizon | yr | 10 | Load REC Cost |  | -1267420.1907 | -1294036.0147 | -1321210.771 | -1348956.1972 | -1377284.2774 | -1406207.2472 | -1435737.5994 | -1465888.089 | -1496671.7389 | -1528101.8454 | -1560191.9841 | -1592956.0158 | -1626408.0921 | -1660562.6621 | -1695434.478 | -1731038.602 | -1767390.4126 | -1804505.6113 | -1842400.2291 | -1881090.6339 | 0 | 0 | 0 | 0 | 0 | 0 | 0 | 0 | 0 | 0 |  | 27
Depreciation Type |  | MACRS | After Tax Cash Flow - Load Cost Savings |  | 3495975.2937 | 2769368.9288 | 2043120.4927 | 1317237.8033 | 591728.849 | -158244.7393 | -235446.1217 | -222255.5483 | -208825.1876 | -195151.6915 | -181231.7176 | -167061.9334 | -152639.0203 | -137959.6769 | -123020.6241 | -107818.6094 | -121412.4101 | -654520.4491 | -659223.0463 | -664280.8154 | 0 | 0 | 0 | 0 | 0 | 0 | 0 | 0 | 0 | 0 |  | 28
Tax Depreciation Schedule |  | 5 | [33 empty] | 29
Operating Costs |  |  | NPV Base Case |  | 1004798.6413 | 960497.4785 | 917467.0688 | 875749.563 | 835374.5953 | 780815.093 | 689613.102 | 656119.551 | 623917.463 | 592992.2964 | 563324.9867 | 534892.6736 | 507669.3467 | 481626.4175 | 456733.2246 | 432957.4797 | 403147.537 | 258645.1512 | 244362.191 | 230769.8407 | 0 | 0 | 0 | 0 | 0 | 0 | 0 | 0 | 0 | 0 |  | 30
Fixed O&M | $-yr | 1181000 | NPV w/ Load Cost Savings |  | 3350074.1127 | 2436907.2255 | 1650913.3538 | 977387.1093 | 403178.4254 | -99009.2891 | -135272.7512 | -117258.2783 | -101168.6378 | -86817.5373 | -74035.7481 | -62669.5947 | -52579.5752 | -43639.1007 | -35733.3448 | -28758.1927 | -29737.4048 | -147209.3259 | -136149.6742 | -125981.8713 | 0 | 0 | 0 | 0 | 0 | 0 | 0 | 0 | 0 | 0
Calculated Values
Interest Rate (Real) |  | 2.383% | Tax Depreciation
ROE Rate (Real) |  | 6.66% | Depreciation Schedule |  | 20% | 32% | 19.2% | 11.52% | 11.52% | 5.76% | 0% | 0% | 0% | 0% | 0% | 0% | 0% | 0% | 0% | 0% | 0% | 0% | 0% | 0% | 0% | 0% | 0% | 0% | 0% | 0% | 0% | 0% | 0% | 0%
WACC (Pre-tax) |  | 4.436% | Beginning Balance |  | 24080000 | 19264000 | 11558400 | 6935040 | 4161024 | 1387008 | 0 | 0 | 0 | 0 | 0 | 0 | 0 | 0 | 0 | 0 | 0 | 0 | 0 | 0 | 0 | 0 | 0 | 0 | 0 | 0 | 0 | 0 | 0 | 0
Annual Debt Service Payment |  | -965410.018 | Depreciation |  | -4816000 | -7705600 | -4623360 | -2774016 | -2774016 | -1387008 | 0 | 0 | 0 | 0 | 0 | 0 | 0 | 0 | 0 | 0 | 0 | 0 | 0 | 0 | 0 | 0 | 0 | 0 | 0 | 0 | 0 | 0 | 0 | 0
|  |  | Ending Balance |  | 19264000 | 11558400 | 6935040 | 4161024 | 1387008 | 0 | 0 | 0 | 0 | 0 | 0 | 0 | 0 | 0 | 0 | 0 | 0 | 0 | 0 | 0 | 0 | 0 | 0 | 0 | 0 | 0 | 0 | 0 | 0 | 0
NPV of Plant Cash Flow |  |  | Debt Service
Net Present Value |  | 493073.7011 | Beginning Balance |  | 12521600 | 12123858.7875 | 11708085.9114 | 11273463.9032 | 10819138.2345 | 10344215.6364 | 9847762.344 | 9328802.2594 | 8786315.0336 | 8219234.0598 | 7626444.3764 | 7006780.4746 | 6359024.0075 | 5681901.3938 | 4974081.3146 | 4234172.0951 | 3460718.9688 | 2652201.2172 | 1807029.1798 | 923541.1283 | 0 | 0 | 0 | 0 | 0 | 0 | 0 | 0 | 0 | 0
Plant Construction by Load |  |  | Interest |  | -567668.8055 | -549637.1419 | -530788.0098 | -511084.3492 | -490487.42 | -468956.7255 | -446449.9334 | -422922.7922 | -398329.0442 | -372620.3345 | -345746.1162 | -317653.5508 | -288287.4044 | -257589.9388 | -225500.7985 | -191956.8917 | -156892.2664 | -120237.9805 | -81921.9665 | -41868.8897 | 0 | 0 | 0 | 0 | 0 | 0 | 0 | 0 | 0 | 0
Net Present Value of Savings |  | -4015960.0991 | Principle |  | -397741.2125 | -415772.8761 | -434622.0082 | -454325.6687 | -474922.598 | -496453.2925 | -518960.0846 | -542487.2258 | -567080.9738 | -592789.6835 | -619663.9017 | -647756.4671 | -677122.6136 | -707820.0792 | -739909.2195 | -773453.1263 | -808517.7516 | -845172.0375 | -883488.0515 | -923541.1283 | 0 | 0 | 0 | 0 | 0 | 0 | 0 | 0 | 0 | 0
|  |  | Ending Balance |  | 12123858.7875 | 11708085.9114 | 11273463.9032 | 10819138.2345 | 10344215.6364 | 9847762.344 | 9328802.2594 | 8786315.0336 | 8219234.0598 | 7626444.3764 | 7006780.4746 | 6359024.0075 | 5681901.3938 | 4974081.3146 | 4234172.0951 | 3460718.9688 | 2652201.2172 | 1807029.1798 | 923541.1283 | 1.0012e-08 | 0 | 0 | 0 | 0 | 0 | 0 | 0 | 0 | 0 | 0
Market Impact Calculation
Rest of State | Summer | Winter
ROS UCAP (Base) | 17371.6333 | 17784.0183
Average MCP | 2.4822 | 0.32167
Cost of ROS Capacity | 258721525.7778 | 34323155.3833
ROS UCAP (After Entry) | 17378.1463 | 17790.1153
Average MCP | 2.4692 | 0.31001
Cost of ROS Capacity | 257457903.5944 | 33090942.5145
ROS Delta |  | -2495835.0522
| Summer | Winter
GHI UCAP (base) | 5497.7056 | 5363.2673
Average MCP (base) | 5.8844 | 0.68889
Cost of GHI Capacity (base) | 194105657.4815 | 22168171.6444
GHI UCAP (impact) | 5504.2186 | 5369.3643
Average MCP (impact) | 5.8385 | 0.64653
Cost of GHI Capacity (impact) | 192817170.6158 | 20828581.5255
G-J Delta |  | -2628076.9846
| Summer | Winter
NYC UCAP (base) | 9805.7444 | 10554.1778
Average MCP (base) | 14.1017 | 4.63
Cost of NYC Capacity (base) | 829664037.4444 | 293195058.6667
NYC UCAP (impact) | 9812.2574 | 10560.2748
Average MCP (impact) | 14.0112 | 4.5453
Cost of NYC Capacity (impact) | 824891392.9537 | 288000160.1166
NYC Delta |  | -9967543.0409

## Landfill NYC
Renewable Exemption Technologies Analysis
Hypothetical Landfill Gas unit Built in Load Zone J
Inputs |  |  | Calendar Year | 2021-05-01 | 2022-05-01 | 2023-05-01 | 2024-05-01 | 2025-05-01 | 2026-05-01 | 2027-05-01 | 2028-05-01 | 2029-05-01 | 2030-05-01 | 2031-05-01 | 2032-05-01 | 2033-05-01 | 2034-05-01 | 2035-05-01 | 2036-05-01 | 2037-05-01 | 2038-05-01 | 2039-05-01 | 2040-05-01 | 2041-05-01 | 2042-05-01 | 2043-05-01 | 2044-05-01 | 2045-05-01 | 2046-05-01 | 2047-05-01 | 2048-05-01 | 2049-05-01 | 2050-05-01 | 2051-05-01 | MACRS | Straight Line | MACRSw50BonusDepreciation
Technology | Type | Landfill | Period |  | 1 | 2 | 3 | 4 | 5 | 6 | 7 | 8 | 9 | 10 | 11 | 12 | 13 | 14 | 15 | 16 | 17 | 18 | 19 | 20 | 21 | 22 | 23 | 24 | 25 | 26 | 27 | 28 | 29 | 30 | 3 | 1 | 5
Load Zone | Zone | J | Escalation Factor (Inflation Escalation) |  | 1 | 1.021 | 1.0424 | 1.0643 | 1.0867 | 1.1095 | 1.1328 | 1.1566 | 1.1809 | 1.2057 | 1.231 | 1.2568 | 1.2832 | 1.3102 | 1.3377 | 1.3658 | 1.3945 | 1.4238 | 1.4537 | 1.4842 | 1.5154 | 1.5472 | 1.5797 | 1.6128 | 1.6467 | 1.6813 | 1.7166 | 1.7526 | 1.7895 | 1.827 | 5 | 2 | 7
Plant Installed Capacity | MW ICAP | 10 | [32 empty] | 7 | 3
Installed Project Capital Costs | $ ICAP | 27180000 | Cash Flow | [31 empty] | 10 | 4
Capacity Derating Factor - Summer | % | 65.13% | Revenue | [31 empty] | 15 | 5
Capacity Derating Factor - Winter | % | 60.97% | ICAP - Summer |  | 547531.256 | 559750.9886 | 572242.4887 | 585011.7816 | 598065.0259 | 611408.5162 | 624248.0951 | 637357.3051 | 650741.8085 | 664407.3864 | 678359.9416 | 692605.5003 | 707150.2158 | 722000.3704 | 737162.3781 | 752642.7881 | 768448.2866 | 784585.7007 | 801062.0004 | 817884.3024 | 0 | 0 | 0 | 0 | 0 | 0 | 0 | 0 | 0 | 0 | 20 | 6
Revenue |  |  | ICAP - Winter |  | 166277.584 | 170401.8362 | 174625.9785 | 178952.3877 | 183383.4959 | 187921.7927 | 191868.1504 | 195897.3815 | 200011.2265 | 204211.4623 | 208499.903 | 212878.401 | 217348.8474 | 221913.1732 | 226573.3498 | 231331.3902 | 236189.3494 | 241149.3257 | 246213.4615 | 251383.9442 | 0 | 0 | 0 | 0 | 0 | 0 | 0 | 0 | 0 | 0 |  | 7
Federal Incentive, PTC | $/MWh | 13 | Net E&AS |  | 1788783.2964 | 1826347.7456 | 1864701.0483 | 1903859.7703 | 1943840.8255 | 1984661.4828 | 2026339.3739 | 2068892.5008 | 2112339.2433 | 2156698.3674 | 2201989.0331 | 2248230.8028 | 2295443.6497 | 2343647.9663 | 2392864.5736 | 2443114.7297 | 2494420.139 | 2546802.9619 | 2600285.8241 | 2654891.8264 | 0 | 0 | 0 | 0 | 0 | 0 | 0 | 0 | 0 | 0 |  | 8
Renewable Energy Credit, REC | $/MWh | 22.33 | REC revenue |  | 1267420.1907 | 1294036.0147 | 1321210.771 | 1348956.1972 | 1377284.2774 | 1406207.2472 | 1435737.5994 | 1465888.089 | 1496671.7389 | 1528101.8454 | 1560191.9841 | 1592956.0158 | 1626408.0921 | 1660562.6621 | 1695434.478 | 1731038.602 | 1767390.4126 | 1804505.6113 | 1842400.2291 | 1881090.6339 | 0 | 0 | 0 | 0 | 0 | 0 | 0 | 0 | 0 | 0 |  | 9
Net E&AS | $-yr | 1788783.2964 | Gross Margin |  | 3770012.3271 | 3850536.5851 | 3932780.2865 | 4016780.1368 | 4102573.6247 | 4190199.039 | 4278193.2188 | 4368035.2764 | 4459764.0172 | 4553419.0615 | 4649040.8618 | 4746670.7199 | 4846350.8051 | 4948124.172 | 5052034.7796 | 5158127.5099 | 5266448.1877 | 5377043.5996 | 5489961.5152 | 5605250.707 | 0 | 0 | 0 | 0 | 0 | 0 | 0 | 0 | 0 | 0 |  | 10
REC revenue | $-yr | 1267420.1907 | Operating Costs | [32 empty] | 11
ICAP Price - Summer | $/kW-Capability Season | 84610 | Fixed O&M |  | -1253000 | -1279313 | -1306178.573 | -1333608.323 | -1361614.0978 | -1390207.9939 | -1419402.3617 | -1449209.8113 | -1479643.2174 | -1510715.7249 | -1542440.7552 | -1574832.011 | -1607903.4833 | -1641669.4564 | -1676144.515 | -1711343.5498 | -1747281.7643 | -1783974.6814 | -1821438.1497 | -1859688.3509 | 0 | 0 | 0 | 0 | 0 | 0 | 0 | 0 | 0 | 0 |  | 12
ICAP Price - Winter | $/kW-Capability Season | 27780 | Total |  | -1253000 | -1279313 | -1306178.573 | -1333608.323 | -1361614.0978 | -1390207.9939 | -1419402.3617 | -1449209.8113 | -1479643.2174 | -1510715.7249 | -1542440.7552 | -1574832.011 | -1607903.4833 | -1641669.4564 | -1676144.515 | -1711343.5498 | -1747281.7643 | -1783974.6814 | -1821438.1497 | -1859688.3509 | 0 | 0 | 0 | 0 | 0 | 0 | 0 | 0 | 0 | 0 |  | 13
Market Share NYC | % | 100% | [33 empty] | 14
Market Share GHI | % | 100% | EBITDA |  | 2517012.3271 | 2571223.5851 | 2626601.7135 | 2683171.8138 | 2740959.5268 | 2799991.0451 | 2858790.857 | 2918825.465 | 2980120.7998 | 3042703.3366 | 3106600.1067 | 3171838.7089 | 3238447.3218 | 3306454.7156 | 3375890.2646 | 3446783.9601 | 3519166.4233 | 3593068.9182 | 3668523.3655 | 3745562.3561 | 0 | 0 | 0 | 0 | 0 | 0 | 0 | 0 | 0 | 0 |  | 15
Market Share ROS | % | 100% | Interest |  | -640749.0919 | -620396.0763 | -599120.3533 | -576880.0919 | -553631.5646 | -529329.0614 | -503924.8003 | -477368.8328 | -449608.9461 | -420590.5603 | -390256.6212 | -358547.488 | -325400.816 | -290751.4342 | -254531.2169 | -216668.95 | -177090.1911 | -135717.1225 | -92468.3991 | -47258.9876 | 0 | 0 | 0 | 0 | 0 | 0 | 0 | 0 | 0 | 0 |  | 16
Impact |  | 15091455.0776 | Tax Depreciation |  | -5436000 | -8697600 | -5218560 | -3131136 | -3131136 | -1565568 | 0 | 0 | 0 | 0 | 0 | 0 | 0 | 0 | 0 | 0 | 0 | 0 | 0 | 0 | 0 | 0 | 0 | 0 | 0 | 0 | 0 | 0 | 0 | 0 |  | 17
Capacity Price Effect Longevity | yr | 5 | EBT |  | -3559736.7648 | -6746772.4912 | -3191078.6397 | -1024844.2781 | -943808.0377 | 705093.9837 | 2354866.0568 | 2441456.6323 | 2530511.8538 | 2622112.7763 | 2716343.4854 | 2813291.2209 | 2913046.5058 | 3015703.2814 | 3121359.0477 | 3230115.0101 | 3342076.2322 | 3457351.7957 | 3576054.9664 | 3698303.3685 | 0 | 0 | 0 | 0 | 0 | 0 | 0 | 0 | 0 | 0 |  | 18
Taxes on Load Cost Savings |  | YES | [33 empty] | 19
Tax Credit |  | YES | Production Tax Credit, Federal |  | 737862.18 | 737862.18 | 737862.18 | 737862.18 | 737862.18 | 737862.18 | 737862.18 | 737862.18 | 737862.18 | 737862.18 | 0 | 0 | 0 | 0 | 0 | 0 | 0 | 0 | 0 | 0 | 0 | 0 | 0 | 0 | 0 | 0 | 0 | 0 | 0 | 0 |  | 20
Financing Parameters |  |  | Taxes |  | 0 | 0 | 0 | 0 | 0 | -256301.6631 | -855993.8116 | -887469.4858 | -919841.0588 | -953137.9942 | -987390.857 | -1022631.3588 | -1058892.4048 | -1096208.1428 | -1134614.0138 | -1174146.8062 | -1214844.7104 | -1256747.3777 | -1299895.9803 | -1344333.2745 | 0 | 0 | 0 | 0 | 0 | 0 | 0 | 0 | 0 | 0 |  | 21
Debt Portion | % | 52% | Remaining Tax Credit |  | 737862.18 | 1475724.36 | 2213586.54 | 2951448.72 | 3689310.9 | 4170871.417 | 4052739.7853 | 3903132.4795 | 3721153.6007 | 3505877.7865 | 2518486.9295 | 1495855.5707 | 436963.1659 | 0 | 0 | 0 | 0 | 0 | 0 | 0 | 0 | 0 | 0 | 0 | 0 | 0 | 0 | 0 | 0 | 0 |  | 22
Equity Portion | % | 48% | Cash Taxes |  | 0 | 0 | 0 | 0 | 0 | -45831.1089 | -153066.2937 | -158694.6811 | -164483.2705 | -170437.3305 | -176562.3266 | -182863.9294 | -364124.6232 | -829318.4024 | -858373.7381 | -888281.6278 | -919070.9639 | -950771.7438 | -983415.1158 | -1017033.4263 | 0 | 0 | 0 | 0 | 0 | 0 | 0 | 0 | 0 | 0 |  | 23
Interest Rate (Nominal) | % | 4.534% | Principle Payment |  | -448945.4384 | -469298.454 | -490574.177 | -512814.4384 | -536062.9657 | -560365.4689 | -585769.73 | -612325.6975 | -640085.5842 | -669103.97 | -699437.909 | -731147.0422 | -764293.7142 | -798943.0961 | -835163.3134 | -873025.5802 | -912604.3392 | -953977.4077 | -997226.1312 | -1042435.5427 | 0 | 0 | 0 | 0 | 0 | 0 | 0 | 0 | 0 | 0
ROE Rate (Nominal) | % | 8.9% | After Tax Cash Flow - Base Case |  | 1427317.7968 | 1481529.0548 | 1536907.1833 | 1593477.2835 | 1651264.9966 | 1664465.4059 | 1616030.0331 | 1670436.2537 | 1725942.999 | 1782571.4759 | 1840343.2498 | 1899280.2493 | 1784628.1683 | 1387441.7829 | 1427821.9962 | 1468807.8021 | 1510400.9292 | 1552602.6441 | 1595413.7194 | 1638834.3995 | 0 | 0 | 0 | 0 | 0 | 0 | 0 | 0 | 0 | 0
Inflation | % | 2.1% | [33 empty] | 24
Composite Tax Rate | % | 36.35% | Load Cost Savings |  | 15091455.0776 | 12073164.0621 | 9054873.0466 | 6036582.0311 | 3018291.0155 | 0 | 0 | 0 | 0 | 0 | 0 | 0 | 0 | 0 | 0 | 0 | 0 | 0 | 0 | 0 | 0 | 0 | 0 | 0 | 0 | 0 | 0 | 0 | 0 | 0 |  | 25
Amortization Period | yr | 20 | Taxes |  | -5485743.9207 | -4388595.1366 | -3291446.3524 | -2194297.5683 | -1097148.7841 | 0 | 0 | 0 | 0 | 0 | 0 | 0 | 0 | 0 | 0 | 0 | 0 | 0 | 0 | 0 | 0 | 0 | 0 | 0 | 0 | 0 | 0 | 0 | 0 | 0 |  | 26
PTC Horizon | yr | 10 | Load REC Cost |  | -1267420.1907 | -1294036.0147 | -1321210.771 | -1348956.1972 | -1377284.2774 | -1406207.2472 | -1435737.5994 | -1465888.089 | -1496671.7389 | -1528101.8454 | -1560191.9841 | -1592956.0158 | -1626408.0921 | -1660562.6621 | -1695434.478 | -1731038.602 | -1767390.4126 | -1804505.6113 | -1842400.2291 | -1881090.6339 | 0 | 0 | 0 | 0 | 0 | 0 | 0 | 0 | 0 | 0 |  | 27
Depreciation Type |  | MACRS | After Tax Cash Flow - Load Cost Savings |  | 9765608.763 | 7872061.9656 | 5979123.1064 | 4086805.549 | 2195122.9506 | 258258.1587 | 180292.4337 | 204548.1647 | 229271.2602 | 254469.6305 | 280151.2657 | 306324.2335 | 158220.0762 | -273120.8791 | -267612.4818 | -262230.7999 | -256989.4835 | -251902.9672 | -246986.5097 | -242256.2344 | 0 | 0 | 0 | 0 | 0 | 0 | 0 | 0 | 0 | 0 |  | 28
Tax Depreciation Schedule |  | 5 | [33 empty] | 29
Operating Costs |  |  | NPV Base Case |  | 1367750.0554 | 1303672.0464 | 1241875.1618 | 1182356.103 | 1125100.4955 | 1041409.259 | 928470.713 | 881293.9907 | 836160.1591 | 793016.2654 | 751806.5327 | 712473.0393 | 614751.0039 | 438872.5242 | 414734.1636 | 391771.4956 | 369940.7972 | 349198.5452 | 329501.6145 | 310807.447 | 0 | 0 | 0 | 0 | 0 | 0 | 0 | 0 | 0 | 0 |  | 30
Fixed O&M | $-yr | 1253000 | NPV w/ Load Cost Savings |  | 9358050.4331 | 6927023.8733 | 4831342.163 | 3032399.3526 | 1495661.765 | 161584.8769 | 103584.8598 | 107916.1614 | 111074.0584 | 113206.4317 | 114445.7979 | 114910.7709 | 54502.082 | -86392.994 | -77732.4058 | -69944.1769 | -62944.1445 | -56655.9319 | -51010.2506 | -45944.2649 | 0 | 0 | 0 | 0 | 0 | 0 | 0 | 0 | 0 | 0
Calculated Values
Interest Rate (Real) |  | 2.383% | Tax Depreciation
ROE Rate (Real) |  | 6.66% | Depreciation Schedule |  | 20% | 32% | 19.2% | 11.52% | 11.52% | 5.76% | 0% | 0% | 0% | 0% | 0% | 0% | 0% | 0% | 0% | 0% | 0% | 0% | 0% | 0% | 0% | 0% | 0% | 0% | 0% | 0% | 0% | 0% | 0% | 0%
WACC (Pre-tax) |  | 4.436% | Beginning Balance |  | 27180000 | 21744000 | 13046400 | 7827840 | 4696704 | 1565568 | 0 | 0 | 0 | 0 | 0 | 0 | 0 | 0 | 0 | 0 | 0 | 0 | 0 | 0 | 0 | 0 | 0 | 0 | 0 | 0 | 0 | 0 | 0 | 0
Annual Debt Service Payment |  | -1089694.5303 | Depreciation |  | -5436000 | -8697600 | -5218560 | -3131136 | -3131136 | -1565568 | 0 | 0 | 0 | 0 | 0 | 0 | 0 | 0 | 0 | 0 | 0 | 0 | 0 | 0 | 0 | 0 | 0 | 0 | 0 | 0 | 0 | 0 | 0 | 0
|  |  | Ending Balance |  | 21744000 | 13046400 | 7827840 | 4696704 | 1565568 | 0 | 0 | 0 | 0 | 0 | 0 | 0 | 0 | 0 | 0 | 0 | 0 | 0 | 0 | 0 | 0 | 0 | 0 | 0 | 0 | 0 | 0 | 0 | 0 | 0
NPV of Plant Cash Flow |  |  | Debt Service
Net Present Value |  | 2338561.4124 | Beginning Balance |  | 14133600 | 13684654.5616 | 13215356.1076 | 12724781.9306 | 12211967.4922 | 11675904.5265 | 11115539.0577 | 10529769.3277 | 9917443.6302 | 9277358.0459 | 8608254.076 | 7908816.1669 | 7177669.1247 | 6413375.4105 | 5614432.3144 | 4779269.001 | 3906243.4208 | 2993639.0816 | 2039661.6738 | 1042435.5427 | 0 | 0 | 0 | 0 | 0 | 0 | 0 | 0 | 0 | 0
Plant Construction by Load |  |  | Interest |  | -640749.0919 | -620396.0763 | -599120.3533 | -576880.0919 | -553631.5646 | -529329.0614 | -503924.8003 | -477368.8328 | -449608.9461 | -420590.5603 | -390256.6212 | -358547.488 | -325400.816 | -290751.4342 | -254531.2169 | -216668.95 | -177090.1911 | -135717.1225 | -92468.3991 | -47258.9876 | 0 | 0 | 0 | 0 | 0 | 0 | 0 | 0 | 0 | 0
Net Present Value of Savings |  | 13028678.4573 | Principle |  | -448945.4384 | -469298.454 | -490574.177 | -512814.4384 | -536062.9657 | -560365.4689 | -585769.73 | -612325.6975 | -640085.5842 | -669103.97 | -699437.909 | -731147.0422 | -764293.7142 | -798943.0961 | -835163.3134 | -873025.5802 | -912604.3392 | -953977.4077 | -997226.1312 | -1042435.5427 | 0 | 0 | 0 | 0 | 0 | 0 | 0 | 0 | 0 | 0
|  |  | Ending Balance |  | 13684654.5616 | 13215356.1076 | 12724781.9306 | 12211967.4922 | 11675904.5265 | 11115539.0577 | 10529769.3277 | 9917443.6302 | 9277358.0459 | 8608254.076 | 7908816.1669 | 7177669.1247 | 6413375.4105 | 5614432.3144 | 4779269.001 | 3906243.4208 | 2993639.0816 | 2039661.6738 | 1042435.5427 | 3.1432e-09 | 0 | 0 | 0 | 0 | 0 | 0 | 0 | 0 | 0 | 0
Market Impact Calculation
Rest of State | Summer | Winter
ROS UCAP (Base) | 17371.6333 | 17784.0183
Average MCP | 2.4822 | 0.32167
Cost of ROS Capacity | 258721525.7778 | 34323155.3833
ROS UCAP (After Entry) | 17378.1463 | 17790.1153
Average MCP | 2.4692 | 0.31001
Cost of ROS Capacity | 257457903.5944 | 33090942.5145
ROS Delta |  | -2495835.0522
| Summer | Winter
GHI UCAP (base) | 5497.7056 | 5363.2673
Average MCP (base) | 5.8844 | 0.68889
Cost of GHI Capacity (base) | 194105657.4815 | 22168171.6444
GHI UCAP (impact) | 5504.2186 | 5369.3643
Average MCP (impact) | 5.8385 | 0.64653
Cost of GHI Capacity (impact) | 192817170.6158 | 20828581.5255
G-J Delta |  | -2628076.9846
| Summer | Winter
NYC UCAP (base) | 9805.7444 | 10554.1778
Average MCP (base) | 14.1017 | 4.63
Cost of NYC Capacity (base) | 829664037.4444 | 293195058.6667
NYC UCAP (impact) | 9812.2574 | 10560.2748
Average MCP (impact) | 14.0112 | 4.5453
Cost of NYC Capacity (impact) | 824891392.9537 | 288000160.1166
NYC Delta |  | -9967543.0409

## ICAP Prices
Numbers and Analysis
[8 empty] | ROS UCAP | Average MCP | Cost of ROS Capacity
[6 empty] | Summer |  | 17371.6333 | 2.4822 | 258721525.7778
[6 empty] | Winter |  | 17784.0183 | 0.32167 | 34323155.3833
| ROS UCAP | NYCA Spot MCP |  | ROS UCAP | NYCA Spot MCP |  |  |  |  | 293044681.1611
2018-05-01 | 18265.1 | 2.7 | 2018-11-01 | 18109.2 | 0.1
2018-06-01 | 17431.8 | 4.33 | 2018-12-01 | 18178.3 | 0.1
2018-07-01 | 17458.2 | 4.22 | 2019-01-01 | 18074 | 0.13
2018-08-01 | 17522.4 | 3.88 | 2019-02-01 | 17789.1 | 0.84
2018-09-01 | 17881.2 | 2.87 | 2019-03-01 | 17698.2 | 1.09
2018-10-01 | 17953.5 | 2.52 | 2019-04-01 | 18012.8 | 0.26
2019-05-01 | 17256.9 | 1.14 | 2019-11-01 | 17145 | 0.1
2019-06-01 | 16976.5 | 1.8 | 2019-12-01 | 17172.4 | 0.03
2019-07-01 | 17090.5 | 1.39 | 2020-01-01 | 17145.791 | 0.09
2019-08-01 | 17071.7 | 1.36 | 2020-02-01 | 17180.2 | 0.01
2019-09-01 | 17077.6 | 1.35 | 2020-03-01 | 17178.898 | 0.01
2019-10-01 | 17277.6 | 0.75 | 2020-04-01 | 17204.7 | 0.1
2020-05-01 | 17144.6 | 3.15 | 2020-11-01 | 18346.077 | 0.1
2020-06-01 | 17058.7 | 3.35 | 2020-12-01 | 18346.02 | 0.1 |  | Annual ICAP Price |  | 16823.3333
2020-07-01 | 17258.2 | 2.69 | 2021-01-01 | 18359.861 | 0.06
2020-08-01 | 17337.1 | 2.37 | 2021-02-01 | 18056.497 | 0.89 | Addition |  | 10 | MW
2020-09-01 | 17182.1 | 2.78 | 2021-03-01 | 18056.986 | 0.89 | Slope - Summer |  | -0.0020036 | $/kW-month/MW
2020-10-01 | 17445.7 | 2.03 | 2021-04-01 | 18058.3 | 0.89 | Slope - Winter |  | -0.0019115 | $/kW-month/MW
Average | 17371.6333 | 2.4822 | Average | 17784.0183 | 0.32167 |  |  | ROS UCAP | Average MCP | Cost of ROS Capacity
[6 empty] | Summer |  | 17381.6333 | 2.4622 | 256780952.7728
[6 empty] | Winter |  | 17794.0183 | 0.30255 | 32301692.7173
289082645.4901
[8 empty] | Annual Difference |  | -3962035.671
[8 empty] | GHI UCAP | Average MCP | Cost of GHI Capacity
[6 empty] | Summer |  | 5497.7056 | 5.8844 | 194105657.4815
[6 empty] | Winter |  | 5363.2673 | 0.68889 | 22168171.6444
| GHI UCAP | G-J Spot MCP |  | GHI UCAP | G-J Spot MCP |  |  |  |  | 216273829.1259
2018-05-01 | 5264.8 | 11.86 | 2018-11-01 | 5735.7 | 1.59
2018-06-01 | 5492.6 | 10.24 | 2018-12-01 | 5774.1 | 1.52
2018-07-01 | 5492.2 | 10.16 | 2019-01-01 | 5744.1 | 1.52
2018-08-01 | 5465.3 | 9.58 | 2019-02-01 | 5745.8 | 1.51
2018-09-01 | 5494 | 9.32 | 2019-03-01 | 5741.7 | 1.54
2018-10-01 | 5563.3 | 8.84 | 2019-04-01 | 5752.5 | 1.45
2019-05-01 | 5441.4 | 5.43 | 2019-11-01 | 5381.6 | 0.1
2019-06-01 | 5457.9 | 5.21 | 2019-12-01 | 5380.4 | 0.03
2019-07-01 | 5479.6 | 4.83 | 2020-01-01 | 5361.209 | 0.09
2019-08-01 | 5480.2 | 4.78 | 2020-02-01 | 5360 | 0.01
2019-09-01 | 5475.9 | 4.79 | 2020-03-01 | 5362.344 | 0.01
2019-10-01 | 5488.7 | 4.51 | 2020-04-01 | 5284.3 | 0.1
2020-05-01 | 5559.3 | 3.15 | 2020-11-01 | 4981.923 | 0.1
2020-06-01 | 5571.6 | 3.35 | 2020-12-01 | 4984.48 | 0.1 |  | Annual ICAP Price |  | 39440
2020-07-01 | 5558.7 | 2.69 | 2021-01-01 | 4983.439 | 0.06
2020-08-01 | 5566 | 2.37 | 2021-02-01 | 4997.803 | 0.89 | Addition |  | 10 | MW
2020-09-01 | 5564.3 | 2.78 | 2021-03-01 | 4994.114 | 0.89 | Slope - Summer |  | -0.0070594 | $/kW-month/MW
2020-10-01 | 5542.9 | 2.03 | 2021-04-01 | 4973.3 | 0.89 | Slope - Winter |  | -0.0069483 | $/kW-month/MW
Average | 5497.7056 | 5.8844 | Average | 5363.2673 | 0.68889 |  |  | GHI UCAP | Average MCP | Cost of GHI Capacity
[6 empty] | Summer |  | 5507.7056 | 5.8139 | 192125849.6844
[6 empty] | Winter |  | 5373.2673 | 0.61829 | 19933573.9167
212059423.6011
[8 empty] | Annual Difference |  | -4214405.5249
[8 empty] | NYC UCAP | Average MCP | Cost of NYC Capacity
[6 empty] | Summer |  | 9805.7444 | 14.1017 | 829664037.4444
[6 empty] | Winter |  | 10554.1778 | 4.63 | 293195058.6667
| NYC UCAP | NYC Spot MCP |  | NYC UCAP | NYC Spot MCP |  |  |  |  | 1122859096.1111
2018-05-01 | 9518.7 | 11.86 | 2018-11-01 | 10304.4 | 1.59
2018-06-01 | 9486.8 | 10.24 | 2018-12-01 | 10274.5 | 1.52
2018-07-01 | 9496.6 | 10.16 | 2019-01-01 | 10304.4 | 1.52
2018-08-01 | 9594 | 9.58 | 2019-02-01 | 10304.4 | 1.51
2018-09-01 | 9595.9 | 9.32 | 2019-03-01 | 10304.4 | 1.54
2018-10-01 | 9585.2 | 8.84 | 2019-04-01 | 10304.4 | 1.45
2019-05-01 | 9867.8 | 13.92 | 2019-11-01 | 10550.5 | 4.01
2019-06-01 | 9877.2 | 13.79 | 2019-12-01 | 10551.7 | 3.99
2019-07-01 | 9900.8 | 13.46 | 2020-01-01 | 10572.2 | 3.71
2019-08-01 | 9906.3 | 13.39 | 2020-02-01 | 10572.1 | 3.71
2019-09-01 | 9909.3 | 13.34 | 2020-03-01 | 10571.1 | 3.72
2019-10-01 | 9928 | 13.09 | 2020-04-01 | 10588.1 | 3.49
2020-05-01 | 9946.6 | 19.17 | 2020-11-01 | 10799.8 | 8.54
2020-06-01 | 9948.2 | 19.15 | 2020-12-01 | 10797.3 | 8.57 |  | Annual ICAP Price |  | 112390
2020-07-01 | 9956.7 | 19.03 | 2021-01-01 | 10798.3 | 8.56
2020-08-01 | 9979.2 | 18.72 | 2021-02-01 | 10783.9 | 8.76 | Addition |  | 10 | MW
2020-09-01 | 9986.3 | 18.62 | 2021-03-01 | 10787.1 | 8.71 | Slope - Summer |  | -0.013884 | $/kW-month/MW
2020-10-01 | 10019.8 | 18.15 | 2021-04-01 | 10806.6 | 8.44 | Slope - Winter |  | -0.013886 | $/kW-month/MW
Average | 9805.7444 | 14.1017 | Average | 10554.1778 | 4.63 |  |  | NYC UCAP | Average MCP | Cost of NYC Capacity
[6 empty] | Summer |  | 9815.7444 | 13.9628 | 822333258.4069
[6 empty] | Winter |  | 10564.1778 | 4.4912 | 284672506.9145
1107005765.3214
[8 empty] | Annual Difference |  | -15853330.7897

## Slopes
Parameter - Summer 2021 | NYCA (Zone C) | G-J (Rockland) | NYC (Zone J) | Long Island (Zone K)
Load Forecast | 32333.1 | 15411.3 | 11199 | 5248.6
Locational Capacity Requirement | 120.7% | 87.6% | 80.3% | 102.9%
ICAP Reference Point | 7.81 | 13.28 | 21.28 | 17.6
ICAP/UCAP Derating Factor | 8.77% | 3.61% | 2.69% | 4.91%
Zero Crossing Point | 112% | 115% | 118% | 118%
Slope | -0.0020036 | -0.0070594 | -0.013884 | -0.020024
Parameter - Winter 2021/2022 | NYCA (Zone C) | G-J (Rockland) | NYC (Zone J) | Long Island (Zone K)
Load Forecast | 32333.1 | 15411.3 | 11199 | 5248.6
Locational Capacity Requirement | 120.7% | 87.6% | 80.3% | 102.9%
ICAP Reference Point | 7.81 | 13.28 | 21.28 | 17.6
ICAP/UCAP Derating Factor* | 6.61% | 2.85% | 2.7% | 5.91%
Zero Crossing Point | 112% | 115% | 118% | 118%
Slope | -0.0019115 | -0.0069483 | -0.013886 | -0.020455
*From winter 2020/2021

## TWI_LBMPs
Month, day, and hour in the given dataset |  |  | Average NYISO RT TWI LBMP data from September 1, 2017 to August 31, 2020 (NYISO Demand Curve Reset time period) |  |  |  | 2006 NREL data used in CARIS. Data is scaled up to match S&L production factor estimates, see "Assumptions" tab. | [8 empty] | 2009 NREL data used in CARIS. Data is scaled up to match S&L production factor estimates, see "Assumptions" tab. |  |  | 2009 NREL data used in CARIS. Data is scaled up to match S&L production factor estimates, see "Assumptions" tab. |  |  | Actual production data form all run of river hydro resources, from September 1, 2017 to August 31, 2020 (NYISO Demand Curve Reset time period) |  |  | Actual production data form all landfill gas resources, from September 1, 2017 to August 31, 2020 (NYISO Demand Curve Reset time period)
Month | Day | Hour | LBMP - G | LBMP - H | LBMP - I | LBMP - J | Solar CF | SolarMW_G | SolarMW_H | SolarMW_I | SolarMW_J | Solar_G | Solar_H | Solar_I | Solar_J | LBW CF | LBWMW_G | LBW_G | OSW CF | OSWMW_J | OSW_J | ROR CF | RORMW_G | ROR_G | Landfill CF | LandfillMW_G | LandfillMW_H | LandfillMW_I | LandfillMW_J | Landfill_G | Landfill_H | Landfill_I | Landfill_J
1 | 1 | 0 | 59.36 | 60.0033 | 59.44 | 59.66 | 0% | 0 | 0 | 0 | 0 | 0 | 0 | 0 | 0 | 63.64% | 78.7918 | 4677.0828 | 99.99% | 841.3358 | 50194.0922 | [7 empty] | 6.4793
1 | 1 | 1 | 55.65 | 56.1233 | 55.7233 | 56.0133 | 0% | 0 | 0 | 0 | 0 | 0 | 0 | 0 | 0 | 62.79% | 77.7404 | 4326.2552 | 99.96% | 841.1032 | 47112.9949
1 | 1 | 2 | 56.5933 | 57.1867 | 56.6867 | 56.89 | 0% | 0 | 0 | 0 | 0 | 0 | 0 | 0 | 0 | 57.88% | 71.6544 | 4055.1621 | 99.94% | 840.9769 | 47843.1764
1 | 1 | 3 | 55.9267 | 56.5867 | 55.99 | 56.12 | 0% | 0 | 0 | 0 | 0 | 0 | 0 | 0 | 0 | 47.39% | 58.6705 | 3281.2443 | 99.9% | 840.6255 | 47175.902
1 | 1 | 4 | 51.5 | 51.9333 | 51.52 | 51.7867 | 0% | 0 | 0 | 0 | 0 | 0 | 0 | 0 | 0 | 37.47% | 46.3916 | 2389.1657 | 99.92% | 840.8132 | 43542.9152
1 | 1 | 5 | 52.7867 | 53.1067 | 52.8067 | 53.1467 | 0% | 0 | 0 | 0 | 0 | 0 | 0 | 0 | 0 | 33.02% | 40.8829 | 2158.0699 | 99.75% | 839.3826 | 44610.3899
1 | 1 | 6 | 53.78 | 54.1 | 53.8267 | 54.2633 | 0% | 0 | 0 | 0 | 0 | 0 | 0 | 0 | 0 | 29.72% | 36.7959 | 1978.8858 | 99.63% | 838.371 | 45492.8073
1 | 1 | 7 | 51.3867 | 51.7067 | 51.41 | 51.8267 | 0.0499% | 0.055608 | 0.011122 | 0.011122 | 0.011122 | 2.8575 | 0.57506 | 0.57176 | 0.57639 | 26.14% | 32.3616 | 1662.9549 | 98.92% | 832.3493 | 43137.889
1 | 1 | 8 | 126.4333 | 127.09 | 126.4967 | 127.5933 | 19.82% | 22.0905 | 4.4181 | 4.4181 | 4.4181 | 2792.9708 | 561.4954 | 558.874 | 563.7192 | 22.91% | 28.3641 | 3586.1734 | 98.61% | 829.7889 | 105875.532
1 | 1 | 9 | 135.5333 | 136.19 | 135.58 | 136.9867 | 30.02% | 33.4579 | 6.6916 | 6.6916 | 6.6916 | 4534.662 | 911.3265 | 907.2447 | 916.6575 | 18.96% | 23.472 | 3181.2365 | 96.9% | 815.3409 | 111690.8374
1 | 1 | 10 | 52.7 | 53.18 | 52.7733 | 53.0033 | 26.52% | 29.5518 | 5.9104 | 5.9104 | 5.9104 | 1557.3787 | 314.3127 | 311.9092 | 313.2686 | 13.84% | 17.1308 | 902.7943 | 97.28% | 818.5851 | 43387.7374
1 | 1 | 11 | 53.3633 | 53.8767 | 53.42 | 53.5967 | 26.5% | 29.5326 | 5.9065 | 5.9065 | 5.9065 | 1575.9593 | 318.2239 | 315.5266 | 316.57 | 11.44% | 14.1589 | 755.5675 | 95.92% | 807.096 | 43257.6541
1 | 1 | 12 | 53.3667 | 53.8867 | 53.4533 | 53.63 | 23.76% | 26.4773 | 5.2955 | 5.2955 | 5.2955 | 1413.0048 | 285.3546 | 283.0599 | 283.9954 | 10.68% | 13.2281 | 705.9387 | 92.02% | 774.3164 | 41526.5862
1 | 1 | 13 | 49.88 | 50.4167 | 49.97 | 50.1167 | 15.23% | 16.9696 | 3.3939 | 3.3939 | 3.3939 | 846.4443 | 171.1103 | 169.5943 | 170.0921 | 11.2% | 13.8601 | 691.3437 | 91.18% | 767.2536 | 38452.1927
1 | 1 | 14 | 50.63 | 51.2067 | 50.74 | 50.88 | 7.594% | 8.4623 | 1.6925 | 1.6925 | 1.6925 | 428.4439 | 86.6648 | 85.875 | 86.1119 | 12.89% | 15.9646 | 808.2886 | 86.28% | 726.0475 | 36941.297
1 | 1 | 15 | 52.4467 | 52.99 | 52.55 | 52.7267 | 4.21% | 4.6914 | 0.93829 | 0.93829 | 0.93829 | 246.0501 | 49.7198 | 49.307 | 49.4727 | 13.62% | 16.8591 | 884.2062 | 84.99% | 715.1768 | 37708.8896
1 | 1 | 16 | 71.5733 | 71.88 | 71.58 | 72.08 | 0.05711% | 0.06364 | 0.012728 | 0.012728 | 0.012728 | 4.5549 | 0.91489 | 0.91107 | 0.91743 | 14.33% | 17.7352 | 1269.3687 | 83.14% | 699.5952 | 50426.8213
1 | 1 | 17 | 87.3067 | 87.78 | 87.31 | 88.0133 | 0% | 0 | 0 | 0 | 0 | 0 | 0 | 0 | 0 | 22.15% | 27.4279 | 2394.6419 | 80.79% | 679.8378 | 59834.7949
1 | 1 | 18 | 71.8167 | 72.4267 | 71.9467 | 72.4067 | 0% | 0 | 0 | 0 | 0 | 0 | 0 | 0 | 0 | 30.91% | 38.2682 | 2748.2942 | 72.15% | 607.1117 | 43958.9339
1 | 1 | 19 | 70.18 | 70.7967 | 70.31 | 70.7567 | 0% | 0 | 0 | 0 | 0 | 0 | 0 | 0 | 0 | 36.01% | 44.5788 | 3128.539 | 61.23% | 515.2155 | 36454.9298
1 | 1 | 20 | 61.27 | 61.9367 | 61.4133 | 61.6133 | 0% | 0 | 0 | 0 | 0 | 0 | 0 | 0 | 0 | 36.29% | 44.9325 | 2753.0131 | 45.49% | 382.7754 | 23584.0674
1 | 1 | 21 | 60.9767 | 61.66 | 61.1233 | 61.2967 | 0% | 0 | 0 | 0 | 0 | 0 | 0 | 0 | 0 | 38.89% | 48.1462 | 2935.7937 | 29.15% | 245.3138 | 15036.9162
1 | 1 | 22 | 55.07 | 55.6667 | 55.2167 | 55.41 | 0% | 0 | 0 | 0 | 0 | 0 | 0 | 0 | 0 | 39% | 48.2885 | 2659.2486 | 19.23% | 161.8143 | 8966.1328
1 | 1 | 23 | 50.8833 | 51.35 | 51.03 | 51.2933 | 0% | 0 | 0 | 0 | 0 | 0 | 0 | 0 | 0 | 39.47% | 48.8692 | 2486.6274 | 12.53% | 105.3965 | 5406.1381
1 | 2 | 0 | 51.3133 | 51.6467 | 51.4467 | 51.8067 | 0% | 0 | 0 | 0 | 0 | 0 | 0 | 0 | 0 | 46.36% | 57.4006 | 2945.4142 | 8.616% | 72.4974 | 3755.848
1 | 2 | 1 | 44.3233 | 44.63 | 44.4 | 44.67 | 0% | 0 | 0 | 0 | 0 | 0 | 0 | 0 | 0 | 60.48% | 74.8821 | 3319.0226 | 6.633% | 55.8169 | 2493.3431
1 | 2 | 2 | 46.1933 | 46.3867 | 46.2033 | 46.5467 | 0% | 0 | 0 | 0 | 0 | 0 | 0 | 0 | 0 | 69.71% | 86.2986 | 3986.4192 | 7.666% | 64.5022 | 3002.3602
1 | 2 | 3 | 45.1933 | 45.4333 | 45.2333 | 45.5567 | 0% | 0 | 0 | 0 | 0 | 0 | 0 | 0 | 0 | 72.09% | 89.2481 | 4033.4196 | 12.86% | 108.1935 | 4928.9344
1 | 2 | 4 | 47.7833 | 48.0367 | 47.8 | 48.14 | 0% | 0 | 0 | 0 | 0 | 0 | 0 | 0 | 0 | 70.61% | 87.417 | 4177.0757 | 23.29% | 195.9741 | 9434.1926
1 | 2 | 5 | 54.7833 | 55.0267 | 54.7933 | 55.2767 | 0% | 0 | 0 | 0 | 0 | 0 | 0 | 0 | 0 | 74.34% | 92.0413 | 5042.3267 | 43.13% | 362.8785 | 20058.7113
1 | 2 | 6 | 133.21 | 133.7233 | 133.0433 | 139.14 | 0% | 0 | 0 | 0 | 0 | 0 | 0 | 0 | 0 | 80.04% | 99.0994 | 13201.0295 | 61.39% | 516.5929 | 71878.7415
1 | 2 | 7 | 86.8233 | 87.2 | 86.7933 | 100.1433 | 0.05544% | 0.061786 | 0.012357 | 0.012357 | 0.012357 | 5.3645 | 1.0776 | 1.0725 | 1.2375 | 81.17% | 100.4939 | 8725.2145 | 71.35% | 600.4194 | 60128.0049
1 | 2 | 8 | 61.91 | 62.25 | 61.9733 | 64.4767 | 18.65% | 20.78 | 4.156 | 4.156 | 4.156 | 1286.4882 | 258.7107 | 257.5609 | 267.9647 | 79.28% | 98.1529 | 6076.646 | 83.05% | 698.8018 | 45056.4114
1 | 2 | 9 | 64.55 | 64.9033 | 64.67 | 70.49 | 28.06% | 31.2663 | 6.2533 | 6.2533 | 6.2533 | 2018.2428 | 405.8581 | 404.399 | 440.793 | 69.79% | 86.4078 | 5577.6231 | 94.25% | 793.0495 | 55902.0585
1 | 2 | 10 | 117.13 | 117.6367 | 117.2367 | 123.4233 | 17.1% | 19.0549 | 3.811 | 3.811 | 3.811 | 2231.9005 | 448.311 | 446.7866 | 470.3639 | 61.86% | 76.5914 | 8971.1551 | 96.54% | 812.3281 | 100260.2457
1 | 2 | 11 | 81.42 | 82.2733 | 81.6433 | 86.6633 | 17.44% | 19.4367 | 3.8873 | 3.8873 | 3.8873 | 1582.5394 | 319.8251 | 317.3761 | 336.8905 | 63.85% | 79.0444 | 6435.7942 | 94.06% | 791.4745 | 68591.8169
1 | 2 | 12 | 62.66 | 63.29 | 62.87 | 71.9067 | 16.01% | 17.8402 | 3.568 | 3.568 | 3.568 | 1117.8658 | 225.821 | 224.3224 | 256.5656 | 68.43% | 84.7191 | 5308.4958 | 81.8% | 688.2767 | 49491.6813
1 | 2 | 13 | 59.5533 | 60.12 | 59.7667 | 70.3567 | 17.28% | 19.2539 | 3.8508 | 3.8508 | 3.8508 | 1146.6311 | 231.5083 | 230.1477 | 270.9274 | 72.71% | 90.0224 | 5361.136 | 71.98% | 605.6464 | 42611.2606
1 | 2 | 14 | 63.33 | 63.9467 | 63.55 | 73.3 | 11.6% | 12.9226 | 2.5845 | 2.5845 | 2.5845 | 818.3888 | 165.2715 | 164.2464 | 189.4454 | 69% | 85.4276 | 5410.1323 | 66.25% | 557.4582 | 40861.6864
1 | 2 | 15 | 66.6633 | 67.34 | 66.9033 | 74.8867 | 6.613% | 7.3699 | 1.474 | 1.474 | 1.474 | 491.3002 | 99.2574 | 98.6138 | 110.381 | 67.42% | 83.4635 | 5563.9523 | 68.42% | 575.7362 | 43114.9678
1 | 2 | 16 | 69.3033 | 69.9467 | 69.5333 | 88.89 | 0.1048% | 0.11678 | 0.023355 | 0.023355 | 0.023355 | 8.093 | 1.6336 | 1.624 | 2.076 | 64.68% | 80.0751 | 5549.4699 | 71.52% | 601.8128 | 53495.1412
1 | 2 | 17 | 96.9067 | 97.49 | 97.1933 | 121.12 | 0% | 0 | 0 | 0 | 0 | 0 | 0 | 0 | 0 | 64.63% | 80.0096 | 7753.4649 | 83.97% | 706.5468 | 85576.9458
1 | 2 | 18 | 107.17 | 108.0333 | 107.48 | 124.9467 | 0% | 0 | 0 | 0 | 0 | 0 | 0 | 0 | 0 | 67.51% | 83.5793 | 8957.1958 | 94.31% | 793.5625 | 99152.9869
1 | 2 | 19 | 74.13 | 74.9033 | 74.3733 | 89.03 | 0% | 0 | 0 | 0 | 0 | 0 | 0 | 0 | 0 | 67.33% | 83.3568 | 6179.2364 | 95.42% | 802.9276 | 71484.6409
1 | 2 | 20 | 63.2667 | 63.87 | 63.4667 | 75.5667 | 0% | 0 | 0 | 0 | 0 | 0 | 0 | 0 | 0 | 71.17% | 88.1084 | 5574.3278 | 95.68% | 805.092 | 60838.1165
1 | 2 | 21 | 60.7833 | 61.4067 | 61 | 72.7767 | 0% | 0 | 0 | 0 | 0 | 0 | 0 | 0 | 0 | 69.2% | 85.6743 | 5207.5714 | 98.2% | 826.2896 | 60134.6048
1 | 2 | 22 | 59.9233 | 60.56 | 60.0933 | 70.1467 | 0% | 0 | 0 | 0 | 0 | 0 | 0 | 0 | 0 | 68.53% | 84.8383 | 5083.7963 | 99.6% | 838.0862 | 58788.9504
1 | 2 | 23 | 57.48 | 58.0233 | 57.6433 | 61.5567 | 0% | 0 | 0 | 0 | 0 | 0 | 0 | 0 | 0 | 70.17% | 86.8701 | 4993.2949 | 99.51% | 837.3106 | 51542.0477
1 | 3 | 0 | 61.6367 | 61.95 | 61.7967 | 62.2233 | 0% | 0 | 0 | 0 | 0 | 0 | 0 | 0 | 0 | 68.21% | 84.4471 | 5205.0404 | 99.94% | 840.9536 | 52326.9363
1 | 3 | 1 | 56.5033 | 56.7233 | 56.5867 | 56.98 | 0% | 0 | 0 | 0 | 0 | 0 | 0 | 0 | 0 | 66.34% | 82.1327 | 4640.7708 | 99.92% | 840.8214 | 47910.0044
1 | 3 | 2 | 53.4167 | 53.6 | 53.4733 | 53.8533 | 0% | 0 | 0 | 0 | 0 | 0 | 0 | 0 | 0 | 60.85% | 75.3381 | 4024.3111 | 99.87% | 840.3574 | 45256.0475
1 | 3 | 3 | 61.94 | 62.1267 | 61.9567 | 62.4033 | 0% | 0 | 0 | 0 | 0 | 0 | 0 | 0 | 0 | 63.69% | 78.8482 | 4883.8552 | 99.39% | 836.3645 | 52191.9352
1 | 3 | 4 | 57.08 | 57.2767 | 57.11 | 57.5033 | 0% | 0 | 0 | 0 | 0 | 0 | 0 | 0 | 0 | 68.06% | 84.2579 | 4809.4413 | 98.1% | 825.4746 | 47467.539
1 | 3 | 5 | 75.4233 | 75.69 | 75.4633 | 76.0467 | 0% | 0 | 0 | 0 | 0 | 0 | 0 | 0 | 0 | 67.65% | 83.7547 | 6317.0595 | 95.93% | 807.1981 | 61384.7254
1 | 3 | 6 | 96.3933 | 96.7833 | 96.44 | 98.71 | 0% | 0 | 0 | 0 | 0 | 0 | 0 | 0 | 0 | 63.88% | 79.0903 | 7623.7817 | 93.6% | 787.5903 | 77743.0397
1 | 3 | 7 | 87.5467 | 87.9067 | 87.63 | 82.0867 | 0.0682% | 0.075997 | 0.015199 | 0.015199 | 0.015199 | 6.6533 | 1.3361 | 1.3319 | 1.2477 | 62.95% | 77.9342 | 6822.8751 | 92.05% | 774.5673 | 63581.6448
1 | 3 | 8 | 98.7 | 99.1367 | 98.8767 | 101.87 | 7.03% | 7.8339 | 1.5668 | 1.5668 | 1.5668 | 773.2047 | 155.3251 | 154.9177 | 159.6076 | 58.85% | 72.8605 | 7191.334 | 89.11% | 749.8277 | 76384.9516
1 | 3 | 9 | 85.4133 | 85.87 | 85.7 | 90.7367 | 14.45% | 16.1065 | 3.2213 | 3.2213 | 3.2213 | 1375.7062 | 276.6123 | 276.0647 | 292.2893 | 41.34% | 51.1858 | 4371.954 | 89.5% | 753.1459 | 68337.9468
1 | 3 | 10 | 61.57 | 61.98 | 61.77 | 62.1767 | 9.616% | 10.7156 | 2.1431 | 2.1431 | 2.1431 | 659.7596 | 132.8306 | 132.3805 | 133.2521 | 35.97% | 44.5387 | 2742.25 | 86.13% | 724.7311 | 45061.3652
1 | 3 | 11 | 59.38 | 59.7 | 59.5567 | 62.0033 | 12.25% | 13.6542 | 2.7308 | 2.7308 | 2.7308 | 810.7839 | 163.0307 | 162.6392 | 169.3207 | 33.9% | 41.9666 | 2491.9784 | 81.61% | 686.7103 | 42578.3246
1 | 3 | 12 | 58.2067 | 58.4333 | 58.37 | 60.82 | 14.41% | 16.0595 | 3.2119 | 3.2119 | 3.2119 | 934.77 | 187.682 | 187.4786 | 195.3478 | 34.83% | 43.1159 | 2509.6346 | 84.56% | 711.5524 | 43276.6149
1 | 3 | 13 | 57.8467 | 58.0533 | 57.9867 | 61.4467 | 7.868% | 8.7681 | 1.7536 | 1.7536 | 1.7536 | 507.2052 | 101.8034 | 101.6865 | 107.7541 | 33.94% | 42.018 | 2430.6038 | 88.27% | 742.7229 | 45637.8448
1 | 3 | 14 | 57.0567 | 57.2533 | 57.2 | 57.7133 | 9.072% | 10.1095 | 2.0219 | 2.0219 | 2.0219 | 576.8131 | 115.7603 | 115.6524 | 116.6903 | 31.66% | 39.1955 | 2236.3632 | 90.4% | 760.703 | 43902.7033
1 | 3 | 15 | 61.5567 | 61.77 | 61.69 | 56.88 | 4.803% | 5.3519 | 1.0704 | 1.0704 | 1.0704 | 329.447 | 66.1178 | 66.0321 | 60.8836 | 28.63% | 35.4453 | 2181.8917 | 93.84% | 789.587 | 44911.7104
1 | 3 | 16 | 68.97 | 69.2 | 69.08 | 67.1267 | 0.05101% | 0.056843 | 0.011369 | 0.011369 | 0.011369 | 3.9205 | 0.78671 | 0.78535 | 0.76314 | 30.45% | 37.7002 | 2600.1861 | 97.36% | 819.2822 | 54995.683
1 | 3 | 17 | 81.2367 | 81.5033 | 81.2967 | 85.3267 | 0% | 0 | 0 | 0 | 0 | 0 | 0 | 0 | 0 | 31.5% | 38.993 | 3167.6589 | 99.12% | 834.0187 | 71164.032
1 | 3 | 18 | 77.4667 | 77.7567 | 77.5333 | 120.8067 | 0% | 0 | 0 | 0 | 0 | 0 | 0 | 0 | 0 | 41.85% | 51.811 | 4013.6268 | 99.76% | 839.4093 | 101406.2441
1 | 3 | 19 | 80.6867 | 80.98 | 80.72 | 97.2533 | 0% | 0 | 0 | 0 | 0 | 0 | 0 | 0 | 0 | 35.77% | 44.2804 | 3572.8408 | 99.55% | 837.6825 | 81467.4107
1 | 3 | 20 | 85.33 | 85.6633 | 85.4267 | 92.3767 | 0% | 0 | 0 | 0 | 0 | 0 | 0 | 0 | 0 | 29.47% | 36.4877 | 3113.4971 | 99.34% | 835.9205 | 77219.5467
1 | 3 | 21 | 69.5967 | 69.86 | 69.6933 | 76.1067 | 0% | 0 | 0 | 0 | 0 | 0 | 0 | 0 | 0 | 31.72% | 39.2732 | 2733.2857 | 99.17% | 834.4716 | 63508.8549
1 | 3 | 22 | 60.47 | 60.6533 | 60.5433 | 61.7233 | 0% | 0 | 0 | 0 | 0 | 0 | 0 | 0 | 0 | 41% | 50.7546 | 3069.1308 | 98.56% | 829.3774 | 51191.9386
1 | 3 | 23 | 49.0733 | 49.27 | 49.1967 | 49.5967 | 0% | 0 | 0 | 0 | 0 | 0 | 0 | 0 | 0 | 38.12% | 47.1899 | 2315.7633 | 97.59% | 821.2197 | 40729.7587
1 | 4 | 0 | 58.3467 | 58.5233 | 58.46 | 58.9233 | 0% | 0 | 0 | 0 | 0 | 0 | 0 | 0 | 0 | 30.2% | 37.3873 | 2181.4248 | 93.51% | 786.8815 | 46365.6798
1 | 4 | 1 | 55.5167 | 55.6567 | 55.5733 | 56 | 0% | 0 | 0 | 0 | 0 | 0 | 0 | 0 | 0 | 26.84% | 33.2334 | 1845.0093 | 88.83% | 747.5025 | 41860.1402
1 | 4 | 2 | 52.01 | 52.1233 | 52.06 | 52.4467 | 0% | 0 | 0 | 0 | 0 | 0 | 0 | 0 | 0 | 22.71% | 28.11 | 1461.9986 | 84.46% | 710.6561 | 37271.5429
1 | 4 | 3 | 45.8533 | 45.9833 | 45.8333 | 46.07 | 0% | 0 | 0 | 0 | 0 | 0 | 0 | 0 | 0 | 19.31% | 23.9119 | 1096.4382 | 80.27% | 675.4374 | 31117.3994
1 | 4 | 4 | 49.3533 | 49.47 | 49.3833 | 49.6667 | 0% | 0 | 0 | 0 | 0 | 0 | 0 | 0 | 0 | 16.38% | 20.2744 | 1000.6078 | 73.68% | 619.9478 | 30790.7423
1 | 4 | 5 | 50.7033 | 50.8533 | 50.72 | 51.0167 | 0% | 0 | 0 | 0 | 0 | 0 | 0 | 0 | 0 | 14.68% | 18.1804 | 921.8076 | 67.88% | 571.1473 | 29138.0318
1 | 4 | 6 | 57.2433 | 57.3967 | 57.2433 | 57.6367 | 0% | 0 | 0 | 0 | 0 | 0 | 0 | 0 | 0 | 15.77% | 19.5215 | 1117.4736 | 65.07% | 547.5573 | 31559.3776
1 | 4 | 7 | 55.1733 | 55.37 | 55.2333 | 55.6967 | 0.1042% | 0.11616 | 0.023232 | 0.023232 | 0.023232 | 6.4088 | 1.2863 | 1.2832 | 1.2939 | 14.82% | 18.3517 | 1012.5262 | 62.83% | 528.7241 | 29448.1712
1 | 4 | 8 | 56.1567 | 56.3967 | 56.3167 | 56.85 | 22.56% | 25.1427 | 5.0285 | 5.0285 | 5.0285 | 1411.9306 | 283.593 | 283.1907 | 285.8726 | 14.64% | 18.1308 | 1018.167 | 56.9% | 478.8246 | 27221.1777
1 | 4 | 9 | 68.6933 | 68.9933 | 68.87 | 69.4533 | 38.33% | 42.7129 | 8.5426 | 8.5426 | 8.5426 | 2934.0903 | 589.3808 | 588.3272 | 593.3104 | 8.462% | 10.4759 | 719.6246 | 50.29% | 423.1917 | 29392.0724
1 | 4 | 10 | 88.3033 | 88.6467 | 88.4333 | 89.1967 | 38.35% | 42.7376 | 8.5475 | 8.5475 | 8.5475 | 3773.8723 | 757.7091 | 755.8856 | 762.4102 | 7.935% | 9.8236 | 867.4582 | 43.77% | 368.3048 | 32851.5622
1 | 4 | 11 | 97.1533 | 97.83 | 97.3667 | 98.0033 | 35.73% | 39.8213 | 7.9643 | 7.9643 | 7.9643 | 3868.7703 | 779.1432 | 775.4531 | 780.5237 | 4.27% | 5.2862 | 513.5729 | 38.32% | 322.4304 | 31599.2495
1 | 4 | 12 | 93.3867 | 94.0533 | 93.58 | 94.22 | 32.24% | 35.9287 | 7.1857 | 7.1857 | 7.1857 | 3355.2657 | 675.8436 | 672.4424 | 677.0413 | 2.711% | 3.3569 | 313.4913 | 33.71% | 283.681 | 26728.423
1 | 4 | 13 | 94.6267 | 95.3733 | 94.7967 | 95.2933 | 28.25% | 31.4807 | 6.2961 | 6.2961 | 6.2961 | 2978.9182 | 600.4848 | 596.854 | 599.9811 | 5.263% | 6.5154 | 616.5307 | 29.95% | 252.0069 | 24014.5773
1 | 4 | 14 | 95.0367 | 95.7933 | 95.1967 | 95.7 | 25.1% | 27.9744 | 5.5949 | 5.5949 | 5.5949 | 2658.5912 | 535.9517 | 532.6134 | 535.4295 | 7.928% | 9.8147 | 932.7524 | 24.09% | 202.7116 | 19399.5034
1 | 4 | 15 | 90.8033 | 91.6533 | 91.02 | 91.4233 | 16.15% | 17.9971 | 3.5994 | 3.5994 | 3.5994 | 1634.1984 | 329.8992 | 327.6196 | 329.0713 | 12.41% | 15.3685 | 1395.5081 | 20% | 168.2935 | 15385.9542
1 | 4 | 16 | 100.1067 | 101.3067 | 100.4133 | 100.6467 | 0.703% | 0.78345 | 0.15669 | 0.15669 | 0.15669 | 78.4286 | 15.8738 | 15.7338 | 15.7703 | 17.46% | 21.6104 | 2163.345 | 19.66% | 165.4452 | 16651.5123
1 | 4 | 17 | 106.5967 | 107.78 | 106.9 | 107.1767 | 0% | 0 | 0 | 0 | 0 | 0 | 0 | 0 | 0 | 21.56% | 26.6929 | 2845.3794 | 19.73% | 166.0442 | 17796.0689
1 | 4 | 18 | 99.71 | 100.67 | 99.9267 | 100.2833 | 0% | 0 | 0 | 0 | 0 | 0 | 0 | 0 | 0 | 26.37% | 32.6473 | 3255.2648 | 17.14% | 144.1845 | 14459.2997
1 | 4 | 19 | 102.7533 | 103.8767 | 103.0167 | 103.2967 | 0% | 0 | 0 | 0 | 0 | 0 | 0 | 0 | 0 | 30.61% | 37.8921 | 3893.5358 | 11.46% | 96.4543 | 9963.4114
1 | 4 | 20 | 92.5333 | 93.53 | 92.81 | 93.0967 | 0% | 0 | 0 | 0 | 0 | 0 | 0 | 0 | 0 | 28.65% | 35.4654 | 3281.7298 | 10.29% | 86.5713 | 8059.4984
1 | 4 | 21 | 72.1733 | 72.87 | 72.4233 | 72.7133 | 0% | 0 | 0 | 0 | 0 | 0 | 0 | 0 | 0 | 31.27% | 38.7129 | 2794.0426 | 11.19% | 94.1801 | 6848.1455
1 | 4 | 22 | 64.24 | 64.7267 | 64.47 | 64.8467 | 0% | 0 | 0 | 0 | 0 | 0 | 0 | 0 | 0 | 45.79% | 56.6853 | 3641.4631 | 12.38% | 104.1945 | 6756.6678
1 | 4 | 23 | 60.6467 | 61.0733 | 60.8633 | 61.23 | 0% | 0 | 0 | 0 | 0 | 0 | 0 | 0 | 0 | 59.24% | 73.3434 | 4448.0302 | 18.22% | 153.2859 | 9385.6943
1 | 5 | 0 | 62.7867 | 63.13 | 62.9 | 63.3267 | 0% | 0 | 0 | 0 | 0 | 0 | 0 | 0 | 0 | 59.48% | 73.6357 | 4623.3422 | 21.88% | 184.1518 | 11661.7209
1 | 5 | 1 | 59.6967 | 60.1167 | 59.8333 | 60.1833 | 0% | 0 | 0 | 0 | 0 | 0 | 0 | 0 | 0 | 54.43% | 67.3929 | 4023.1306 | 27.18% | 228.7366 | 13766.1323
1 | 5 | 2 | 58.1167 | 58.33 | 58.1233 | 58.54 | 0% | 0 | 0 | 0 | 0 | 0 | 0 | 0 | 0 | 49.15% | 60.8444 | 3536.0734 | 30.52% | 256.7792 | 15031.8548
1 | 5 | 3 | 59.15 | 59.34 | 59.1733 | 59.58 | 0% | 0 | 0 | 0 | 0 | 0 | 0 | 0 | 0 | 50.53% | 62.5547 | 3700.1117 | 32.17% | 270.7253 | 16129.8138
1 | 5 | 4 | 61.6933 | 61.88 | 61.71 | 62.1567 | 0% | 0 | 0 | 0 | 0 | 0 | 0 | 0 | 0 | 47.6% | 58.9341 | 3635.8394 | 41.36% | 348.0086 | 21631.0564
1 | 5 | 5 | 70.3067 | 70.7567 | 70.4133 | 70.8633 | 0% | 0 | 0 | 0 | 0 | 0 | 0 | 0 | 0 | 46.51% | 57.5863 | 4048.7034 | 43.8% | 368.5838 | 26119.0763
1 | 5 | 6 | 63.3967 | 63.7833 | 63.5567 | 64.07 | 0% | 0 | 0 | 0 | 0 | 0 | 0 | 0 | 0 | 49.18% | 60.8831 | 3859.7867 | 42% | 353.4491 | 22645.4856
1 | 5 | 7 | 59.6833 | 60.07 | 59.8433 | 60.3133 | 0.06764% | 0.075379 | 0.015076 | 0.015076 | 0.015076 | 4.4989 | 0.90561 | 0.90219 | 0.90928 | 52.61% | 65.1363 | 3887.5513 | 37.18% | 312.8299 | 18867.8137
1 | 5 | 8 | 81.9967 | 82.7867 | 82.22 | 82.6033 | 14.91% | 16.6143 | 3.3229 | 3.3229 | 3.3229 | 1362.3206 | 275.0892 | 273.2062 | 274.48 | 57.38% | 71.0347 | 5824.6067 | 34.62% | 291.3387 | 24065.5465
1 | 5 | 9 | 99.77 | 100.5533 | 99.94 | 100.49 | 25.25% | 28.1431 | 5.6286 | 5.6286 | 5.6286 | 2807.8321 | 565.9755 | 562.5233 | 565.619 | 56.01% | 69.3388 | 6917.9362 | 34.92% | 293.8525 | 29529.2379
1 | 5 | 10 | 98.3633 | 98.94 | 98.42 | 99.0833 | 22.4% | 24.966 | 4.9932 | 4.9932 | 4.9932 | 2455.7388 | 494.0272 | 491.4307 | 494.7429 | 64.05% | 79.2954 | 7799.7559 | 37.43% | 314.9283 | 31204.1425
1 | 5 | 11 | 113.3833 | 114.2933 | 113.6433 | 114.32 | 24.48% | 27.2855 | 5.4571 | 5.4571 | 5.4571 | 3093.716 | 623.7092 | 620.162 | 623.8547 | 68.76% | 85.1323 | 9652.5814 | 32.96% | 277.3838 | 31710.5109
1 | 5 | 12 | 101.82 | 102.52 | 101.97 | 127.6167 | 30.15% | 33.5963 | 6.7193 | 6.7193 | 6.7193 | 3420.7764 | 688.8588 | 685.1632 | 857.4898 | 71.68% | 88.7403 | 9035.5409 | 30.28% | 254.8207 | 32519.362
1 | 5 | 13 | 140.5467 | 142.0767 | 140.9333 | 210.2633 | 29.63% | 33.0155 | 6.6031 | 6.6031 | 6.6031 | 4640.2212 | 938.147 | 930.5974 | 1388.3906 | 75.17% | 93.0606 | 13079.3584 | 32.02% | 269.4499 | 56655.4394
1 | 5 | 14 | 123.17 | 124.44 | 123.5133 | 136.2333 | 25.63% | 28.5669 | 5.7134 | 5.7134 | 5.7134 | 3518.5856 | 710.9731 | 705.6787 | 778.3529 | 76.17% | 94.3063 | 11615.7103 | 35.78% | 301.107 | 41020.8054
1 | 5 | 15 | 109.2367 | 110.19 | 109.4667 | 120.3567 | 18.12% | 20.1961 | 4.0392 | 4.0392 | 4.0392 | 2206.154 | 445.0815 | 442.1598 | 486.1469 | 70.42% | 87.1841 | 9523.6989 | 40.15% | 337.8534 | 40662.9133
1 | 5 | 16 | 91.6767 | 92.2967 | 91.89 | 92.8033 | 1.15% | 1.2821 | 0.25641 | 0.25641 | 0.25641 | 117.5355 | 23.6661 | 23.5618 | 23.796 | 69.7% | 86.289 | 7910.6921 | 42.79% | 360.0284 | 33411.8365
1 | 5 | 17 | 115.1233 | 115.8367 | 115.3467 | 131.0933 | 0% | 0 | 0 | 0 | 0 | 0 | 0 | 0 | 0 | 66.64% | 82.507 | 9498.4836 | 46.15% | 388.2986 | 50903.3614
1 | 5 | 18 | 118.89 | 119.6933 | 119.1067 | 120.5133 | 0% | 0 | 0 | 0 | 0 | 0 | 0 | 0 | 0 | 63.25% | 78.3063 | 9309.8415 | 50.37% | 423.8742 | 51082.4958
1 | 5 | 19 | 215.4167 | 217.6567 | 215.99 | 217.7733 | 0% | 0 | 0 | 0 | 0 | 0 | 0 | 0 | 0 | 65.48% | 81.0647 | 17462.6956 | 49.07% | 412.8975 | 89918.0616
1 | 5 | 20 | 290.8333 | 294.6333 | 291.7233 | 293.27 | 0% | 0 | 0 | 0 | 0 | 0 | 0 | 0 | 0 | 67.51% | 83.5802 | 24307.909 | 41.66% | 350.5483 | 102805.2897
1 | 5 | 21 | 120.24 | 121.47 | 120.5 | 124.5167 | 0% | 0 | 0 | 0 | 0 | 0 | 0 | 0 | 0 | 66.44% | 82.257 | 9890.5863 | 38.89% | 327.2427 | 40747.1761
1 | 5 | 22 | 102.19 | 103.1633 | 102.43 | 103.1567 | 0% | 0 | 0 | 0 | 0 | 0 | 0 | 0 | 0 | 63.87% | 79.0768 | 8080.8582 | 42.58% | 358.3333 | 36964.4722
1 | 5 | 23 | 74.7833 | 75.23 | 74.91 | 75.9933 | 0% | 0 | 0 | 0 | 0 | 0 | 0 | 0 | 0 | 57.21% | 70.8277 | 5296.7282 | 43.52% | 366.1863 | 27827.7193
1 | 6 | 0 | 78.2267 | 78.55 | 78.2733 | 78.8833 | 0% | 0 | 0 | 0 | 0 | 0 | 0 | 0 | 0 | 51.41% | 63.6491 | 4979.0552 | 42.73% | 359.5738 | 28364.3801
1 | 6 | 1 | 93.6067 | 94.2267 | 93.6967 | 94.1533 | 0% | 0 | 0 | 0 | 0 | 0 | 0 | 0 | 0 | 40.23% | 49.81 | 4662.5525 | 43.24% | 363.8351 | 34256.2864
1 | 6 | 2 | 89.2967 | 89.7567 | 89.29 | 89.7333 | 0% | 0 | 0 | 0 | 0 | 0 | 0 | 0 | 0 | 32.43% | 40.1458 | 3584.8832 | 36.17% | 304.3784 | 27312.8893
1 | 6 | 3 | 78.3767 | 78.9967 | 78.4167 | 78.7633 | 0% | 0 | 0 | 0 | 0 | 0 | 0 | 0 | 0 | 24.96% | 30.903 | 2422.0736 | 27.03% | 227.4065 | 17911.2977
1 | 6 | 4 | 70.7533 | 70.95 | 70.6367 | 71.0267 | 0% | 0 | 0 | 0 | 0 | 0 | 0 | 0 | 0 | 19.46% | 24.089 | 1704.38 | 17.67% | 148.724 | 10563.371
1 | 6 | 5 | 74.0333 | 74.2833 | 73.9833 | 74.46 | 0% | 0 | 0 | 0 | 0 | 0 | 0 | 0 | 0 | 13.08% | 16.1938 | 1198.8785 | 16.31% | 137.2049 | 10216.2732
1 | 6 | 6 | 80.02 | 80.3 | 79.97 | 80.43 | 0% | 0 | 0 | 0 | 0 | 0 | 0 | 0 | 0 | 12.27% | 15.1953 | 1215.9293 | 16.81% | 141.4426 | 11376.2243
1 | 6 | 7 | 77.38 | 77.7367 | 77.3667 | 78.6533 | 0.1547% | 0.17238 | 0.034477 | 0.034477 | 0.034477 | 13.3391 | 2.6801 | 2.6674 | 2.7117 | 12.02% | 14.8827 | 1151.6246 | 12.72% | 107.0473 | 8419.6267
1 | 6 | 8 | 157.2933 | 157.87 | 156.8767 | 168.1833 | 10.15% | 11.3069 | 2.2614 | 2.2614 | 2.2614 | 1778.4994 | 357.0039 | 354.7576 | 380.3263 | 13.31% | 16.4778 | 2591.8413 | 10.38% | 87.3368 | 14688.591
1 | 6 | 9 | 145.0533 | 145.7633 | 144.8333 | 152.19 | 20.49% | 22.8288 | 4.5658 | 4.5658 | 4.5658 | 3311.3949 | 665.5207 | 661.2745 | 694.8633 | 10.49% | 12.9879 | 1883.9389 | 11.04% | 92.9043 | 14139.1043
1 | 6 | 10 | 100.87 | 101.34 | 100.7733 | 169.9867 | 17.36% | 19.3434 | 3.8687 | 3.8687 | 3.8687 | 1951.1731 | 392.0529 | 389.8606 | 657.6255 | 7.283% | 9.0172 | 909.5605 | 9.895% | 83.2636 | 14153.702
1 | 6 | 11 | 90.7867 | 91.3033 | 90.82 | 108.7567 | 10.57% | 11.7765 | 2.3553 | 2.3553 | 2.3553 | 1069.1467 | 215.0462 | 213.9078 | 256.154 | 5.433% | 6.7264 | 610.6667 | 8.809% | 74.122 | 8061.258
1 | 6 | 12 | 89.43 | 89.93 | 89.4867 | 102.33 | 10.23% | 11.4008 | 2.2802 | 2.2802 | 2.2802 | 1019.5746 | 205.055 | 204.0441 | 233.329 | 7.146% | 8.847 | 791.1865 | 9.224% | 77.6142 | 7942.2576
1 | 6 | 13 | 89.2767 | 89.75 | 89.3 | 90.22 | 10.54% | 11.7437 | 2.3487 | 2.3487 | 2.3487 | 1048.4407 | 210.7999 | 209.7429 | 211.9038 | 10.53% | 13.0328 | 1163.5223 | 10.11% | 85.1067 | 7678.325
1 | 6 | 14 | 128.0467 | 129.33 | 128.2567 | 128.74 | 11.3% | 12.5964 | 2.5193 | 2.5193 | 2.5193 | 1612.9241 | 325.8179 | 323.1139 | 324.3315 | 12.73% | 15.7582 | 2017.7861 | 13.43% | 112.9969 | 14547.2163
1 | 6 | 15 | 91.97 | 92.7133 | 92.1033 | 92.8233 | 9.306% | 10.3708 | 2.0742 | 2.0742 | 2.0742 | 953.8056 | 192.3029 | 191.0377 | 192.5311 | 15.6% | 19.31 | 1775.9404 | 17.38% | 146.2348 | 13574.0034
1 | 6 | 16 | 125.6667 | 126.1667 | 125.6433 | 145.5333 | 0.5018% | 0.55917 | 0.11183 | 0.11183 | 0.11183 | 70.2686 | 14.1096 | 14.0511 | 16.2755 | 25.99% | 32.1829 | 4044.3119 | 23.16% | 194.867 | 28359.644
1 | 6 | 17 | 113.1633 | 113.6033 | 113.1367 | 147.9733 | 0% | 0 | 0 | 0 | 0 | 0 | 0 | 0 | 0 | 33.21% | 41.1116 | 4652.3297 | 28.75% | 241.926 | 35798.5934
1 | 6 | 18 | 110.06 | 110.4433 | 109.8633 | 122.41 | 0% | 0 | 0 | 0 | 0 | 0 | 0 | 0 | 0 | 42.18% | 52.2216 | 5747.5088 | 32.85% | 276.4064 | 33834.912
1 | 6 | 19 | 130.1933 | 130.8133 | 130.09 | 138.34 | 0% | 0 | 0 | 0 | 0 | 0 | 0 | 0 | 0 | 48.51% | 60.0623 | 7819.711 | 34.76% | 292.5093 | 40465.736
1 | 6 | 20 | 194.6833 | 195.4633 | 194.5467 | 215.6333 | 0% | 0 | 0 | 0 | 0 | 0 | 0 | 0 | 0 | 45.99% | 56.9433 | 11085.9152 | 41.39% | 348.2841 | 75101.6704
1 | 6 | 21 | 102.03 | 102.45 | 102.05 | 109.2733 | 0% | 0 | 0 | 0 | 0 | 0 | 0 | 0 | 0 | 42.38% | 52.4718 | 5353.6927 | 52.98% | 445.8279 | 48717.1011
1 | 6 | 22 | 175.25 | 175.9767 | 175.2633 | 191.7333 | 0% | 0 | 0 | 0 | 0 | 0 | 0 | 0 | 0 | 46.64% | 57.7426 | 10119.3824 | 70.52% | 593.3759 | 113769.9375
1 | 6 | 23 | 115.5467 | 115.9667 | 115.4633 | 122.3533 | 0% | 0 | 0 | 0 | 0 | 0 | 0 | 0 | 0 | 44.62% | 55.2382 | 6382.5921 | 83.19% | 699.9909 | 85646.2183
1 | 7 | 0 | 92.8533 | 93.21 | 92.7967 | 93.4367 | 0% | 0 | 0 | 0 | 0 | 0 | 0 | 0 | 0 | 42.52% | 52.6376 | 4887.577 | 87.87% | 739.3653 | 69083.8247
1 | 7 | 1 | 74.2967 | 74.6267 | 74.2967 | 74.7433 | 0% | 0 | 0 | 0 | 0 | 0 | 0 | 0 | 0 | 43.4% | 53.7296 | 3991.9265 | 93.53% | 787.0148 | 58824.1081
1 | 7 | 2 | 71.2733 | 71.55 | 71.1933 | 71.64 | 0% | 0 | 0 | 0 | 0 | 0 | 0 | 0 | 0 | 43.3% | 53.6118 | 3821.0884 | 97.31% | 818.796 | 58658.545
1 | 7 | 3 | 65.88 | 66.0367 | 65.7733 | 66.18 | 0% | 0 | 0 | 0 | 0 | 0 | 0 | 0 | 0 | 46.47% | 57.5332 | 3790.2844 | 99.06% | 833.5538 | 55164.5877
1 | 7 | 4 | 70.0367 | 70.1767 | 69.8833 | 70.31 | 0% | 0 | 0 | 0 | 0 | 0 | 0 | 0 | 0 | 49.77% | 61.6163 | 4315.4032 | 99.9% | 840.6128 | 59103.489
1 | 7 | 5 | 114.36 | 114.61 | 114.09 | 114.7633 | 0% | 0 | 0 | 0 | 0 | 0 | 0 | 0 | 0 | 55.36% | 68.5429 | 7838.5621 | 99.54% | 837.6252 | 96128.658
1 | 7 | 6 | 100.4233 | 100.7833 | 100.3233 | 100.93 | 0% | 0 | 0 | 0 | 0 | 0 | 0 | 0 | 0 | 58.97% | 73.0072 | 7331.6235 | 92.78% | 780.7292 | 78798.9947
1 | 7 | 7 | 114.9333 | 115.3933 | 114.9967 | 116.0333 | 0.0005544% | 0.00061786 | 0.00012357 | 0.00012357 | 0.00012357 | 0.071013 | 0.014259 | 0.01421 | 0.014339 | 60.01% | 74.2959 | 8539.0742 | 87.71% | 738.0133 | 85634.143
1 | 7 | 8 | 423.52 | 425.0533 | 423.45 | 429.2167 | 27.19% | 30.2957 | 6.0591 | 6.0591 | 6.0591 | 12830.8289 | 2575.4565 | 2565.7416 | 2600.6827 | 64.45% | 79.7884 | 33791.9862 | 63.13% | 531.2054 | 228002.1923
1 | 7 | 9 | 190.8267 | 191.4733 | 190.8033 | 194.2167 | 45.98% | 51.2406 | 10.2481 | 10.2481 | 10.2481 | 9778.0787 | 1962.2429 | 1955.3766 | 1990.3569 | 59.95% | 74.2253 | 14164.1599 | 34.22% | 287.9164 | 55918.1558
1 | 7 | 10 | 89.0267 | 89.3833 | 89.39 | 92.2 | 48.33% | 53.8622 | 10.7724 | 10.7724 | 10.7724 | 4795.1742 | 962.877 | 962.9488 | 993.2194 | 54.59% | 67.5909 | 6017.3966 | 9.591% | 80.7031 | 7440.823
1 | 7 | 11 | 64.3 | 64.6 | 65.0733 | 69.0267 | 45.83% | 51.0738 | 10.2148 | 10.2148 | 10.2148 | 3284.0458 | 659.8736 | 664.7086 | 705.0909 | 47.18% | 58.4142 | 3756.0318 | 2.813% | 23.6727 | 1634.0478
1 | 7 | 12 | 59.03 | 59.2667 | 60.22 | 65.51 | 44.34% | 49.4068 | 9.8814 | 9.8814 | 9.8814 | 2916.4841 | 585.6354 | 595.0556 | 647.3281 | 47.65% | 58.9926 | 3482.3321 | 7.348% | 61.8281 | 4050.3579
1 | 7 | 13 | 72.2 | 72.68 | 72.3467 | 72.95 | 45.07% | 50.2298 | 10.046 | 10.046 | 10.046 | 3626.592 | 730.1405 | 726.7918 | 732.8529 | 51.33% | 63.5431 | 4587.8086 | 10.47% | 88.1045 | 6427.2237
1 | 7 | 14 | 62.2533 | 62.72 | 62.4233 | 63.0833 | 42.56% | 47.4334 | 9.4867 | 9.4867 | 9.4867 | 2952.8846 | 595.004 | 592.1897 | 598.4509 | 59.35% | 73.4789 | 4574.3047 | 13.56% | 114.062 | 7195.4131
1 | 7 | 15 | 56.1567 | 56.5567 | 57.02 | 77.2633 | 26.35% | 29.3658 | 5.8732 | 5.8732 | 5.8732 | 1649.0855 | 332.1664 | 334.8876 | 453.7799 | 70.41% | 87.1739 | 4895.394 | 7.44% | 62.6081 | 4837.307
1 | 7 | 16 | 88.6 | 89.06 | 89.2233 | 102.01 | 1.726% | 1.9234 | 0.38468 | 0.38468 | 0.38468 | 170.414 | 34.2597 | 34.3226 | 39.2414 | 74.35% | 92.0514 | 8155.7542 | 3.195% | 26.8869 | 2742.7373
1 | 7 | 17 | 142 | 142.6433 | 142.0767 | 147.68 | 0% | 0 | 0 | 0 | 0 | 0 | 0 | 0 | 0 | 76.59% | 94.822 | 13464.7208 | 1.071% | 9.0155 | 1331.4054
1 | 7 | 18 | 62.0033 | 62.55 | 62.1533 | 93.7833 | 0% | 0 | 0 | 0 | 0 | 0 | 0 | 0 | 0 | 84.28% | 104.3428 | 6469.5995 | 2.557% | 21.5195 | 2018.168
1 | 7 | 19 | 68.7567 | 69.39 | 68.97 | 85.4267 | 0% | 0 | 0 | 0 | 0 | 0 | 0 | 0 | 0 | 84.36% | 104.4469 | 7181.4223 | 14.42% | 121.3605 | 10367.4272
1 | 7 | 20 | 69.2733 | 69.9467 | 69.4667 | 72.58 | 0% | 0 | 0 | 0 | 0 | 0 | 0 | 0 | 0 | 80.48% | 99.6389 | 6902.3185 | 39.3% | 330.6745 | 24000.3524
1 | 7 | 21 | 66.9767 | 67.6867 | 67.2233 | 67.49 | 0% | 0 | 0 | 0 | 0 | 0 | 0 | 0 | 0 | 82.6% | 102.2651 | 6849.3756 | 17.25% | 145.1539 | 9796.4398
1 | 7 | 22 | 55.5 | 55.9533 | 55.7 | 55.96 | 0% | 0 | 0 | 0 | 0 | 0 | 0 | 0 | 0 | 90.91% | 112.5528 | 6246.6814 | 47.09% | 396.2746 | 22175.5289
1 | 7 | 23 | 57.5767 | 58.1633 | 57.76 | 57.9433 | 0% | 0 | 0 | 0 | 0 | 0 | 0 | 0 | 0 | 94.93% | 117.5268 | 6766.7995 | 88.83% | 747.4475 | 43309.5996
1 | 8 | 0 | 55.1633 | 55.7367 | 55.2767 | 55.4133 | 0% | 0 | 0 | 0 | 0 | 0 | 0 | 0 | 0 | 95.34% | 118.0411 | 6511.542 | 97.46% | 820.0805 | 45443.3951
1 | 8 | 1 | 52.8933 | 53.4933 | 53.0133 | 53.8 | 0% | 0 | 0 | 0 | 0 | 0 | 0 | 0 | 0 | 94.9% | 117.4944 | 6214.6717 | 99.96% | 841.0933 | 45250.8214
1 | 8 | 2 | 53.6867 | 54.2433 | 53.8333 | 53.9867 | 0% | 0 | 0 | 0 | 0 | 0 | 0 | 0 | 0 | 94.26% | 116.6963 | 6265.0377 | 100% | 841.4568 | 45427.4493
1 | 8 | 3 | 56.1467 | 56.6933 | 56.2867 | 56.4533 | 0% | 0 | 0 | 0 | 0 | 0 | 0 | 0 | 0 | 89.9% | 111.305 | 6249.4025 | 100% | 841.4458 | 47502.4201
1 | 8 | 4 | 52.03 | 52.52 | 52.1567 | 52.3267 | 0% | 0 | 0 | 0 | 0 | 0 | 0 | 0 | 0 | 93.83% | 116.165 | 6044.0675 | 100% | 841.4392 | 44029.7111
1 | 8 | 5 | 49.52 | 50.09 | 49.63 | 49.7367 | 0% | 0 | 0 | 0 | 0 | 0 | 0 | 0 | 0 | 96.04% | 118.9073 | 5888.2905 | 100% | 841.4568 | 41851.2577
1 | 8 | 6 | 65.3467 | 66.07 | 65.5033 | 65.6767 | 0% | 0 | 0 | 0 | 0 | 0 | 0 | 0 | 0 | 92.11% | 114.034 | 7451.7415 | 100% | 841.4568 | 55264.0796
1 | 8 | 7 | 69.69 | 70.4 | 69.8967 | 70.15 | 0.03937% | 0.043868 | 0.0087737 | 0.0087737 | 0.0087737 | 3.0572 | 0.61767 | 0.61325 | 0.61547 | 87.88% | 108.7997 | 7582.2495 | 100% | 841.4568 | 59028.1965
1 | 8 | 8 | 73.71 | 74.3667 | 74.5067 | 77.59 | 24.88% | 27.726 | 5.5452 | 5.5452 | 5.5452 | 2043.6829 | 412.3779 | 413.1543 | 430.252 | 89.41% | 110.6946 | 8159.2983 | 100% | 841.4568 | 65288.6353
1 | 8 | 9 | 62.0833 | 62.7333 | 62.54 | 64.3167 | 42.84% | 47.738 | 9.5476 | 9.5476 | 9.5476 | 2963.7319 | 598.9523 | 597.1065 | 614.0693 | 87.94% | 108.8798 | 6759.619 | 100% | 841.4491 | 54119.2032
1 | 8 | 10 | 57.77 | 58.3633 | 58.02 | 60.9033 | 47.28% | 52.6852 | 10.537 | 10.537 | 10.537 | 3043.6237 | 614.9767 | 611.359 | 641.7408 | 83.19% | 102.989 | 5949.6741 | 99.94% | 840.9276 | 51215.295
1 | 8 | 11 | 56.1867 | 56.6067 | 56.3867 | 58.8067 | 42.87% | 47.7726 | 9.5545 | 9.5545 | 9.5545 | 2684.1811 | 540.8491 | 538.7471 | 561.8691 | 86.04% | 106.5165 | 5984.806 | 99.85% | 840.2288 | 49411.0569
1 | 8 | 12 | 55.55 | 56.1533 | 55.7667 | 61.6033 | 38.77% | 43.1991 | 8.6398 | 8.6398 | 8.6398 | 2399.7123 | 485.1551 | 481.8144 | 532.2422 | 86.15% | 106.6589 | 5924.901 | 99.73% | 839.1657 | 51695.4015
1 | 8 | 13 | 57.26 | 57.9767 | 57.51 | 66.3767 | 36.81% | 41.0212 | 8.2042 | 8.2042 | 8.2042 | 2348.8724 | 475.6542 | 471.8255 | 544.5697 | 81.93% | 101.4383 | 5808.3576 | 99.53% | 837.4766 | 55588.9074
1 | 8 | 14 | 55.7067 | 56.3767 | 55.9433 | 57.5567 | 31.45% | 35.0452 | 7.009 | 7.009 | 7.009 | 1952.2513 | 395.1463 | 392.1091 | 403.417 | 77.07% | 95.422 | 5315.6414 | 99.48% | 837.0477 | 48177.6763
1 | 8 | 15 | 54.7833 | 55.4567 | 55.02 | 57.05 | 20.08% | 22.3716 | 4.4743 | 4.4743 | 4.4743 | 1225.5903 | 248.1308 | 246.177 | 255.2598 | 75.74% | 93.7736 | 5137.2308 | 99.57% | 837.8047 | 47796.7602
1 | 8 | 16 | 59.2367 | 59.8967 | 59.4833 | 64.11 | 1.348% | 1.5026 | 0.30053 | 0.30053 | 0.30053 | 89.0116 | 18.0007 | 17.8764 | 19.2669 | 81.03% | 100.318 | 5942.5034 | 99.83% | 840.0523 | 53855.7508
1 | 8 | 17 | 66.38 | 67.0967 | 66.63 | 74.9567 | 0% | 0 | 0 | 0 | 0 | 0 | 0 | 0 | 0 | 80.71% | 99.9205 | 6632.7258 | 99.98% | 841.3225 | 63062.7273
1 | 8 | 18 | 62.2267 | 62.9133 | 62.4667 | 66.48 | 0% | 0 | 0 | 0 | 0 | 0 | 0 | 0 | 0 | 80.09% | 99.1564 | 6170.1725 | 100% | 841.4568 | 55940.0499
1 | 8 | 19 | 77.5467 | 78.4867 | 77.8467 | 80.9033 | 0% | 0 | 0 | 0 | 0 | 0 | 0 | 0 | 0 | 82.05% | 101.5848 | 7877.5588 | 100% | 841.4568 | 68076.6622
1 | 8 | 20 | 62.3467 | 63.06 | 62.5967 | 67.62 | 0% | 0 | 0 | 0 | 0 | 0 | 0 | 0 | 0 | 79.79% | 98.7868 | 6159.029 | 100% | 841.4451 | 56898.5193
1 | 8 | 21 | 63.1567 | 63.95 | 63.4433 | 64.31 | 0% | 0 | 0 | 0 | 0 | 0 | 0 | 0 | 0 | 77.72% | 96.2231 | 6077.1322 | 99.96% | 841.0803 | 54089.8711
1 | 8 | 22 | 95.3033 | 96.67 | 95.76 | 95.9667 | 0% | 0 | 0 | 0 | 0 | 0 | 0 | 0 | 0 | 70.93% | 87.8181 | 8369.3619 | 99.6% | 838.075 | 80427.267
1 | 8 | 23 | 51.8867 | 52.45 | 52.1033 | 52.2567 | 0% | 0 | 0 | 0 | 0 | 0 | 0 | 0 | 0 | 56.3% | 69.7013 | 3616.5697 | 98.45% | 828.3997 | 43289.4055
1 | 9 | 0 | 55.8133 | 56.24 | 55.8267 | 55.9867 | 0% | 0 | 0 | 0 | 0 | 0 | 0 | 0 | 0 | 53.06% | 65.6951 | 3666.6634 | 98.2% | 826.3429 | 46264.1831
1 | 9 | 1 | 51.7633 | 52.1867 | 51.7267 | 51.83 | 0% | 0 | 0 | 0 | 0 | 0 | 0 | 0 | 0 | 46.97% | 58.1497 | 3010.0208 | 99.18% | 834.5687 | 43255.6981
1 | 9 | 2 | 50.2067 | 50.6 | 50.18 | 50.2767 | 0% | 0 | 0 | 0 | 0 | 0 | 0 | 0 | 0 | 34.83% | 43.1168 | 2164.7531 | 98.88% | 832.0375 | 41832.0728
1 | 9 | 3 | 51.3333 | 51.72 | 51.2867 | 51.4 | 0% | 0 | 0 | 0 | 0 | 0 | 0 | 0 | 0 | 26.1% | 32.313 | 1658.7342 | 99.01% | 833.1038 | 42821.5351
1 | 9 | 4 | 55.4467 | 55.8433 | 55.38 | 55.5167 | 0% | 0 | 0 | 0 | 0 | 0 | 0 | 0 | 0 | 24.03% | 29.7512 | 1649.6057 | 97.78% | 822.7373 | 45675.6307
1 | 9 | 5 | 58.42 | 58.84 | 58.38 | 58.5367 | 0% | 0 | 0 | 0 | 0 | 0 | 0 | 0 | 0 | 21.44% | 26.5487 | 1550.9758 | 95.6% | 804.3927 | 47086.4689
1 | 9 | 6 | 55.58 | 55.96 | 55.61 | 55.83 | 0% | 0 | 0 | 0 | 0 | 0 | 0 | 0 | 0 | 18.37% | 22.7488 | 1264.3787 | 95.5% | 803.5745 | 44863.565
1 | 9 | 7 | 59.9567 | 60.36 | 60.06 | 60.3633 | 0.007208% | 0.0080322 | 0.0016064 | 0.0016064 | 0.0016064 | 0.48159 | 0.096965 | 0.096483 | 0.09697 | 19.82% | 24.5336 | 1470.9504 | 95.94% | 807.3286 | 48733.0464
1 | 9 | 8 | 54.7033 | 55.1267 | 54.7867 | 55.2067 | 23.49% | 26.1714 | 5.2343 | 5.2343 | 5.2343 | 1431.6655 | 288.5489 | 286.7693 | 288.9677 | 19.67% | 24.3556 | 1332.3337 | 98.4% | 828.0026 | 45711.266
1 | 9 | 9 | 51.8067 | 52.1033 | 52 | 52.81 | 36.69% | 40.8834 | 8.1767 | 8.1767 | 8.1767 | 2118.0321 | 426.0322 | 425.1873 | 431.8104 | 12% | 14.8509 | 769.3748 | 97.82% | 823.086 | 43467.1737
1 | 9 | 10 | 36.8967 | 37.0967 | 37.0467 | 37.7867 | 31.37% | 34.9556 | 6.9911 | 6.9911 | 6.9911 | 1289.7455 | 259.3473 | 258.9978 | 264.1712 | 14.59% | 18.0658 | 666.5668 | 93.32% | 785.2856 | 29673.3263
1 | 9 | 11 | 38.4067 | 38.6633 | 38.51 | 38.7767 | 16.75% | 18.6656 | 3.7331 | 3.7331 | 3.7331 | 716.8853 | 144.3352 | 143.7628 | 144.7583 | 15.68% | 19.4068 | 745.35 | 88.43% | 744.0808 | 28852.9726
1 | 9 | 12 | 35.6133 | 35.84 | 35.71 | 36.1267 | 8.638% | 9.6257 | 1.9251 | 1.9251 | 1.9251 | 342.8029 | 68.997 | 68.7467 | 69.5488 | 20.26% | 25.0837 | 893.3126 | 90.37% | 760.3914 | 27470.4054
1 | 9 | 13 | 31.6633 | 31.84 | 31.7833 | 32.21 | 5.329% | 5.9389 | 1.1878 | 1.1878 | 1.1878 | 188.0454 | 37.8189 | 37.7516 | 38.2584 | 27.77% | 34.3799 | 1088.5827 | 94.43% | 794.595 | 25593.9039
1 | 9 | 14 | 32.0867 | 32.27 | 32.1833 | 32.4033 | 13.29% | 14.8052 | 2.961 | 2.961 | 2.961 | 475.0507 | 95.553 | 95.2964 | 95.9478 | 27.22% | 33.6975 | 1081.2403 | 94.57% | 795.7428 | 25784.7196
1 | 9 | 15 | 34.86 | 35.05 | 35.0067 | 35.2967 | 14.59% | 16.2541 | 3.2508 | 3.2508 | 3.2508 | 566.6189 | 113.9414 | 113.8006 | 114.7433 | 27.72% | 34.3225 | 1196.4821 | 95.93% | 807.2283 | 28492.4686
1 | 9 | 16 | 38.5533 | 38.7467 | 38.67 | 39.1 | 1.441% | 1.6058 | 0.32117 | 0.32117 | 0.32117 | 61.91 | 12.4441 | 12.4195 | 12.5576 | 30.41% | 37.6507 | 1451.5599 | 97.64% | 821.5613 | 32123.0452
1 | 9 | 17 | 91.23 | 91.5767 | 91.45 | 92.16 | 0% | 0 | 0 | 0 | 0 | 0 | 0 | 0 | 0 | 27.39% | 33.9122 | 3093.8117 | 97.62% | 821.4479 | 75704.6387
1 | 9 | 18 | 55.17 | 55.4267 | 55.3933 | 55.87 | 0% | 0 | 0 | 0 | 0 | 0 | 0 | 0 | 0 | 24.88% | 30.8036 | 1699.434 | 96.37% | 810.9282 | 45306.5566
1 | 9 | 19 | 39.9633 | 40.1567 | 40.1167 | 41.4033 | 0% | 0 | 0 | 0 | 0 | 0 | 0 | 0 | 0 | 19.12% | 23.6774 | 946.2296 | 92.03% | 774.4112 | 32063.2049
1 | 9 | 20 | 36.9133 | 37.14 | 37.08 | 37.4333 | 0% | 0 | 0 | 0 | 0 | 0 | 0 | 0 | 0 | 13.53% | 16.7472 | 618.1946 | 88.48% | 744.4803 | 27868.3789
1 | 9 | 21 | 35.2767 | 35.59 | 35.4167 | 35.7033 | 0% | 0 | 0 | 0 | 0 | 0 | 0 | 0 | 0 | 9.719% | 12.0322 | 424.4542 | 81.91% | 689.1969 | 24606.6261
1 | 9 | 22 | 32.2 | 32.51 | 32.31 | 32.4867 | 0% | 0 | 0 | 0 | 0 | 0 | 0 | 0 | 0 | 6.025% | 7.4589 | 240.1767 | 66.07% | 555.9924 | 18062.3409
1 | 9 | 23 | 32.3867 | 32.7 | 32.5067 | 32.6767 | 0% | 0 | 0 | 0 | 0 | 0 | 0 | 0 | 0 | 4.481% | 5.5471 | 179.6517 | 51.82% | 436.0067 | 14247.2463
1 | 10 | 0 | 31.6467 | 31.8667 | 31.6633 | 31.8067 | 0% | 0 | 0 | 0 | 0 | 0 | 0 | 0 | 0 | 4.718% | 5.8406 | 184.835 | 46.82% | 393.9467 | 12530.1298
1 | 10 | 1 | 34.02 | 34.25 | 33.96 | 34.0567 | 0% | 0 | 0 | 0 | 0 | 0 | 0 | 0 | 0 | 3.742% | 4.6323 | 157.5919 | 40.49% | 340.6947 | 11602.9246
1 | 10 | 2 | 27.4367 | 27.6067 | 27.4067 | 27.5067 | 0% | 0 | 0 | 0 | 0 | 0 | 0 | 0 | 0 | 2.641% | 3.2694 | 89.7022 | 30.4% | 255.7817 | 7035.7015
1 | 10 | 3 | 30.0233 | 30.2067 | 29.9667 | 30.0667 | 0% | 0 | 0 | 0 | 0 | 0 | 0 | 0 | 0 | 1.434% | 1.775 | 53.2928 | 24.5% | 206.1194 | 6197.3228
1 | 10 | 4 | 28.7167 | 28.91 | 28.67 | 28.7533 | 0% | 0 | 0 | 0 | 0 | 0 | 0 | 0 | 0 | 1.514% | 1.8742 | 53.8201 | 19.97% | 168.0631 | 4832.3746
1 | 10 | 5 | 31.39 | 31.5733 | 31.3867 | 31.5133 | 0% | 0 | 0 | 0 | 0 | 0 | 0 | 0 | 0 | 2.858% | 3.5385 | 111.072 | 16.86% | 141.8695 | 4470.7819
1 | 10 | 6 | 37.6867 | 37.9467 | 37.6667 | 37.8233 | 0% | 0 | 0 | 0 | 0 | 0 | 0 | 0 | 0 | 5.208% | 6.4479 | 242.9985 | 11.67% | 98.2037 | 3714.3898
1 | 10 | 7 | 44.5933 | 44.8833 | 44.6867 | 44.9633 | 0.0377% | 0.042015 | 0.0084029 | 0.0084029 | 0.0084029 | 1.8736 | 0.37715 | 0.3755 | 0.37782 | 6.301% | 7.801 | 347.874 | 7.099% | 59.7378 | 2686.0123
1 | 10 | 8 | 34.7533 | 35.0067 | 34.8367 | 35.08 | 19.37% | 21.5869 | 4.3174 | 4.3174 | 4.3174 | 750.2169 | 151.1371 | 150.4032 | 151.4537 | 6.46% | 7.9984 | 277.9715 | 3.944% | 33.1856 | 1164.1506
1 | 10 | 9 | 31.9967 | 32.2 | 32.11 | 33.1833 | 33.48% | 37.3121 | 7.4624 | 7.4624 | 7.4624 | 1193.8641 | 240.2902 | 239.6186 | 247.6282 | 5.4% | 6.6852 | 213.9039 | 1.61% | 13.546 | 449.4999
1 | 10 | 10 | 29.7533 | 29.9167 | 29.9833 | 33.3733 | 35.33% | 39.3727 | 7.8745 | 7.8745 | 7.8745 | 1171.4695 | 235.5801 | 236.105 | 262.7997 | 4.964% | 6.1459 | 182.8606 | 0.5075% | 4.2707 | 142.5272
1 | 10 | 11 | 30.3433 | 30.5133 | 30.38 | 32.3733 | 35.14% | 39.1546 | 7.8309 | 7.8309 | 7.8309 | 1188.0813 | 238.9475 | 237.9034 | 253.513 | 7.074% | 8.7582 | 265.7523 | 0.2667% | 2.2439 | 72.641
1 | 10 | 12 | 29.8033 | 29.99 | 29.88 | 32.45 | 40.37% | 44.9885 | 8.9977 | 8.9977 | 8.9977 | 1340.8064 | 269.8409 | 268.8511 | 291.9752 | 10.59% | 13.105 | 390.5724 | 0.6987% | 5.8792 | 190.78
1 | 10 | 13 | 30.1 | 30.2733 | 30.1867 | 31.52 | 43.73% | 48.7346 | 9.7469 | 9.7469 | 9.7469 | 1466.9108 | 295.0716 | 294.2269 | 307.2228 | 12.99% | 16.0809 | 484.0358 | 2.679% | 22.5406 | 710.4808
1 | 10 | 14 | 31.9867 | 32.13 | 32.0467 | 33.1533 | 41.59% | 46.3416 | 9.2683 | 9.2683 | 9.2683 | 1482.3131 | 297.7911 | 297.0187 | 307.2757 | 14.52% | 17.9809 | 575.1488 | 7.72% | 64.9634 | 2153.753
1 | 10 | 15 | 29.01 | 29.16 | 29.0633 | 34.4467 | 27.06% | 30.1499 | 6.03 | 6.03 | 6.03 | 874.6477 | 175.834 | 175.2511 | 207.7125 | 17.91% | 22.1746 | 643.2855 | 15.69% | 132.0166 | 4547.5314
1 | 10 | 16 | 34.06 | 34.2633 | 34.1133 | 35.59 | 2.416% | 2.6926 | 0.53853 | 0.53853 | 0.53853 | 91.7116 | 18.4518 | 18.371 | 19.1663 | 26.75% | 33.1195 | 1128.0514 | 24.81% | 208.7886 | 7430.7872
1 | 10 | 17 | 37.1067 | 37.3867 | 37.4667 | 39.7733 | 0% | 0 | 0 | 0 | 0 | 0 | 0 | 0 | 0 | 30.14% | 37.3164 | 1384.6889 | 37.63% | 316.6584 | 12594.5609
1 | 10 | 18 | 35.7567 | 35.9967 | 35.7633 | 36.4667 | 0% | 0 | 0 | 0 | 0 | 0 | 0 | 0 | 0 | 30.59% | 37.8772 | 1354.3624 | 52.74% | 443.7912 | 16183.5845
1 | 10 | 19 | 32.4033 | 32.5767 | 32.5333 | 34.16 | 0% | 0 | 0 | 0 | 0 | 0 | 0 | 0 | 0 | 30.79% | 38.1224 | 1235.2928 | 67.42% | 567.3175 | 19379.5664
1 | 10 | 20 | 29.67 | 29.8267 | 29.7733 | 30.29 | 0% | 0 | 0 | 0 | 0 | 0 | 0 | 0 | 0 | 27.33% | 33.8372 | 1003.9502 | 74.12% | 623.669 | 18890.9333
1 | 10 | 21 | 27.3133 | 27.4967 | 27.4167 | 27.7367 | 0% | 0 | 0 | 0 | 0 | 0 | 0 | 0 | 0 | 26.28% | 32.5405 | 888.7902 | 75.5% | 635.3275 | 17621.8684
1 | 10 | 22 | 28.2967 | 28.4867 | 28.4433 | 28.8933 | 0% | 0 | 0 | 0 | 0 | 0 | 0 | 0 | 0 | 26.37% | 32.6445 | 923.7298 | 68.4% | 575.5886 | 16630.6731
1 | 10 | 23 | 24.1933 | 24.3 | 24.3167 | 24.5333 | 0% | 0 | 0 | 0 | 0 | 0 | 0 | 0 | 0 | 22.49% | 27.8452 | 673.6691 | 53.04% | 446.3361 | 10950.1132
1 | 11 | 0 | 32.7233 | 32.9167 | 32.6667 | 32.7767 | 0% | 0 | 0 | 0 | 0 | 0 | 0 | 0 | 0 | 21.08% | 26.0929 | 853.8454 | 34.93% | 293.9105 | 9633.4057
1 | 11 | 1 | 34.49 | 34.77 | 34.3233 | 34.3667 | 0% | 0 | 0 | 0 | 0 | 0 | 0 | 0 | 0 | 18.55% | 22.9609 | 791.9209 | 16.88% | 142.036 | 4881.304
1 | 11 | 2 | 30.4 | 30.6267 | 30.2433 | 30.29 | 0% | 0 | 0 | 0 | 0 | 0 | 0 | 0 | 0 | 12.59% | 15.581 | 473.6609 | 12.92% | 108.749 | 3294.0078
1 | 11 | 3 | 29.2533 | 29.43 | 29.19 | 29.28 | 0% | 0 | 0 | 0 | 0 | 0 | 0 | 0 | 0 | 11.3% | 13.9888 | 409.2179 | 15.61% | 131.3534 | 3846.0282
1 | 11 | 4 | 30.8133 | 31.02 | 30.7 | 30.7567 | 0% | 0 | 0 | 0 | 0 | 0 | 0 | 0 | 0 | 16.53% | 20.4667 | 630.6461 | 22.11% | 186.0075 | 5720.9699
1 | 11 | 5 | 30.5 | 30.71 | 30.4667 | 30.5567 | 0% | 0 | 0 | 0 | 0 | 0 | 0 | 0 | 0 | 21.35% | 26.4376 | 806.3479 | 39.29% | 330.5953 | 10101.8892
1 | 11 | 6 | 34.13 | 34.3467 | 34.0833 | 34.21 | 0% | 0 | 0 | 0 | 0 | 0 | 0 | 0 | 0 | 17.98% | 22.2641 | 759.874 | 39.89% | 335.6709 | 11483.3023
1 | 11 | 7 | 40.1633 | 40.5333 | 40.1 | 40.2267 | 0.04269% | 0.047575 | 0.0095151 | 0.0095151 | 0.0095151 | 1.9108 | 0.38568 | 0.38156 | 0.38276 | 18.43% | 22.8192 | 916.4962 | 41.22% | 346.8892 | 13954.1981
1 | 11 | 8 | 34.35 | 34.69 | 34.4433 | 34.64 | 9.13% | 10.1744 | 2.0349 | 2.0349 | 2.0349 | 349.489 | 70.5897 | 70.0877 | 70.4879 | 14.84% | 18.3685 | 630.9567 | 40.44% | 340.2984 | 11787.9364
1 | 11 | 9 | 30.7767 | 31.0433 | 30.9033 | 31.1267 | 17.63% | 19.6518 | 3.9304 | 3.9304 | 3.9304 | 604.8156 | 122.0112 | 121.461 | 122.3387 | 9.495% | 11.7559 | 361.8063 | 36.21% | 304.6531 | 9482.835
1 | 11 | 10 | 31.2933 | 31.54 | 31.3733 | 31.7367 | 4.085% | 4.5518 | 0.91036 | 0.91036 | 0.91036 | 142.4409 | 28.7127 | 28.561 | 28.8918 | 10.38% | 12.8544 | 402.2568 | 35.91% | 302.2017 | 9590.8738
1 | 11 | 11 | 28.8667 | 29.08 | 29.0233 | 29.5667 | 2.7% | 3.0084 | 0.60168 | 0.60168 | 0.60168 | 86.8418 | 17.4967 | 17.4626 | 17.7895 | 9.56% | 11.8356 | 341.6548 | 42.57% | 358.1669 | 10589.8021
1 | 11 | 12 | 26.49 | 26.6867 | 26.65 | 49.6133 | 3.377% | 3.7634 | 0.75268 | 0.75268 | 0.75268 | 99.6926 | 20.0865 | 20.0589 | 37.343 | 9.161% | 11.3414 | 300.435 | 42.48% | 357.4688 | 17735.2186
1 | 11 | 13 | 26.7933 | 26.9833 | 26.91 | 55.1967 | 3.469% | 3.866 | 0.77319 | 0.77319 | 0.77319 | 103.5822 | 20.8634 | 20.8067 | 42.6777 | 6.365% | 7.8807 | 211.1507 | 39.39% | 331.4325 | 18293.9666
1 | 11 | 14 | 28.8767 | 29.0967 | 28.99 | 30.0933 | 3.927% | 4.3757 | 0.87514 | 0.87514 | 0.87514 | 126.3558 | 25.4637 | 25.3703 | 26.3359 | 4.994% | 6.1829 | 178.5419 | 37.69% | 317.1317 | 9543.5487
1 | 11 | 15 | 27.47 | 27.6667 | 27.6033 | 28.9667 | 2.832% | 3.1554 | 0.63109 | 0.63109 | 0.63109 | 86.6796 | 17.46 | 17.4201 | 18.2804 | 5.081% | 6.2902 | 172.7925 | 38.89% | 327.2035 | 9477.9947
1 | 11 | 16 | 28.7867 | 28.9567 | 28.9367 | 29.79 | 0.4363% | 0.48626 | 0.097252 | 0.097252 | 0.097252 | 13.9978 | 2.8161 | 2.8141 | 2.8971 | 6.834% | 8.4604 | 243.5479 | 44.46% | 374.0964 | 11144.3323
1 | 11 | 17 | 36.3667 | 36.6 | 36.5333 | 36.9667 | 0% | 0 | 0 | 0 | 0 | 0 | 0 | 0 | 0 | 10.6% | 13.1266 | 477.3722 | 50.11% | 421.6852 | 15588.2979
1 | 11 | 18 | 30.9067 | 31.1067 | 31.0633 | 31.6333 | 0% | 0 | 0 | 0 | 0 | 0 | 0 | 0 | 0 | 8.238% | 10.1986 | 315.2046 | 50.49% | 424.8775 | 13440.2919
1 | 11 | 19 | 30.87 | 31.0667 | 31.0267 | 31.68 | 0% | 0 | 0 | 0 | 0 | 0 | 0 | 0 | 0 | 8.1% | 10.0277 | 309.5536 | 43.6% | 366.881 | 11622.7912
1 | 11 | 20 | 32.5133 | 32.65 | 32.68 | 33.0033 | 0% | 0 | 0 | 0 | 0 | 0 | 0 | 0 | 0 | 12.41% | 15.3638 | 499.5278 | 39.23% | 330.1025 | 10894.4821
1 | 11 | 21 | 27.6 | 27.7267 | 27.7533 | 28.0167 | 0% | 0 | 0 | 0 | 0 | 0 | 0 | 0 | 0 | 15.69% | 19.4213 | 536.0292 | 35.08% | 295.1645 | 8269.5255
1 | 11 | 22 | 26.9567 | 27.12 | 27.06 | 27.2633 | 0% | 0 | 0 | 0 | 0 | 0 | 0 | 0 | 0 | 14.86% | 18.3926 | 495.803 | 29.39% | 247.3342 | 6743.1536
1 | 11 | 23 | 23.4367 | 23.5767 | 23.5367 | 23.7033 | 0% | 0 | 0 | 0 | 0 | 0 | 0 | 0 | 0 | 16.36% | 20.2499 | 474.5902 | 24.79% | 208.6391 | 4945.4423
1 | 12 | 0 | 25.5567 | 25.6667 | 25.63 | 25.7933 | 0% | 0 | 0 | 0 | 0 | 0 | 0 | 0 | 0 | 17.83% | 22.08 | 564.2919 | 22.17% | 186.5802 | 4812.5261
1 | 12 | 1 | 26.58 | 26.6667 | 26.6533 | 26.8433 | 0% | 0 | 0 | 0 | 0 | 0 | 0 | 0 | 0 | 18.61% | 23.0427 | 612.4743 | 21.79% | 183.3468 | 4921.6398
1 | 12 | 2 | 19.7433 | 19.9067 | 19.78 | 19.87 | 0% | 0 | 0 | 0 | 0 | 0 | 0 | 0 | 0 | 22.71% | 28.1195 | 555.1717 | 23.19% | 195.1261 | 3877.1562
1 | 12 | 3 | 15.9267 | 16.02 | 15.9633 | 16.0567 | 0% | 0 | 0 | 0 | 0 | 0 | 0 | 0 | 0 | 30.27% | 37.4725 | 596.8113 | 24.74% | 208.1813 | 3342.698
1 | 12 | 4 | 18.4367 | 18.5467 | 18.4733 | 18.5533 | 0% | 0 | 0 | 0 | 0 | 0 | 0 | 0 | 0 | 31.78% | 39.3406 | 725.3094 | 25.73% | 216.5326 | 4017.4008
1 | 12 | 5 | 21.6533 | 21.7633 | 21.71 | 21.8233 | 0% | 0 | 0 | 0 | 0 | 0 | 0 | 0 | 0 | 37.03% | 45.8445 | 992.686 | 24.46% | 205.8271 | 4491.8337
1 | 12 | 6 | 25.54 | 25.7 | 25.6233 | 25.7767 | 0% | 0 | 0 | 0 | 0 | 0 | 0 | 0 | 0 | 39.48% | 48.8764 | 1248.3038 | 24.24% | 203.9461 | 5257.0501
1 | 12 | 7 | 26.5333 | 26.7033 | 26.6233 | 26.8 | 0.1824% | 0.20328 | 0.040655 | 0.040655 | 0.040655 | 5.3936 | 1.0856 | 1.0824 | 1.0896 | 39.54% | 48.9562 | 1298.9705 | 27.06% | 227.6827 | 6101.8959
1 | 12 | 8 | 26.1033 | 26.22 | 26.23 | 26.4667 | 24.34% | 27.1205 | 5.4241 | 5.4241 | 5.4241 | 707.9351 | 142.2198 | 142.2741 | 143.5578 | 38.6% | 47.7849 | 1247.3447 | 32.29% | 271.7195 | 7191.509
1 | 12 | 9 | 35.5067 | 35.6833 | 35.66 | 36 | 42.76% | 47.6539 | 9.5308 | 9.5308 | 9.5308 | 1692.0324 | 340.0902 | 339.8679 | 343.1083 | 19.89% | 24.6212 | 874.215 | 38.38% | 322.9731 | 11627.0318
1 | 12 | 10 | 29.4133 | 29.4967 | 35.6967 | 39.75 | 46.89% | 52.2515 | 10.4503 | 10.4503 | 10.4503 | 1536.8894 | 308.2487 | 373.0405 | 415.3991 | 9.766% | 12.0905 | 355.6226 | 43.38% | 365.0364 | 14510.198
1 | 12 | 11 | 29.16 | 29.29 | 30.54 | 30.6733 | 45.74% | 50.9719 | 10.1944 | 10.1944 | 10.1944 | 1486.3394 | 298.5932 | 311.3361 | 312.6954 | 7.875% | 9.7495 | 284.2964 | 41.47% | 348.9468 | 10703.362
1 | 12 | 12 | 45.7567 | 45.9167 | 45.9833 | 46.3 | 45.05% | 50.2039 | 10.0408 | 10.0408 | 10.0408 | 2297.1611 | 461.0387 | 461.7081 | 464.8877 | 9.027% | 11.1755 | 511.3534 | 39.29% | 330.5761 | 15305.6738
1 | 12 | 13 | 32.9167 | 33.0233 | 33.0733 | 33.3333 | 46.36% | 51.667 | 10.3334 | 10.3334 | 10.3334 | 1700.704 | 341.243 | 341.7597 | 344.4464 | 9.19% | 11.3778 | 374.518 | 35.43% | 298.0973 | 9936.577
1 | 12 | 14 | 25.0767 | 25.1567 | 25.2033 | 26.1167 | 43.67% | 48.6685 | 9.7337 | 9.7337 | 9.7337 | 1220.4429 | 244.8673 | 245.3215 | 254.2116 | 7.878% | 9.7539 | 244.5964 | 28.86% | 242.822 | 6341.7015
1 | 12 | 15 | 24.7533 | 24.8333 | 24.88 | 25.3533 | 29.76% | 33.1663 | 6.6333 | 6.6333 | 6.6333 | 820.9759 | 164.7258 | 165.0354 | 168.1751 | 10.52% | 13.0295 | 322.523 | 29.02% | 244.1923 | 6191.0896
1 | 12 | 16 | 28.7033 | 28.7933 | 28.88 | 29.12 | 3.226% | 3.5953 | 0.71907 | 0.71907 | 0.71907 | 103.1984 | 20.7044 | 20.7667 | 20.9393 | 19.48% | 24.1142 | 692.1576 | 24.19% | 203.5735 | 5928.0601
1 | 12 | 17 | 32.1567 | 32.23 | 32.3167 | 32.6467 | 0% | 0 | 0 | 0 | 0 | 0 | 0 | 0 | 0 | 23.83% | 29.5073 | 948.8554 | 17.41% | 146.4667 | 4781.6486
1 | 12 | 18 | 42.2667 | 42.3767 | 42.4 | 42.5533 | 0% | 0 | 0 | 0 | 0 | 0 | 0 | 0 | 0 | 30.41% | 37.6498 | 1591.3322 | 11.31% | 95.1961 | 4050.9096
1 | 12 | 19 | 35.4967 | 35.6 | 35.6367 | 35.8967 | 0% | 0 | 0 | 0 | 0 | 0 | 0 | 0 | 0 | 42.35% | 52.4268 | 1860.9772 | 5.598% | 47.1006 | 1690.7541
1 | 12 | 20 | 30.7467 | 30.8367 | 30.87 | 31.12 | 0% | 0 | 0 | 0 | 0 | 0 | 0 | 0 | 0 | 53.83% | 66.6479 | 2049.2003 | 2.801% | 23.57 | 733.4969
1 | 12 | 21 | 26.7133 | 26.81 | 26.8433 | 27.1333 | 0% | 0 | 0 | 0 | 0 | 0 | 0 | 0 | 0 | 59.57% | 73.754 | 1970.2162 | 0.6518% | 5.4842 | 148.8053
1 | 12 | 22 | 29.9333 | 30.0433 | 30.0533 | 30.4267 | 0% | 0 | 0 | 0 | 0 | 0 | 0 | 0 | 0 | 61.48% | 76.12 | 2278.5266 | 0.0917% | 0.77165 | 23.4787
1 | 12 | 23 | 28.1867 | 28.2967 | 28.2867 | 28.4833 | 0% | 0 | 0 | 0 | 0 | 0 | 0 | 0 | 0 | 64.25% | 79.5495 | 2242.2339 | 0.001717% | 0.014444 | 0.41143
1 | 13 | 0 | 30.92 | 30.99 | 31.0267 | 31.2267 | 0% | 0 | 0 | 0 | 0 | 0 | 0 | 0 | 0 | 67.5% | 83.5685 | 2583.9368 | 0.03878% | 0.32635 | 10.1907
1 | 13 | 1 | 29.3533 | 29.4033 | 29.45 | 29.66 | 0% | 0 | 0 | 0 | 0 | 0 | 0 | 0 | 0 | 69.66% | 86.238 | 2531.3728 | 0.5494% | 4.6234 | 137.1291
1 | 13 | 2 | 29.9667 | 30.0233 | 30.0533 | 30.27 | 0% | 0 | 0 | 0 | 0 | 0 | 0 | 0 | 0 | 79.26% | 98.1291 | 2940.6023 | 2.241% | 18.8568 | 570.7958
1 | 13 | 3 | 24.57 | 24.6067 | 24.6333 | 24.82 | 0% | 0 | 0 | 0 | 0 | 0 | 0 | 0 | 0 | 83.44% | 103.2994 | 2538.0651 | 4.964% | 41.7712 | 1036.7607
1 | 13 | 4 | 23.6333 | 23.6567 | 23.6833 | 23.8567 | 0% | 0 | 0 | 0 | 0 | 0 | 0 | 0 | 0 | 87.01% | 107.7256 | 2545.9146 | 7.31% | 61.5095 | 1467.4105
1 | 13 | 5 | 26.53 | 26.6 | 26.6167 | 26.82 | 0% | 0 | 0 | 0 | 0 | 0 | 0 | 0 | 0 | 84.89% | 105.0937 | 2788.137 | 10.3% | 86.6999 | 2325.2916
1 | 13 | 6 | 30.7233 | 30.8033 | 30.82 | 31.0333 | 0% | 0 | 0 | 0 | 0 | 0 | 0 | 0 | 0 | 84.61% | 104.7521 | 3218.3334 | 16.11% | 135.5553 | 4206.7315
1 | 13 | 7 | 30.7767 | 30.8567 | 30.88 | 31.1233 | 0.1525% | 0.16991 | 0.033982 | 0.033982 | 0.033982 | 5.2293 | 1.0486 | 1.0494 | 1.0576 | 89.95% | 111.3668 | 3427.4977 | 18.49% | 155.5651 | 4841.7045
1 | 13 | 8 | 29.4233 | 29.4967 | 29.51 | 29.75 | 20.77% | 23.1445 | 4.6289 | 4.6289 | 4.6289 | 680.9894 | 136.5373 | 136.5991 | 137.71 | 92.96% | 115.0886 | 3386.2896 | 22.16% | 186.4438 | 5546.7025
1 | 13 | 9 | 38.3633 | 38.4433 | 38.4467 | 38.7667 | 34.9% | 38.8871 | 7.7774 | 7.7774 | 7.7774 | 1491.8378 | 298.9897 | 299.0157 | 301.5044 | 92.42% | 114.4251 | 4389.7267 | 28.9% | 243.1936 | 9427.8045
1 | 13 | 10 | 64.3267 | 64.4867 | 64.49 | 65.24 | 37.96% | 42.3014 | 8.4603 | 8.4603 | 8.4603 | 2721.1071 | 545.5751 | 545.6033 | 551.9485 | 94.3% | 116.7444 | 7509.7803 | 30.93% | 260.2946 | 16981.6176
1 | 13 | 11 | 69.7867 | 70 | 70.0167 | 70.6233 | 36.49% | 40.6671 | 8.1334 | 8.1334 | 8.1334 | 2838.024 | 569.3399 | 569.4755 | 574.4098 | 96.57% | 119.5614 | 8343.7893 | 33.55% | 282.2671 | 19934.6451
1 | 13 | 12 | 40.8333 | 40.9433 | 40.9467 | 41.2933 | 37.84% | 42.163 | 8.4326 | 8.4326 | 8.4326 | 1721.6552 | 345.2586 | 345.2867 | 348.21 | 91.08% | 112.7604 | 4604.385 | 31.18% | 262.3589 | 10833.6734
1 | 13 | 13 | 43.7767 | 43.8867 | 43.8967 | 44.2867 | 36.78% | 40.9884 | 8.1977 | 8.1977 | 8.1977 | 1794.3367 | 359.7691 | 359.8511 | 363.0482 | 89.36% | 110.628 | 4842.9253 | 27.09% | 227.9876 | 10096.8105
1 | 13 | 14 | 41.7467 | 41.85 | 41.8633 | 42.25 | 29.52% | 32.8994 | 6.5799 | 6.5799 | 6.5799 | 1373.4387 | 275.3677 | 275.4554 | 277.9996 | 90.53% | 112.0765 | 4678.8218 | 17.2% | 144.6964 | 6113.4236
1 | 13 | 15 | 32.17 | 32.3 | 32.3033 | 32.5567 | 16.14% | 17.9841 | 3.5968 | 3.5968 | 3.5968 | 578.5499 | 116.1776 | 116.1896 | 117.1008 | 90.8% | 112.4154 | 3616.4046 | 8.216% | 69.1321 | 2250.7108
1 | 13 | 16 | 50.67 | 50.8333 | 50.81 | 51.1867 | 1.218% | 1.3568 | 0.27137 | 0.27137 | 0.27137 | 68.7505 | 13.7944 | 13.7881 | 13.8903 | 90.03% | 111.4638 | 5647.8719 | 3.37% | 28.3556 | 1451.4297
1 | 13 | 17 | 68.5967 | 68.8233 | 68.7167 | 69.17 | 0% | 0 | 0 | 0 | 0 | 0 | 0 | 0 | 0 | 93.16% | 115.3408 | 7911.9923 | 2.238% | 18.8331 | 1302.6875
1 | 13 | 18 | 86.5833 | 86.88 | 86.7067 | 87.31 | 0% | 0 | 0 | 0 | 0 | 0 | 0 | 0 | 0 | 94.44% | 116.918 | 10123.1465 | 0.9719% | 8.1783 | 714.0505
1 | 13 | 19 | 74.7467 | 75.04 | 74.9533 | 75.57 | 0% | 0 | 0 | 0 | 0 | 0 | 0 | 0 | 0 | 89.91% | 111.3127 | 8320.2506 | 0.5552% | 4.6721 | 353.067
1 | 13 | 20 | 66.8633 | 67.1533 | 67.0833 | 67.6467 | 0% | 0 | 0 | 0 | 0 | 0 | 0 | 0 | 0 | 82.24% | 101.8214 | 6808.1204 | 2.487% | 20.927 | 1415.6432
1 | 13 | 21 | 58.63 | 58.9333 | 58.87 | 59.4067 | 0% | 0 | 0 | 0 | 0 | 0 | 0 | 0 | 0 | 71.77% | 88.8491 | 5209.221 | 9.159% | 77.0717 | 4578.5734
1 | 13 | 22 | 57.2267 | 57.4933 | 57.4567 | 57.9933 | 0% | 0 | 0 | 0 | 0 | 0 | 0 | 0 | 0 | 81.53% | 100.9391 | 5776.4074 | 24.99% | 210.2885 | 12195.3304
1 | 13 | 23 | 51.62 | 51.86 | 51.8367 | 52.3133 | 0% | 0 | 0 | 0 | 0 | 0 | 0 | 0 | 0 | 73.32% | 90.7799 | 4686.0562 | 41.51% | 349.2856 | 18272.2951
1 | 14 | 0 | 64.93 | 65.2267 | 65.1567 | 65.7 | 0% | 0 | 0 | 0 | 0 | 0 | 0 | 0 | 0 | 58.9% | 72.9227 | 4734.8687 | 67.59% | 568.7634 | 37367.7582
1 | 14 | 1 | 62.74 | 63.0033 | 62.9533 | 63.49 | 0% | 0 | 0 | 0 | 0 | 0 | 0 | 0 | 0 | 58.09% | 71.9232 | 4512.4616 | 94.96% | 799.0758 | 50733.3232
1 | 14 | 2 | 59.3733 | 59.6233 | 59.56 | 60.0867 | 0% | 0 | 0 | 0 | 0 | 0 | 0 | 0 | 0 | 62.98% | 77.978 | 4629.8137 | 97.92% | 823.9847 | 49510.4949
1 | 14 | 3 | 57.86 | 58.12 | 58.0533 | 58.5667 | 0% | 0 | 0 | 0 | 0 | 0 | 0 | 0 | 0 | 60.67% | 75.1156 | 4346.1859 | 100% | 841.4389 | 49280.2708
1 | 14 | 4 | 61.1533 | 61.4133 | 61.3067 | 61.7933 | 0% | 0 | 0 | 0 | 0 | 0 | 0 | 0 | 0 | 48.92% | 60.5695 | 3704.0288 | 100% | 841.4278 | 51994.63
1 | 14 | 5 | 64.53 | 64.9767 | 64.65 | 64.95 | 0% | 0 | 0 | 0 | 0 | 0 | 0 | 0 | 0 | 40.91% | 50.6434 | 3268.0157 | 99.99% | 841.3957 | 54648.6529
1 | 14 | 6 | 89.1167 | 89.5633 | 89.21 | 89.76 | 0% | 0 | 0 | 0 | 0 | 0 | 0 | 0 | 0 | 36.28% | 44.9169 | 4002.8448 | 99.32% | 835.7726 | 75018.9452
1 | 14 | 7 | 74.6467 | 75.13 | 74.6567 | 74.9267 | 0.1259% | 0.14025 | 0.028051 | 0.028051 | 0.028051 | 10.4696 | 2.1075 | 2.0942 | 2.1018 | 26.55% | 32.8684 | 2453.5187 | 98.01% | 824.745 | 61795.3939
1 | 14 | 8 | 78.7 | 78.92 | 78.7 | 79.27 | 7.932% | 8.8398 | 1.768 | 1.768 | 1.768 | 695.6898 | 139.5269 | 139.138 | 140.1457 | 18.23% | 22.572 | 1776.413 | 92.53% | 778.6271 | 61721.7675
1 | 14 | 9 | 85.8733 | 86.1633 | 85.9433 | 86.6633 | 13.23% | 14.7428 | 2.9486 | 2.9486 | 2.9486 | 1266.0163 | 254.0583 | 253.4097 | 255.5326 | 10.18% | 12.6049 | 1082.4263 | 83.7% | 704.2768 | 61034.9718
1 | 14 | 10 | 66.6333 | 66.88 | 66.7567 | 67.3067 | 5.564% | 6.2003 | 1.2401 | 1.2401 | 1.2401 | 413.1438 | 82.9346 | 82.7817 | 83.4637 | 7.148% | 8.8497 | 589.6832 | 75.38% | 634.271 | 42690.67
1 | 14 | 11 | 60.5633 | 60.8533 | 60.75 | 61.29 | 7.587% | 8.4548 | 1.691 | 1.691 | 1.691 | 512.0533 | 102.901 | 102.7263 | 103.6394 | 2.819% | 3.4897 | 211.3488 | 67.95% | 571.7694 | 35043.7469
1 | 14 | 12 | 59.5167 | 59.8833 | 59.7333 | 60.1767 | 5.489% | 6.1168 | 1.2234 | 1.2234 | 1.2234 | 364.0543 | 73.2594 | 73.0759 | 73.6183 | 2.091% | 2.5885 | 154.0609 | 59.61% | 501.5919 | 30184.1305
1 | 14 | 13 | 65.66 | 66.1633 | 65.84 | 66.1633 | 3.649% | 4.0662 | 0.81323 | 0.81323 | 0.81323 | 266.9839 | 53.8061 | 53.5432 | 53.8061 | 1.962% | 2.4288 | 159.472 | 46.88% | 394.4645 | 26099.0863
1 | 14 | 14 | 59.12 | 59.4133 | 59.1333 | 60.0433 | 1.849% | 2.0606 | 0.41211 | 0.41211 | 0.41211 | 121.8211 | 24.4851 | 24.3697 | 24.7447 | 1.588% | 1.9657 | 116.2106 | 36.49% | 307.0843 | 18438.3633
1 | 14 | 15 | 50.6067 | 50.83 | 50.6967 | 51.06 | 2.442% | 2.7211 | 0.54421 | 0.54421 | 0.54421 | 137.7043 | 27.6624 | 27.5898 | 27.7876 | 1.597% | 1.9773 | 100.067 | 31.11% | 261.7357 | 13364.2241
1 | 14 | 16 | 70.3467 | 70.6233 | 70.5167 | 71.9267 | 0.1835% | 0.20451 | 0.040903 | 0.040903 | 0.040903 | 14.3868 | 2.8887 | 2.8843 | 2.942 | 1.4% | 1.7334 | 121.9416 | 25.49% | 214.5117 | 15429.1088
1 | 14 | 17 | 96.4333 | 96.79 | 96.5533 | 100.04 | 0% | 0 | 0 | 0 | 0 | 0 | 0 | 0 | 0 | 1.137% | 1.4082 | 135.7986 | 18.24% | 153.5146 | 15357.6015
1 | 14 | 18 | 89.87 | 90.1867 | 89.9367 | 95.2933 | 0% | 0 | 0 | 0 | 0 | 0 | 0 | 0 | 0 | 2.278% | 2.8209 | 253.5117 | 10.92% | 91.8493 | 8752.6247
1 | 14 | 19 | 103.26 | 103.63 | 103.34 | 104.64 | 0% | 0 | 0 | 0 | 0 | 0 | 0 | 0 | 0 | 2.298% | 2.8449 | 293.7608 | 6.628% | 55.7691 | 5835.6839
1 | 14 | 20 | 90.3167 | 90.7067 | 90.4867 | 93.6233 | 0% | 0 | 0 | 0 | 0 | 0 | 0 | 0 | 0 | 1.282% | 1.5875 | 143.3782 | 3.45% | 29.0333 | 2718.1971
1 | 14 | 21 | 64.9167 | 65.21 | 65.08 | 68.3533 | 0% | 0 | 0 | 0 | 0 | 0 | 0 | 0 | 0 | 1.468% | 1.8178 | 118.0038 | 1.455% | 12.2453 | 837.0089
1 | 14 | 22 | 56.36 | 56.7767 | 56.4467 | 59.0267 | 0% | 0 | 0 | 0 | 0 | 0 | 0 | 0 | 0 | 2.154% | 2.667 | 150.3139 | 0.7076% | 5.954 | 351.4467
1 | 14 | 23 | 51.9133 | 52.34 | 52.0633 | 52.3733 | 0% | 0 | 0 | 0 | 0 | 0 | 0 | 0 | 0 | 2.42% | 2.9957 | 155.5142 | 0.5739% | 4.8293 | 252.9257
1 | 15 | 0 | 64.6167 | 65.1033 | 64.6733 | 64.9467 | 0% | 0 | 0 | 0 | 0 | 0 | 0 | 0 | 0 | 2.94% | 3.6399 | 235.1998 | 0.4571% | 3.8465 | 249.8184
1 | 15 | 1 | 55.5967 | 56.0233 | 55.58 | 55.76 | 0% | 0 | 0 | 0 | 0 | 0 | 0 | 0 | 0 | 3.443% | 4.262 | 236.9532 | 0.8703% | 7.3235 | 408.3566
1 | 15 | 2 | 55.0767 | 55.5 | 55.0467 | 55.21 | 0% | 0 | 0 | 0 | 0 | 0 | 0 | 0 | 0 | 5.183% | 6.4164 | 353.3923 | 3.91% | 32.9004 | 1816.4337
1 | 15 | 3 | 59.12 | 59.6033 | 59.1 | 59.27 | 0% | 0 | 0 | 0 | 0 | 0 | 0 | 0 | 0 | 5.118% | 6.3368 | 374.6308 | 9.742% | 81.9707 | 4858.4037
1 | 15 | 4 | 59.7867 | 60.1967 | 59.76 | 59.96 | 0% | 0 | 0 | 0 | 0 | 0 | 0 | 0 | 0 | 4.41% | 5.46 | 326.4376 | 22.34% | 187.9574 | 11269.9256
1 | 15 | 5 | 76.2133 | 76.8033 | 76.2467 | 76.4933 | 0% | 0 | 0 | 0 | 0 | 0 | 0 | 0 | 0 | 2.933% | 3.6317 | 276.7848 | 46.04% | 387.3788 | 29631.8951
1 | 15 | 6 | 75.6533 | 75.9567 | 75.69 | 76.2867 | 0% | 0 | 0 | 0 | 0 | 0 | 0 | 0 | 0 | 2.695% | 3.3365 | 252.4164 | 69.74% | 586.8699 | 44770.3471
1 | 15 | 7 | 72.3333 | 72.56 | 72.39 | 74.5233 | 0.1175% | 0.13099 | 0.026197 | 0.026197 | 0.026197 | 9.4747 | 1.9009 | 1.8964 | 1.9523 | 4.118% | 5.0977 | 368.7351 | 79.47% | 668.7052 | 49834.1383
1 | 15 | 8 | 61.03 | 61.3867 | 61.18 | 91.0267 | 13.6% | 15.1574 | 3.0315 | 3.0315 | 3.0315 | 925.0573 | 186.0927 | 185.4662 | 275.9459 | 9.053% | 11.2086 | 684.0598 | 82.65% | 695.4579 | 63305.2126
1 | 15 | 9 | 58.9233 | 59.4067 | 59.0667 | 77.0267 | 24% | 26.7399 | 5.348 | 5.348 | 5.348 | 1575.6031 | 317.7055 | 315.8872 | 411.9368 | 7.523% | 9.3136 | 548.7865 | 80.45% | 676.9192 | 52140.83
1 | 15 | 10 | 82.9367 | 83.3567 | 83.12 | 85.07 | 21.59% | 24.054 | 4.8108 | 4.8108 | 4.8108 | 1994.9612 | 401.0128 | 399.8742 | 409.2553 | 5.104% | 6.3195 | 524.1165 | 75.63% | 636.3887 | 54137.5845
1 | 15 | 11 | 91.8333 | 92.3533 | 92.08 | 94.6367 | 25.59% | 28.515 | 5.703 | 5.703 | 5.703 | 2618.6279 | 526.6911 | 525.1323 | 539.713 | 7.237% | 8.9594 | 822.7679 | 66.48% | 559.3845 | 52938.2853
1 | 15 | 12 | 64.48 | 64.83 | 64.68 | 67.9333 | 31.96% | 35.6173 | 7.1235 | 7.1235 | 7.1235 | 2296.6062 | 461.8145 | 460.7459 | 483.9209 | 10.77% | 13.3398 | 860.1529 | 56.24% | 473.2567 | 32149.9083
1 | 15 | 13 | 62.34 | 62.7067 | 62.5733 | 64.3867 | 43.58% | 48.5696 | 9.7139 | 9.7139 | 9.7139 | 3027.8293 | 609.1276 | 607.8324 | 625.447 | 12.51% | 15.4899 | 965.6423 | 50.74% | 426.9728 | 27491.3552
1 | 15 | 14 | 59.0933 | 59.4333 | 59.31 | 68.8267 | 47.08% | 52.4665 | 10.4933 | 10.4933 | 10.4933 | 3100.4186 | 623.6514 | 622.3573 | 722.2185 | 16.74% | 20.7245 | 1224.6811 | 47.81% | 402.3145 | 27689.964
1 | 15 | 15 | 58.7867 | 59.07 | 58.9967 | 92.1 | 33.95% | 37.8305 | 7.5661 | 7.5661 | 7.5661 | 2223.9306 | 446.9299 | 446.375 | 696.8383 | 23.07% | 28.5649 | 1679.2365 | 44.19% | 371.8495 | 34247.3371
1 | 15 | 16 | 142.3033 | 142.8467 | 142.5467 | 144.8267 | 4.484% | 4.9973 | 0.99946 | 0.99946 | 0.99946 | 711.1292 | 142.7689 | 142.469 | 144.7478 | 48.67% | 60.2556 | 8574.5788 | 47.46% | 399.3843 | 57841.4958
1 | 15 | 17 | 80.55 | 80.8033 | 80.6433 | 85.8767 | 0% | 0 | 0 | 0 | 0 | 0 | 0 | 0 | 0 | 56.71% | 70.2058 | 5655.0811 | 53.45% | 449.7582 | 38623.7391
1 | 15 | 18 | 86.4 | 86.7133 | 86.51 | 88.13 | 0% | 0 | 0 | 0 | 0 | 0 | 0 | 0 | 0 | 55.33% | 68.5017 | 5918.5497 | 56.03% | 471.4969 | 41553.0232
1 | 15 | 19 | 67.0233 | 67.28 | 67.15 | 67.7267 | 0% | 0 | 0 | 0 | 0 | 0 | 0 | 0 | 0 | 56.72% | 70.2198 | 4706.3649 | 54.98% | 462.6673 | 31334.915
1 | 15 | 20 | 65.1133 | 65.45 | 65.3033 | 68.3233 | 0% | 0 | 0 | 0 | 0 | 0 | 0 | 0 | 0 | 58.33% | 72.2181 | 4702.3625 | 48.59% | 408.8561 | 27934.4104
1 | 15 | 21 | 56.54 | 56.9533 | 56.7333 | 61.76 | 0% | 0 | 0 | 0 | 0 | 0 | 0 | 0 | 0 | 57.95% | 71.7441 | 4056.4101 | 44.41% | 373.6989 | 23079.642
1 | 15 | 22 | 54.7967 | 55.31 | 55.0033 | 57.2567 | 0% | 0 | 0 | 0 | 0 | 0 | 0 | 0 | 0 | 57.78% | 71.5406 | 3920.1856 | 40.22% | 338.4209 | 19376.853
1 | 15 | 23 | 53.3167 | 53.6967 | 53.5067 | 53.93 | 0% | 0 | 0 | 0 | 0 | 0 | 0 | 0 | 0 | 59.15% | 73.225 | 3904.1121 | 37.06% | 311.8072 | 16815.7618
1 | 16 | 0 | 51.7467 | 51.99 | 51.8767 | 52.5167 | 0% | 0 | 0 | 0 | 0 | 0 | 0 | 0 | 0 | 60.15% | 74.4732 | 3853.7423 | 35.77% | 300.981 | 15806.5164
1 | 16 | 1 | 51.6033 | 51.93 | 51.7267 | 52.0233 | 0% | 0 | 0 | 0 | 0 | 0 | 0 | 0 | 0 | 61.22% | 75.7982 | 3911.4386 | 36.54% | 307.4775 | 15996.0057
1 | 16 | 2 | 33.1667 | 33.55 | 33.2733 | 33.39 | 0% | 0 | 0 | 0 | 0 | 0 | 0 | 0 | 0 | 65.27% | 80.8035 | 2679.9811 | 37.79% | 317.9952 | 10617.8611
1 | 16 | 3 | 37.5533 | 38.0167 | 37.68 | 37.8 | 0% | 0 | 0 | 0 | 0 | 0 | 0 | 0 | 0 | 65.92% | 81.6079 | 3064.6491 | 47.24% | 397.4978 | 15025.4179
1 | 16 | 4 | 45.4367 | 45.6833 | 45.4833 | 45.69 | 0% | 0 | 0 | 0 | 0 | 0 | 0 | 0 | 0 | 64.78% | 80.1947 | 3643.7788 | 55.88% | 470.1796 | 21482.505
1 | 16 | 5 | 59.4067 | 59.65 | 59.4833 | 59.87 | 0% | 0 | 0 | 0 | 0 | 0 | 0 | 0 | 0 | 59.72% | 73.9338 | 4392.159 | 61.66% | 518.8414 | 31063.0319
1 | 16 | 6 | 63.72 | 63.96 | 63.8233 | 64.4667 | 0% | 0 | 0 | 0 | 0 | 0 | 0 | 0 | 0 | 57.4% | 71.0687 | 4528.4986 | 66.57% | 560.1239 | 36109.3198
1 | 16 | 7 | 60.3133 | 60.6833 | 60.4967 | 70.01 | 0.0244% | 0.027186 | 0.0054372 | 0.0054372 | 0.0054372 | 1.6397 | 0.32995 | 0.32893 | 0.38066 | 57.65% | 71.3708 | 4304.6085 | 67.65% | 569.2505 | 39853.2299
1 | 16 | 8 | 61.7667 | 62.0833 | 61.8033 | 71.26 | 28.68% | 31.9639 | 6.3928 | 6.3928 | 6.3928 | 1974.3046 | 396.8853 | 395.0953 | 455.5497 | 56.04% | 69.3812 | 4285.4473 | 65.88% | 554.3459 | 39502.6908
1 | 16 | 9 | 57.11 | 57.5133 | 57.4733 | 65.1567 | 47.31% | 52.7229 | 10.5446 | 10.5446 | 10.5446 | 3011.0039 | 606.4538 | 606.032 | 687.0495 | 50.58% | 62.6214 | 3576.3106 | 61.39% | 516.553 | 33656.8708
1 | 16 | 10 | 54.5067 | 55.0667 | 59.7467 | 89.1433 | 47.08% | 52.4615 | 10.4923 | 10.4923 | 10.4923 | 2859.503 | 577.7763 | 626.8803 | 935.3191 | 48.2% | 59.6776 | 3252.8297 | 53.62% | 451.1815 | 40219.8262
1 | 16 | 11 | 51.95 | 52.7767 | 59.51 | 65.7967 | 41.08% | 45.7837 | 9.1567 | 9.1567 | 9.1567 | 2378.4613 | 483.2618 | 544.9172 | 602.4825 | 52.27% | 64.7174 | 3362.0673 | 49.82% | 419.2226 | 27583.4492
1 | 16 | 12 | 55.0467 | 55.5467 | 55.2367 | 65.61 | 37.65% | 41.9541 | 8.3908 | 8.3908 | 8.3908 | 2309.4359 | 466.0826 | 463.4814 | 550.5223 | 59.02% | 73.0663 | 4022.0539 | 47% | 395.5215 | 25950.1684
1 | 16 | 13 | 57.37 | 57.87 | 57.53 | 63.42 | 31.01% | 34.5521 | 6.9104 | 6.9104 | 6.9104 | 1982.2566 | 399.9065 | 397.557 | 438.2594 | 64.36% | 79.6803 | 4571.2577 | 47.12% | 396.4926 | 25145.5631
1 | 16 | 14 | 52.97 | 53.5433 | 56.7567 | 58.1067 | 29.2% | 32.5379 | 6.5076 | 6.5076 | 6.5076 | 1723.5332 | 348.4376 | 369.3487 | 378.1339 | 72.59% | 89.8706 | 4760.4473 | 51.01% | 429.213 | 24940.1342
1 | 16 | 15 | 53.69 | 54.28 | 56.64 | 61.0167 | 23.32% | 25.9879 | 5.1976 | 5.1976 | 5.1976 | 1395.2927 | 282.1251 | 294.3914 | 317.1395 | 75.39% | 93.3331 | 5011.0539 | 49.8% | 419.006 | 25566.3489
1 | 16 | 16 | 54.2333 | 55.0767 | 61.9 | 64.7233 | 3.063% | 3.4131 | 0.68262 | 0.68262 | 0.68262 | 185.1025 | 37.5962 | 42.2539 | 44.1811 | 74.72% | 92.5013 | 5016.6546 | 51.41% | 432.5681 | 27997.247
1 | 16 | 17 | 58.8333 | 58.9233 | 58.7833 | 61.67 | 0% | 0 | 0 | 0 | 0 | 0 | 0 | 0 | 0 | 83.38% | 103.2256 | 6073.1085 | 57.49% | 483.7765 | 29834.4958
1 | 16 | 18 | 58.0833 | 58.2567 | 60.0467 | 63.27 | 0% | 0 | 0 | 0 | 0 | 0 | 0 | 0 | 0 | 83.37% | 103.2142 | 5995.027 | 64.37% | 541.6297 | 34268.9118
1 | 16 | 19 | 52.6467 | 53.09 | 57.44 | 61.6067 | 0% | 0 | 0 | 0 | 0 | 0 | 0 | 0 | 0 | 80.38% | 99.5136 | 5239.0592 | 68.66% | 577.7657 | 35594.2182
1 | 16 | 20 | 55.14 | 55.57 | 56.2767 | 58.01 | 0% | 0 | 0 | 0 | 0 | 0 | 0 | 0 | 0 | 74.15% | 91.8054 | 5062.1509 | 70.75% | 595.3216 | 34534.6077
1 | 16 | 21 | 56.5833 | 57.1067 | 56.81 | 62.4733 | 0% | 0 | 0 | 0 | 0 | 0 | 0 | 0 | 0 | 69.34% | 85.8425 | 4857.2544 | 67.84% | 570.8452 | 35662.6038
1 | 16 | 22 | 43.48 | 44.0167 | 49.2867 | 56.2867 | 0% | 0 | 0 | 0 | 0 | 0 | 0 | 0 | 0 | 64.26% | 79.5602 | 3459.2779 | 62.59% | 526.685 | 29645.3423
1 | 16 | 23 | 52.3033 | 52.5367 | 52.4233 | 52.7833 | 0% | 0 | 0 | 0 | 0 | 0 | 0 | 0 | 0 | 60.67% | 75.1179 | 3928.9181 | 60.39% | 508.1522 | 26821.9682
1 | 17 | 0 | 52.0667 | 52.1167 | 52.04 | 52.4433 | 0% | 0 | 0 | 0 | 0 | 0 | 0 | 0 | 0 | 62.92% | 77.9035 | 4056.1741 | 56.94% | 479.13 | 25127.172
1 | 17 | 1 | 41.6567 | 41.9167 | 41.73 | 41.91 | 0% | 0 | 0 | 0 | 0 | 0 | 0 | 0 | 0 | 66.2% | 81.9591 | 3414.1414 | 54.68% | 460.115 | 19283.4179
1 | 17 | 2 | 37.2533 | 37.4433 | 37.3067 | 37.4633 | 0% | 0 | 0 | 0 | 0 | 0 | 0 | 0 | 0 | 72.45% | 89.6999 | 3341.6212 | 51.83% | 436.1648 | 16340.1863
1 | 17 | 3 | 46.7033 | 47.03 | 46.7967 | 46.9733 | 0% | 0 | 0 | 0 | 0 | 0 | 0 | 0 | 0 | 76.71% | 94.9731 | 4435.5589 | 49.16% | 413.6519 | 19430.6092
1 | 17 | 4 | 34.03 | 34.1567 | 34.05 | 34.2033 | 0% | 0 | 0 | 0 | 0 | 0 | 0 | 0 | 0 | 75.53% | 93.5114 | 3182.1931 | 45.61% | 383.799 | 13127.2037
1 | 17 | 5 | 41.8267 | 41.87 | 41.7767 | 42.0333 | 0% | 0 | 0 | 0 | 0 | 0 | 0 | 0 | 0 | 77.45% | 95.8927 | 4010.8711 | 35.71% | 300.4848 | 12630.3778
1 | 17 | 6 | 66.5333 | 66.6867 | 66.53 | 66.9367 | 0% | 0 | 0 | 0 | 0 | 0 | 0 | 0 | 0 | 81.19% | 100.5169 | 6687.7267 | 28.02% | 235.7907 | 15783.0424
1 | 17 | 7 | 82.66 | 83.66 | 83.18 | 83.4533 | 0.2018% | 0.2249 | 0.04498 | 0.04498 | 0.04498 | 18.5904 | 3.7631 | 3.7415 | 3.7538 | 80.94% | 100.2066 | 8283.0753 | 22.65% | 190.6001 | 15906.2136
1 | 17 | 8 | 71.5033 | 72.7667 | 72.2867 | 73.5433 | 29.3% | 32.646 | 6.5292 | 6.5292 | 6.5292 | 2334.3005 | 475.1087 | 471.9746 | 480.1797 | 73.11% | 90.5107 | 6471.8165 | 16.56% | 139.3867 | 10250.9642
1 | 17 | 9 | 54.5633 | 55.2667 | 55.0233 | 61.4267 | 46.75% | 52.1007 | 10.4201 | 10.4201 | 10.4201 | 2842.7876 | 575.8864 | 573.3508 | 640.0744 | 61.83% | 76.5424 | 4176.4102 | 10.87% | 91.4411 | 5616.9199
1 | 17 | 10 | 59.9367 | 60.6133 | 60.4033 | 63.4 | 46.75% | 52.0988 | 10.4198 | 10.4198 | 10.4198 | 3122.6309 | 631.5769 | 629.3887 | 660.6133 | 59.58% | 73.7637 | 4421.149 | 7.388% | 62.165 | 3941.2633
1 | 17 | 11 | 62.49 | 62.9567 | 62.83 | 71.9433 | 42.97% | 47.8887 | 9.5777 | 9.5777 | 9.5777 | 2992.5663 | 602.9829 | 601.7697 | 689.0549 | 63.46% | 78.567 | 4909.6532 | 5.462% | 45.9598 | 3306.5038
1 | 17 | 12 | 64.9667 | 65.5233 | 65.3633 | 70.31 | 39.79% | 44.3434 | 8.8687 | 8.8687 | 8.8687 | 2880.8444 | 581.1058 | 579.6868 | 623.5572 | 60.22% | 74.5535 | 4843.4953 | 3.767% | 31.6966 | 2228.5912
1 | 17 | 13 | 59.65 | 59.91 | 59.86 | 71.7967 | 33.29% | 37.1008 | 7.4202 | 7.4202 | 7.4202 | 2213.0646 | 444.5422 | 444.1711 | 532.7432 | 55.93% | 69.2412 | 4130.2377 | 2.017% | 16.9713 | 1218.4816
1 | 17 | 14 | 59.02 | 59.1833 | 59.1433 | 94.1667 | 20.94% | 23.3398 | 4.668 | 4.668 | 4.668 | 1377.5139 | 276.2652 | 276.0785 | 439.5659 | 56.06% | 69.4071 | 4096.4065 | 0.3226% | 2.7146 | 255.6243
1 | 17 | 15 | 72.9367 | 73.9367 | 73.65 | 81.09 | 6.793% | 7.5701 | 1.514 | 1.514 | 1.514 | 552.1349 | 111.941 | 111.507 | 122.7712 | 57.4% | 71.069 | 5183.5326 | 0.0805% | 0.67741 | 54.9315
1 | 17 | 16 | 86.9167 | 87.1033 | 87.17 | 96.7 | 0.7125% | 0.79395 | 0.15879 | 0.15879 | 0.15879 | 69.0079 | 13.8312 | 13.8418 | 15.3551 | 63.4% | 78.4899 | 6822.0818 | 0.0293% | 0.24657 | 23.8437
1 | 17 | 17 | 68.74 | 68.7567 | 68.7367 | 75.8333 | 0% | 0 | 0 | 0 | 0 | 0 | 0 | 0 | 0 | 72.98% | 90.3536 | 6210.9064 | 0.07885% | 0.66353 | 50.3175
1 | 17 | 18 | 66.5633 | 66.56 | 66.5 | 83.0267 | 0% | 0 | 0 | 0 | 0 | 0 | 0 | 0 | 0 | 77.28% | 95.678 | 6368.6481 | 0.855% | 7.194 | 597.2973
1 | 17 | 19 | 61.6467 | 61.9 | 61.7833 | 73.98 | 0% | 0 | 0 | 0 | 0 | 0 | 0 | 0 | 0 | 75.84% | 93.8891 | 5787.9519 | 3.334% | 28.0564 | 2075.6093
1 | 17 | 20 | 57.5933 | 57.99 | 57.85 | 93.03 | 0% | 0 | 0 | 0 | 0 | 0 | 0 | 0 | 0 | 75.79% | 93.8355 | 5404.3017 | 5.841% | 49.1475 | 4572.1907
1 | 17 | 21 | 52.63 | 52.6667 | 52.6633 | 83.3367 | 0% | 0 | 0 | 0 | 0 | 0 | 0 | 0 | 0 | 80.09% | 99.1516 | 5218.3461 | 6.726% | 56.5953 | 4716.4616
1 | 17 | 22 | 43.81 | 43.96 | 43.91 | 72.12 | 0% | 0 | 0 | 0 | 0 | 0 | 0 | 0 | 0 | 82.25% | 101.8352 | 4461.3991 | 6.257% | 52.6532 | 3797.3461
1 | 17 | 23 | 62.27 | 62.5967 | 62.3733 | 78.68 | 0% | 0 | 0 | 0 | 0 | 0 | 0 | 0 | 0 | 84.36% | 104.4377 | 6503.333 | 3.762% | 31.6515 | 2490.338
1 | 18 | 0 | 54.2867 | 54.43 | 54.32 | 58.9033 | 0% | 0 | 0 | 0 | 0 | 0 | 0 | 0 | 0 | 83.78% | 103.7258 | 5630.9306 | 2.397% | 20.1733 | 1188.2773
1 | 18 | 1 | 62.6933 | 63.2567 | 62.7967 | 63.02 | 0% | 0 | 0 | 0 | 0 | 0 | 0 | 0 | 0 | 83.45% | 103.3195 | 6477.4425 | 2.2% | 18.5154 | 1166.8394
1 | 18 | 2 | 64.9633 | 65.8033 | 65.12 | 65.29 | 0% | 0 | 0 | 0 | 0 | 0 | 0 | 0 | 0 | 79.2% | 98.0491 | 6369.5953 | 2.694% | 22.665 | 1479.7981
1 | 18 | 3 | 60.2067 | 60.5667 | 60.24 | 60.5833 | 0% | 0 | 0 | 0 | 0 | 0 | 0 | 0 | 0 | 77.76% | 96.2677 | 5795.9568 | 1.834% | 15.4363 | 935.1852
1 | 18 | 4 | 59.86 | 60.0667 | 59.8133 | 60.2067 | 0% | 0 | 0 | 0 | 0 | 0 | 0 | 0 | 0 | 78.42% | 97.0854 | 5811.5313 | 2.723% | 22.9168 | 1379.743
1 | 18 | 5 | 61.1233 | 61.35 | 61.0767 | 61.4933 | 0% | 0 | 0 | 0 | 0 | 0 | 0 | 0 | 0 | 73.92% | 91.5155 | 5593.7319 | 3.89% | 32.7296 | 2012.6517
1 | 18 | 6 | 65.0567 | 65.15 | 64.9567 | 65.4533 | 0% | 0 | 0 | 0 | 0 | 0 | 0 | 0 | 0 | 74.15% | 91.8074 | 5972.6828 | 5.09% | 42.8298 | 2803.353
1 | 18 | 7 | 63.7467 | 63.9733 | 63.7233 | 82.3633 | 0.3804% | 0.42385 | 0.084771 | 0.084771 | 0.084771 | 27.0193 | 5.4231 | 5.4019 | 6.982 | 75.39% | 93.3375 | 5949.9549 | 12.39% | 104.2937 | 8589.9783
1 | 18 | 8 | 66.94 | 67.1667 | 66.9233 | 93.9933 | 7.901% | 8.8052 | 1.761 | 1.761 | 1.761 | 589.418 | 118.2828 | 117.8542 | 165.5254 | 69.69% | 86.2751 | 5775.2573 | 20.73% | 174.4506 | 16397.1926
1 | 18 | 9 | 69.7533 | 69.9133 | 69.75 | 94.0367 | 11.23% | 12.5161 | 2.5032 | 2.5032 | 2.5032 | 873.0365 | 175.0078 | 174.599 | 235.3936 | 57.3% | 70.9354 | 4947.9788 | 21.95% | 184.6806 | 17366.7497
1 | 18 | 10 | 73.52 | 73.6867 | 73.53 | 76.3067 | 3.985% | 4.4406 | 0.88812 | 0.88812 | 0.88812 | 326.4716 | 65.4423 | 65.3032 | 67.7692 | 44.84% | 55.512 | 4081.2419 | 16.49% | 138.7557 | 10587.9871
1 | 18 | 11 | 61.8433 | 62.07 | 63.7767 | 67.3767 | 4.243% | 4.7279 | 0.94558 | 0.94558 | 0.94558 | 292.3884 | 58.692 | 60.3058 | 63.7099 | 43.16% | 53.4288 | 3304.2127 | 15.5% | 130.4068 | 8786.3755
1 | 18 | 12 | 45.9533 | 46.5267 | 54.1333 | 56.78 | 2.48% | 2.7637 | 0.55274 | 0.55274 | 0.55274 | 127.0013 | 25.7172 | 29.9217 | 31.3846 | 42.43% | 52.5336 | 2414.0918 | 18.44% | 155.146 | 8809.1898
1 | 18 | 13 | 45.48 | 47.09 | 68.09 | 81.0433 | 2.83% | 3.1542 | 0.63084 | 0.63084 | 0.63084 | 143.4526 | 29.7062 | 42.9538 | 51.1252 | 36.44% | 45.1188 | 2052.0046 | 19.1% | 160.6828 | 13022.271
1 | 18 | 14 | 50.6333 | 51.6667 | 63.0467 | 63.5367 | 9.266% | 10.3263 | 2.0653 | 2.0653 | 2.0653 | 522.8574 | 106.7056 | 130.2084 | 131.2203 | 34.26% | 42.4094 | 2147.33 | 20.71% | 174.253 | 11071.4546
1 | 18 | 15 | 54.2167 | 54.9033 | 58.6433 | 59.07 | 9.978% | 11.1197 | 2.2239 | 2.2239 | 2.2239 | 602.8722 | 122.1015 | 130.4191 | 131.3679 | 35.08% | 43.4248 | 2354.3496 | 23.53% | 198.0222 | 11697.1733
1 | 18 | 16 | 36.7833 | 38.52 | 63.4033 | 60.3067 | 1.134% | 1.2641 | 0.25283 | 0.25283 | 0.25283 | 46.4996 | 9.739 | 16.0302 | 15.2473 | 41.86% | 51.8195 | 1906.0952 | 24.21% | 203.7003 | 12284.4867
1 | 18 | 17 | 54.83 | 55.7533 | 65.4967 | 67.53 | 0% | 0 | 0 | 0 | 0 | 0 | 0 | 0 | 0 | 46.42% | 57.474 | 3151.3015 | 21.78% | 183.2736 | 12376.4669
1 | 18 | 18 | 48.2433 | 49.35 | 62.1233 | 64.8967 | 0% | 0 | 0 | 0 | 0 | 0 | 0 | 0 | 0 | 40.92% | 50.6602 | 2444.018 | 18.47% | 155.4348 | 10087.2019
1 | 18 | 19 | 56.6533 | 57.45 | 61.6467 | 65.2 | 0% | 0 | 0 | 0 | 0 | 0 | 0 | 0 | 0 | 35.51% | 43.9617 | 2490.5783 | 11.49% | 96.6654 | 6302.5813
1 | 18 | 20 | 53.1833 | 54.2167 | 62.5533 | 62.3867 | 0% | 0 | 0 | 0 | 0 | 0 | 0 | 0 | 0 | 36.32% | 44.965 | 2391.3883 | 7.288% | 61.3261 | 3825.9283
1 | 18 | 21 | 52.4267 | 53.0533 | 53.7133 | 53.8467 | 0% | 0 | 0 | 0 | 0 | 0 | 0 | 0 | 0 | 37.38% | 46.2722 | 2425.8994 | 5.611% | 47.2122 | 2542.2172
1 | 18 | 22 | 56.9833 | 57.5833 | 57.2067 | 60.08 | 0% | 0 | 0 | 0 | 0 | 0 | 0 | 0 | 0 | 41.16% | 50.9558 | 2903.6286 | 5.206% | 43.8078 | 2631.9729
1 | 18 | 23 | 98.4 | 99.8133 | 98.7567 | 104.1667 | 0% | 0 | 0 | 0 | 0 | 0 | 0 | 0 | 0 | 38.52% | 47.6853 | 4692.2376 | 3.95% | 33.238 | 3462.287
1 | 19 | 0 | 71.19 | 71.8833 | 71.4433 | 71.9333 | 0% | 0 | 0 | 0 | 0 | 0 | 0 | 0 | 0 | 28.13% | 34.8306 | 2479.591 | 4.401% | 37.0352 | 2664.0639
1 | 19 | 1 | 56.7733 | 57.3167 | 56.9533 | 57.24 | 0% | 0 | 0 | 0 | 0 | 0 | 0 | 0 | 0 | 19.38% | 23.995 | 1362.2761 | 6.271% | 52.7671 | 3020.3885
1 | 19 | 2 | 52.6333 | 53.0433 | 52.7933 | 53.1733 | 0% | 0 | 0 | 0 | 0 | 0 | 0 | 0 | 0 | 19.46% | 24.0899 | 1267.9294 | 5.135% | 43.2114 | 2297.6948
1 | 19 | 3 | 50.3733 | 50.7533 | 50.4967 | 50.8333 | 0% | 0 | 0 | 0 | 0 | 0 | 0 | 0 | 0 | 21.76% | 26.9436 | 1357.2413 | 4.376% | 36.8235 | 1871.8589
1 | 19 | 4 | 55.16 | 55.57 | 55.3067 | 55.6533 | 0% | 0 | 0 | 0 | 0 | 0 | 0 | 0 | 0 | 26.16% | 32.3888 | 1786.5655 | 3.448% | 29.0118 | 1614.6031
1 | 19 | 5 | 59.72 | 60.2333 | 59.8467 | 60.17 | 0% | 0 | 0 | 0 | 0 | 0 | 0 | 0 | 0 | 26.79% | 33.1684 | 1980.8172 | 3.395% | 28.5675 | 1718.9072
1 | 19 | 6 | 57.5867 | 57.95 | 57.6967 | 60.7367 | 0% | 0 | 0 | 0 | 0 | 0 | 0 | 0 | 0 | 27.73% | 34.331 | 1977.0065 | 3.133% | 26.3668 | 1601.4323
1 | 19 | 7 | 37.5433 | 40.62 | 69.74 | 80.0933 | 0.1658% | 0.18474 | 0.036948 | 0.036948 | 0.036948 | 6.9358 | 1.5008 | 2.5768 | 2.9593 | 22.96% | 28.4248 | 1067.1627 | 3.027% | 25.4716 | 2040.104
1 | 19 | 8 | 32.9667 | 35.81 | 63.0633 | 66.87 | 29.78% | 33.186 | 6.6372 | 6.6372 | 6.6372 | 1094.0334 | 237.6785 | 418.5646 | 443.8302 | 15.53% | 19.2228 | 633.7131 | 2.69% | 22.6363 | 1513.6901
1 | 19 | 9 | 40.0067 | 41.55 | 54.69 | 68.42 | 48.73% | 54.3015 | 10.8603 | 10.8603 | 10.8603 | 2172.423 | 451.2457 | 593.9501 | 743.0621 | 7.499% | 9.2846 | 371.4453 | 2.021% | 17.0034 | 1163.3753
1 | 19 | 10 | 49.4867 | 50.15 | 52.8967 | 57.36 | 51.94% | 57.879 | 11.5758 | 11.5758 | 11.5758 | 2864.2364 | 580.5259 | 612.3207 | 663.9873 | 4.825% | 5.9732 | 295.5943 | 0.9506% | 7.9992 | 458.8364
1 | 19 | 11 | 68.1467 | 68.6667 | 70.5367 | 72.03 | 49.86% | 55.5613 | 11.1123 | 11.1123 | 11.1123 | 3786.3206 | 763.0425 | 783.8224 | 800.4168 | 4.546% | 5.6282 | 383.5454 | 0.35% | 2.9453 | 212.1532
1 | 19 | 12 | 76.3367 | 76.7767 | 79.4333 | 84.23 | 47.8% | 53.2629 | 10.6526 | 10.6526 | 10.6526 | 4065.912 | 817.8695 | 846.1699 | 897.2668 | 6.021% | 7.4544 | 569.0459 | 0.0985% | 0.82885 | 69.8141
1 | 19 | 13 | 36.38 | 36.51 | 36.5367 | 42.8233 | 44.7% | 49.8084 | 9.9617 | 9.9617 | 9.9617 | 1812.0304 | 363.7011 | 363.9668 | 426.5925 | 6.431% | 7.9617 | 289.6451 | 0.00405% | 0.034076 | 1.4592
1 | 19 | 14 | 36.25 | 36.39 | 36.4133 | 45.9667 | 36.88% | 41.0966 | 8.2193 | 8.2193 | 8.2193 | 1489.75 | 299.1007 | 299.2925 | 377.8143 | 9.669% | 11.9709 | 433.9449 | 0% | 0 | 0
1 | 19 | 15 | 37.07 | 37.4 | 40.35 | 45.0267 | 24.86% | 27.7062 | 5.5412 | 5.5412 | 5.5412 | 1027.0696 | 207.2425 | 223.5892 | 249.5038 | 17.17% | 21.2596 | 788.0928 | 0.001264% | 0.010636 | 0.47892
1 | 19 | 16 | 34.7933 | 35.0633 | 37.2267 | 42.63 | 3.665% | 4.0847 | 0.81694 | 0.81694 | 0.81694 | 142.1201 | 28.6446 | 30.4119 | 34.8261 | 22.85% | 28.2907 | 984.3291 | 0.01743% | 0.14666 | 6.2521
1 | 19 | 17 | 54.8767 | 54.9433 | 56.21 | 62.9733 | 0% | 0 | 0 | 0 | 0 | 0 | 0 | 0 | 0 | 26.26% | 32.5103 | 1784.0579 | 1.063% | 8.9482 | 563.4965
1 | 19 | 18 | 53.5833 | 53.78 | 55.31 | 77.6167 | 0% | 0 | 0 | 0 | 0 | 0 | 0 | 0 | 0 | 30.95% | 38.3135 | 2052.967 | 7.155% | 60.2066 | 4673.0377
1 | 19 | 19 | 55.46 | 55.7867 | 55.47 | 76.6867 | 0% | 0 | 0 | 0 | 0 | 0 | 0 | 0 | 0 | 38.5% | 47.6676 | 2643.6428 | 14.15% | 119.0602 | 9130.3298
1 | 19 | 20 | 43.24 | 43.48 | 43.35 | 67.5333 | 0% | 0 | 0 | 0 | 0 | 0 | 0 | 0 | 0 | 40.07% | 49.6124 | 2145.2414 | 15.42% | 129.7723 | 8763.9578
1 | 19 | 21 | 36.4533 | 36.63 | 36.5667 | 51.82 | 0% | 0 | 0 | 0 | 0 | 0 | 0 | 0 | 0 | 35.91% | 44.4583 | 1620.6521 | 14.96% | 125.907 | 6524.5024
1 | 19 | 22 | 34.43 | 34.6833 | 34.5567 | 52.67 | 0% | 0 | 0 | 0 | 0 | 0 | 0 | 0 | 0 | 29.98% | 37.1207 | 1278.0666 | 11.53% | 96.9883 | 5108.3758
1 | 19 | 23 | 32.8867 | 33.0767 | 33.0067 | 37.6567 | 0% | 0 | 0 | 0 | 0 | 0 | 0 | 0 | 0 | 29.91% | 37.0271 | 1217.6988 | 9.047% | 76.1235 | 2866.5565
1 | 20 | 0 | 55.0133 | 55.34 | 55.1767 | 55.4867 | 0% | 0 | 0 | 0 | 0 | 0 | 0 | 0 | 0 | 27.33% | 33.838 | 1861.541 | 10.37% | 87.2945 | 4843.6835
1 | 20 | 1 | 40.4033 | 40.7933 | 40.4733 | 40.6167 | 0% | 0 | 0 | 0 | 0 | 0 | 0 | 0 | 0 | 23.22% | 28.7463 | 1161.4457 | 12.14% | 102.1302 | 4148.1889
1 | 20 | 2 | 46.2833 | 46.82 | 46.2933 | 46.38 | 0% | 0 | 0 | 0 | 0 | 0 | 0 | 0 | 0 | 18.68% | 23.1265 | 1070.3715 | 12.41% | 104.4578 | 4844.751
1 | 20 | 3 | 44.97 | 45.4367 | 44.9833 | 45.08 | 0% | 0 | 0 | 0 | 0 | 0 | 0 | 0 | 0 | 15.85% | 19.6255 | 882.5595 | 15.03% | 126.436 | 5699.7347
1 | 20 | 4 | 31 | 31.1967 | 31.0233 | 31.14 | 0% | 0 | 0 | 0 | 0 | 0 | 0 | 0 | 0 | 16.57% | 20.5117 | 635.8637 | 22.21% | 186.9028 | 5820.1528
1 | 20 | 5 | 29.89 | 30.02 | 29.96 | 30.14 | 0% | 0 | 0 | 0 | 0 | 0 | 0 | 0 | 0 | 16.48% | 20.397 | 609.666 | 30.45% | 256.2458 | 7723.2483
1 | 20 | 6 | 32.77 | 32.84 | 32.8367 | 35.63 | 0% | 0 | 0 | 0 | 0 | 0 | 0 | 0 | 0 | 14.33% | 17.7452 | 581.5101 | 39.51% | 332.4616 | 11845.607
1 | 20 | 7 | 48.2867 | 48.4567 | 48.45 | 57.6533 | 0.03604% | 0.040161 | 0.0080322 | 0.0080322 | 0.0080322 | 1.9392 | 0.38921 | 0.38916 | 0.46308 | 12.9% | 15.9753 | 771.3928 | 48.52% | 408.2997 | 23539.8382
1 | 20 | 8 | 33.4533 | 33.6867 | 33.58 | 43.3633 | 29.01% | 32.3254 | 6.4651 | 6.4651 | 6.4651 | 1081.3913 | 217.7868 | 217.0972 | 280.3471 | 11.01% | 13.6249 | 455.7977 | 50.01% | 420.8016 | 18247.3617
1 | 20 | 9 | 24.24 | 24.3833 | 24.33 | 36.1567 | 46.99% | 52.3627 | 10.4725 | 10.4725 | 10.4725 | 1269.2711 | 255.3553 | 254.7968 | 378.6519 | 6.035% | 7.471 | 181.0975 | 48.12% | 404.9018 | 14639.8996
1 | 20 | 10 | 28.8967 | 29.0833 | 28.9833 | 32.51 | 48.77% | 54.3485 | 10.8697 | 10.8697 | 10.8697 | 1570.49 | 316.127 | 315.04 | 353.3738 | 4.223% | 5.2277 | 151.0631 | 42.23% | 355.3261 | 11551.6517
1 | 20 | 11 | 33.5867 | 33.8267 | 33.6767 | 37.5867 | 45.38% | 50.5702 | 10.114 | 10.114 | 10.114 | 1698.4861 | 342.1246 | 340.6075 | 380.1534 | 4.552% | 5.6352 | 189.2685 | 40.3% | 339.0863 | 12745.1221
1 | 20 | 12 | 40.7833 | 41.1533 | 40.87 | 43.3267 | 40.86% | 45.5378 | 9.1076 | 9.1076 | 9.1076 | 1857.1814 | 374.8061 | 372.2256 | 394.5998 | 6.085% | 7.5331 | 307.2232 | 45.4% | 382.0445 | 16552.7145
1 | 20 | 13 | 35.15 | 35.4333 | 35.24 | 40.7667 | 36.24% | 40.3866 | 8.0773 | 8.0773 | 8.0773 | 1419.59 | 286.2066 | 284.645 | 329.2856 | 7.939% | 9.8284 | 345.4684 | 50.73% | 426.8649 | 17401.858
1 | 20 | 14 | 38.5333 | 38.9 | 38.5833 | 43.85 | 33.12% | 36.9099 | 7.382 | 7.382 | 7.382 | 1422.2619 | 287.1591 | 284.8215 | 323.6999 | 9.236% | 11.434 | 440.5914 | 52.56% | 442.2557 | 19392.9146
1 | 20 | 15 | 37.8933 | 38.2467 | 37.97 | 39.3433 | 26.39% | 29.4066 | 5.8813 | 5.8813 | 5.8813 | 1114.3134 | 224.9407 | 223.3136 | 231.3906 | 11.39% | 14.1036 | 534.434 | 58.25% | 490.1095 | 19282.5429
1 | 20 | 16 | 35.51 | 35.7767 | 35.6333 | 38.73 | 4.165% | 4.6414 | 0.92828 | 0.92828 | 0.92828 | 164.8157 | 33.2107 | 33.0776 | 35.9522 | 22.3% | 27.6104 | 980.4461 | 73.98% | 622.5477 | 24111.2727
1 | 20 | 17 | 50.79 | 51.3433 | 50.93 | 76.5367 | 0% | 0 | 0 | 0 | 0 | 0 | 0 | 0 | 0 | 27.06% | 33.4994 | 1701.4328 | 93.44% | 786.2369 | 60175.9525
1 | 20 | 18 | 48.7333 | 49.26 | 48.9 | 62.1633 | 0% | 0 | 0 | 0 | 0 | 0 | 0 | 0 | 0 | 27.15% | 33.6154 | 1638.1921 | 89.03% | 749.1256 | 46568.1467
1 | 20 | 19 | 53.3667 | 54 | 53.45 | 78.29 | 0% | 0 | 0 | 0 | 0 | 0 | 0 | 0 | 0 | 32.32% | 40.009 | 2135.1487 | 90.95% | 765.3123 | 59916.2965
1 | 20 | 20 | 50.2167 | 50.71 | 50.3533 | 71.2167 | 0% | 0 | 0 | 0 | 0 | 0 | 0 | 0 | 0 | 30.72% | 38.0362 | 1910.0527 | 93.73% | 788.7116 | 56169.4121
1 | 20 | 21 | 49.9567 | 50.4333 | 50.11 | 78.1267 | 0% | 0 | 0 | 0 | 0 | 0 | 0 | 0 | 0 | 30.33% | 37.5521 | 1875.9765 | 90.21% | 759.0754 | 59304.0326
1 | 20 | 22 | 38.9267 | 39.4167 | 38.98 | 46.4067 | 0% | 0 | 0 | 0 | 0 | 0 | 0 | 0 | 0 | 28.15% | 34.8468 | 1356.4696 | 85.79% | 721.8923 | 33500.6132
1 | 20 | 23 | 33.87 | 34.3167 | 33.9033 | 42.72 | 0% | 0 | 0 | 0 | 0 | 0 | 0 | 0 | 0 | 29.81% | 36.9025 | 1249.8891 | 85.98% | 723.4844 | 30907.2541
1 | 21 | 0 | 51.0967 | 51.7233 | 51.1433 | 53.6333 | 0% | 0 | 0 | 0 | 0 | 0 | 0 | 0 | 0 | 40.27% | 49.8527 | 2547.3089 | 86.18% | 725.1886 | 38894.281
1 | 21 | 1 | 36.6433 | 36.9533 | 36.6967 | 36.85 | 0% | 0 | 0 | 0 | 0 | 0 | 0 | 0 | 0 | 49.89% | 61.7636 | 2263.2241 | 84.16% | 708.1373 | 26094.8588
1 | 21 | 2 | 32.5767 | 32.76 | 32.64 | 32.8233 | 0% | 0 | 0 | 0 | 0 | 0 | 0 | 0 | 0 | 53.11% | 65.751 | 2141.9499 | 79.46% | 668.6349 | 21946.8262
1 | 21 | 3 | 45.2167 | 45.55 | 45.2667 | 45.46 | 0% | 0 | 0 | 0 | 0 | 0 | 0 | 0 | 0 | 56.45% | 69.8851 | 3159.9714 | 72.25% | 607.9179 | 27635.9458
1 | 21 | 4 | 44.88 | 45.0733 | 44.95 | 45.2033 | 0% | 0 | 0 | 0 | 0 | 0 | 0 | 0 | 0 | 62.29% | 77.1158 | 3460.9591 | 63.61% | 535.2195 | 24193.7037
1 | 21 | 5 | 38.1767 | 38.4633 | 38.21 | 38.3833 | 0% | 0 | 0 | 0 | 0 | 0 | 0 | 0 | 0 | 61.08% | 75.6218 | 2886.9884 | 57.51% | 483.9457 | 18575.449
1 | 21 | 6 | 41.4533 | 41.6833 | 41.51 | 42.9767 | 0% | 0 | 0 | 0 | 0 | 0 | 0 | 0 | 0 | 58.49% | 72.4163 | 3001.8991 | 50.46% | 424.5735 | 18246.7518
1 | 21 | 7 | 35.43 | 35.5833 | 35.5667 | 36.6933 | 0.3149% | 0.35095 | 0.070189 | 0.070189 | 0.070189 | 12.434 | 2.4976 | 2.4964 | 2.5755 | 61.8% | 76.5053 | 2710.5817 | 49.06% | 412.8411 | 15148.5162
1 | 21 | 8 | 62.09 | 62.3867 | 62.3733 | 84.0333 | 23.05% | 25.6858 | 5.1372 | 5.1372 | 5.1372 | 1594.8319 | 320.4904 | 320.4219 | 431.6928 | 60.84% | 75.328 | 4677.1137 | 46.89% | 394.5442 | 33154.8609
1 | 21 | 9 | 42.3567 | 42.6267 | 42.5333 | 55.2533 | 38.35% | 42.7376 | 8.5475 | 8.5475 | 8.5475 | 1810.2221 | 364.3523 | 363.5545 | 472.2789 | 56.21% | 69.5902 | 2947.6082 | 41.13% | 346.125 | 19124.5602
1 | 21 | 10 | 59.0333 | 59.36 | 59.26 | 62.3667 | 30.43% | 33.9096 | 6.7819 | 6.7819 | 6.7819 | 2001.7948 | 402.5744 | 401.8962 | 422.9653 | 46.15% | 57.1379 | 3373.0398 | 38.96% | 327.831 | 20445.7246
1 | 21 | 11 | 89.6433 | 90.0167 | 89.8467 | 92.57 | 23.75% | 26.4662 | 5.2932 | 5.2932 | 5.2932 | 2372.5157 | 476.4793 | 475.5794 | 489.9947 | 48% | 59.4321 | 5327.6954 | 40.93% | 344.4069 | 31881.748
1 | 21 | 12 | 66.6633 | 67.2 | 66.76 | 69.2633 | 29.57% | 32.9476 | 6.5895 | 6.5895 | 6.5895 | 2196.3938 | 442.8151 | 439.9157 | 456.4115 | 51.72% | 64.0324 | 4268.6112 | 44.8% | 376.9969 | 26112.0599
1 | 21 | 13 | 55.1333 | 55.48 | 55.2667 | 57.3967 | 32.04% | 35.7069 | 7.1414 | 7.1414 | 7.1414 | 1968.6422 | 396.2041 | 394.6806 | 409.8918 | 58.11% | 71.9393 | 3966.2545 | 50.76% | 427.1439 | 24516.635
1 | 21 | 14 | 59.17 | 59.6233 | 59.2967 | 61.67 | 35.99% | 40.1111 | 8.0222 | 8.0222 | 8.0222 | 2373.3715 | 478.311 | 475.6904 | 494.7298 | 63.8% | 78.9827 | 4673.4038 | 55.74% | 469.0594 | 28926.8928
1 | 21 | 15 | 57.2967 | 57.9533 | 57.3867 | 58.9167 | 20.66% | 23.0203 | 4.6041 | 4.6041 | 4.6041 | 1318.9891 | 266.8212 | 264.2122 | 271.2564 | 59.03% | 73.0778 | 4187.1122 | 61.07% | 513.846 | 30274.093
1 | 21 | 16 | 69.47 | 69.9133 | 69.7233 | 71.1133 | 2.131% | 2.3744 | 0.47489 | 0.47489 | 0.47489 | 164.9529 | 33.2011 | 33.1109 | 33.771 | 67.56% | 83.6428 | 5810.6666 | 69.78% | 587.1589 | 41754.8268
1 | 21 | 17 | 73.3867 | 73.9833 | 73.58 | 88.55 | 0% | 0 | 0 | 0 | 0 | 0 | 0 | 0 | 0 | 79.24% | 98.1019 | 7199.3732 | 82.65% | 695.4281 | 61580.1557
1 | 21 | 18 | 109.46 | 110.44 | 109.6133 | 135.0933 | 0% | 0 | 0 | 0 | 0 | 0 | 0 | 0 | 0 | 84.58% | 104.7109 | 11461.6542 | 85.94% | 723.145 | 97692.073
1 | 21 | 19 | 70.8567 | 71.59 | 70.9733 | 86.2767 | 0% | 0 | 0 | 0 | 0 | 0 | 0 | 0 | 0 | 81.55% | 100.9682 | 7154.2704 | 87.6% | 737.1134 | 63595.6877
1 | 21 | 20 | 67.6167 | 68.4933 | 67.69 | 77.9 | 0% | 0 | 0 | 0 | 0 | 0 | 0 | 0 | 0 | 82.69% | 102.3697 | 6921.8954 | 85.82% | 722.1299 | 56253.9216
1 | 21 | 21 | 64.5933 | 65.5067 | 64.67 | 70.0733 | 0% | 0 | 0 | 0 | 0 | 0 | 0 | 0 | 0 | 87.33% | 108.1217 | 6983.9412 | 87.43% | 735.6549 | 51549.7927
1 | 21 | 22 | 53.0333 | 53.76 | 53.0533 | 63.91 | 0% | 0 | 0 | 0 | 0 | 0 | 0 | 0 | 0 | 88.34% | 109.3684 | 5800.1693 | 86.46% | 727.5124 | 46495.3188
1 | 21 | 23 | 48.86 | 49.6 | 48.88 | 62.0433 | 0% | 0 | 0 | 0 | 0 | 0 | 0 | 0 | 0 | 86.48% | 107.0708 | 5231.4786 | 84.71% | 712.7897 | 44223.846
1 | 22 | 0 | 50.4233 | 51.1567 | 50.4433 | 50.63 | 0% | 0 | 0 | 0 | 0 | 0 | 0 | 0 | 0 | 82.99% | 102.7488 | 5180.9378 | 85.48% | 719.2702 | 36416.652
1 | 22 | 1 | 46.78 | 47.46 | 46.7867 | 46.8167 | 0% | 0 | 0 | 0 | 0 | 0 | 0 | 0 | 0 | 81.96% | 101.4707 | 4746.8003 | 82.99% | 698.3276 | 32693.3707
1 | 22 | 2 | 57.92 | 58.5 | 57.9433 | 58.1067 | 0% | 0 | 0 | 0 | 0 | 0 | 0 | 0 | 0 | 78.87% | 97.6397 | 5655.2929 | 75.09% | 631.8395 | 36714.0891
1 | 22 | 3 | 55.3633 | 55.89 | 55.3633 | 55.54 | 0% | 0 | 0 | 0 | 0 | 0 | 0 | 0 | 0 | 81.03% | 100.3133 | 5553.6791 | 66.9% | 562.9522 | 31266.3669
1 | 22 | 4 | 57.0567 | 57.5367 | 57.0733 | 57.2767 | 0% | 0 | 0 | 0 | 0 | 0 | 0 | 0 | 0 | 79.09% | 97.9122 | 5586.5425 | 72.54% | 610.4124 | 34962.3897
1 | 22 | 5 | 54.2433 | 54.4033 | 54.26 | 54.6367 | 0% | 0 | 0 | 0 | 0 | 0 | 0 | 0 | 0 | 74.84% | 92.6513 | 5025.7164 | 81.07% | 682.1716 | 37271.584
1 | 22 | 6 | 119.91 | 120.08 | 119.6433 | 139.2067 | 0% | 0 | 0 | 0 | 0 | 0 | 0 | 0 | 0 | 77.83% | 96.3614 | 11554.6947 | 81.24% | 683.5636 | 95156.6106
1 | 22 | 7 | 110.6933 | 110.9567 | 110.76 | 112.6233 | 0.2318% | 0.25827 | 0.051653 | 0.051653 | 0.051653 | 28.5884 | 5.7313 | 5.7211 | 5.8174 | 80.28% | 99.393 | 11002.1407 | 77.19% | 649.4918 | 73147.936
1 | 22 | 8 | 78.0367 | 78.1867 | 77.9667 | 79.23 | 30.33% | 33.7953 | 6.7591 | 6.7591 | 6.7591 | 2637.2697 | 528.4678 | 526.9808 | 535.5197 | 75.43% | 93.3831 | 7287.3073 | 72.98% | 614.0855 | 48653.9959
1 | 22 | 9 | 78.7067 | 78.9233 | 78.82 | 81.46 | 48.69% | 54.2601 | 10.852 | 10.852 | 10.852 | 4270.6338 | 856.478 | 855.3567 | 884.006 | 66.92% | 82.8549 | 6521.2345 | 65.42% | 550.5134 | 44844.8199
1 | 22 | 10 | 73.4067 | 73.63 | 73.5233 | 76.66 | 51.1% | 56.946 | 11.3892 | 11.3892 | 11.3892 | 4180.2145 | 838.5865 | 837.3716 | 873.0957 | 56.46% | 69.903 | 5131.3478 | 61.74% | 519.4754 | 39822.9843
1 | 22 | 11 | 52.2367 | 52.41 | 52.3667 | 56.36 | 49.08% | 54.6945 | 10.9389 | 10.9389 | 10.9389 | 2857.0576 | 573.3076 | 572.8336 | 616.5162 | 53.66% | 66.43 | 3470.0802 | 64.06% | 539.0539 | 30381.0777
1 | 22 | 12 | 35.0733 | 35.1733 | 35.1533 | 49.6767 | 48.27% | 53.7943 | 10.7589 | 10.7589 | 10.7589 | 1886.744 | 378.4247 | 378.2095 | 534.4639 | 49.04% | 60.7179 | 2129.5806 | 66.85% | 562.5195 | 27944.093
1 | 22 | 13 | 44.6433 | 44.9333 | 44.7467 | 49.4233 | 48.05% | 53.5465 | 10.7093 | 10.7093 | 10.7093 | 2390.4941 | 481.2045 | 479.2054 | 529.2893 | 46.22% | 57.219 | 2554.4452 | 72.24% | 607.8805 | 30043.4814
1 | 22 | 14 | 40.3233 | 40.57 | 40.43 | 44.4033 | 43.16% | 48.0982 | 9.6196 | 9.6196 | 9.6196 | 1939.4789 | 390.2686 | 388.9219 | 427.1439 | 38.96% | 48.2282 | 1944.7222 | 73.82% | 621.1288 | 27580.1869
1 | 22 | 15 | 45.01 | 45.3833 | 45.1067 | 49.1867 | 28.54% | 31.8002 | 6.36 | 6.36 | 6.36 | 1431.3262 | 288.6397 | 286.88 | 312.829 | 32.02% | 39.6435 | 1784.3534 | 73.45% | 618.0571 | 30400.1685
1 | 22 | 16 | 40.67 | 40.9033 | 40.8133 | 43.83 | 5.009% | 5.5824 | 1.1165 | 1.1165 | 1.1165 | 227.036 | 45.6677 | 45.5672 | 48.9353 | 36.61% | 45.3308 | 1843.604 | 76.68% | 645.234 | 28280.6048
1 | 22 | 17 | 50.7767 | 51.0667 | 50.9433 | 57.2733 | 0% | 0 | 0 | 0 | 0 | 0 | 0 | 0 | 0 | 39.38% | 48.7535 | 2475.5418 | 80.37% | 676.2713 | 38732.3128
1 | 22 | 18 | 53.0633 | 53.34 | 53.1967 | 79.05 | 0% | 0 | 0 | 0 | 0 | 0 | 0 | 0 | 0 | 40.34% | 49.9437 | 2650.1807 | 80.34% | 676.0644 | 53442.8925
1 | 22 | 19 | 72.0967 | 72.44 | 72.3333 | 106.3733 | 0% | 0 | 0 | 0 | 0 | 0 | 0 | 0 | 0 | 42.2% | 52.2416 | 3766.4466 | 74.65% | 628.142 | 66817.5591
1 | 22 | 20 | 56.65 | 57.1367 | 56.7667 | 68.3467 | 0% | 0 | 0 | 0 | 0 | 0 | 0 | 0 | 0 | 40.98% | 50.7314 | 2873.9351 | 64.25% | 540.6596 | 36952.2825
1 | 22 | 21 | 49.05 | 49.63 | 49.1033 | 55.7067 | 0% | 0 | 0 | 0 | 0 | 0 | 0 | 0 | 0 | 37.32% | 46.2088 | 2266.5406 | 56.27% | 473.4853 | 26376.2877
1 | 22 | 22 | 43.6633 | 44.1967 | 43.7133 | 48.4833 | 0% | 0 | 0 | 0 | 0 | 0 | 0 | 0 | 0 | 34.55% | 42.7766 | 1867.7684 | 47.46% | 399.3544 | 19362.0342
1 | 22 | 23 | 26.59 | 26.8333 | 26.6533 | 30.4033 | 0% | 0 | 0 | 0 | 0 | 0 | 0 | 0 | 0 | 33.58% | 41.5728 | 1105.4221 | 39.19% | 329.7455 | 10025.3614
1 | 23 | 0 | 29.5867 | 29.9833 | 29.6067 | 29.8467 | 0% | 0 | 0 | 0 | 0 | 0 | 0 | 0 | 0 | 32.62% | 40.3871 | 1194.9186 | 30% | 252.4452 | 7534.6489
1 | 23 | 1 | 25.89 | 26.1767 | 25.9067 | 25.96 | 0% | 0 | 0 | 0 | 0 | 0 | 0 | 0 | 0 | 35.77% | 44.2796 | 1146.3985 | 20.29% | 170.7183 | 4431.8463
1 | 23 | 2 | 45.5267 | 46.18 | 45.5467 | 45.5567 | 0% | 0 | 0 | 0 | 0 | 0 | 0 | 0 | 0 | 37.33% | 46.2135 | 2103.948 | 11.64% | 97.9795 | 4463.6213
1 | 23 | 3 | 36.2733 | 36.7133 | 36.2867 | 36.35 | 0% | 0 | 0 | 0 | 0 | 0 | 0 | 0 | 0 | 39.33% | 48.697 | 1766.4022 | 5.088% | 42.8145 | 1556.3077
1 | 23 | 4 | 36.6 | 37.01 | 36.6133 | 36.69 | 0% | 0 | 0 | 0 | 0 | 0 | 0 | 0 | 0 | 46.1% | 57.0682 | 2088.6965 | 1.856% | 15.6186 | 573.0467
1 | 23 | 5 | 27.3467 | 27.53 | 27.3833 | 27.51 | 0% | 0 | 0 | 0 | 0 | 0 | 0 | 0 | 0 | 56.19% | 69.5629 | 1902.3143 | 0.5803% | 4.8833 | 134.3383
1 | 23 | 6 | 33.7433 | 33.9333 | 33.82 | 34.3567 | 0% | 0 | 0 | 0 | 0 | 0 | 0 | 0 | 0 | 65.43% | 81.0004 | 2733.2244 | 0.303% | 2.5493 | 87.5856
1 | 23 | 7 | 48.56 | 48.8133 | 48.7133 | 50.09 | 0.1281% | 0.14273 | 0.028545 | 0.028545 | 0.028545 | 6.9308 | 1.3934 | 1.3905 | 1.4298 | 67.4% | 83.4441 | 4052.0478 | 1.977% | 16.6366 | 833.3297
1 | 23 | 8 | 66.41 | 66.74 | 66.61 | 68 | 7.159% | 7.9778 | 1.5956 | 1.5956 | 1.5956 | 529.809 | 106.4883 | 106.2809 | 108.4988 | 64.79% | 80.2118 | 5326.8643 | 5.205% | 43.8005 | 2978.4307
1 | 23 | 9 | 54.4633 | 54.8733 | 54.62 | 58.6567 | 12.29% | 13.698 | 2.7396 | 2.7396 | 2.7396 | 746.0402 | 150.3313 | 149.6372 | 160.6961 | 61.39% | 76.0048 | 4139.4724 | 5.811% | 48.8956 | 2868.0507
1 | 23 | 10 | 27.9067 | 28.0167 | 28.0367 | 33.3133 | 10.66% | 11.8803 | 2.3761 | 2.3761 | 2.3761 | 331.5388 | 66.5691 | 66.6167 | 79.1543 | 65.92% | 81.6135 | 2277.5601 | 6.74% | 56.7176 | 1889.4521
1 | 23 | 11 | 27.1033 | 27.1867 | 27.22 | 36.0867 | 7.111% | 7.9241 | 1.5848 | 1.5848 | 1.5848 | 214.7694 | 43.0859 | 43.1388 | 57.1908 | 70.65% | 87.4651 | 2370.5946 | 12.43% | 104.6075 | 3774.9369
1 | 23 | 12 | 29.5867 | 29.7067 | 29.7333 | 39.15 | 6.667% | 7.4292 | 1.4858 | 1.4858 | 1.4858 | 219.8049 | 44.1393 | 44.1789 | 58.1705 | 67.7% | 83.8117 | 2479.7096 | 17.74% | 149.3109 | 5845.5232
1 | 23 | 13 | 23.4133 | 23.51 | 23.56 | 32.01 | 4.27% | 4.7588 | 0.95176 | 0.95176 | 0.95176 | 111.419 | 22.3758 | 22.4234 | 30.4657 | 72.46% | 89.7122 | 2100.4619 | 22.68% | 190.8188 | 6108.1083
1 | 23 | 14 | 23.4267 | 23.5067 | 23.5667 | 30.6233 | 5.178% | 5.7702 | 1.154 | 1.154 | 1.154 | 135.1771 | 27.1277 | 27.197 | 35.3407 | 81.13% | 100.443 | 2353.0443 | 32.61% | 274.4005 | 8403.0573
1 | 23 | 15 | 22.9767 | 23.0533 | 23.1167 | 30.5633 | 6.521% | 7.2667 | 1.4533 | 1.4533 | 1.4533 | 166.9643 | 33.5043 | 33.5963 | 44.4188 | 91.68% | 113.5094 | 2608.0681 | 43.82% | 368.7321 | 11269.682
1 | 23 | 16 | 34.8267 | 34.98 | 34.99 | 38.3833 | 1.397% | 1.557 | 0.3114 | 0.3114 | 0.3114 | 54.2257 | 10.8929 | 10.896 | 11.9527 | 95.23% | 117.9046 | 4106.224 | 53.69% | 451.7797 | 17340.811
1 | 23 | 17 | 30.28 | 30.4167 | 30.41 | 38.9633 | 0% | 0 | 0 | 0 | 0 | 0 | 0 | 0 | 0 | 94.38% | 116.8467 | 3538.1177 | 57.96% | 487.6762 | 19001.489
1 | 23 | 18 | 33.2 | 33.4133 | 33.3433 | 37.9133 | 0% | 0 | 0 | 0 | 0 | 0 | 0 | 0 | 0 | 92.06% | 113.9715 | 3783.8544 | 63.68% | 535.8311 | 20315.1445
1 | 23 | 19 | 32.46 | 32.6833 | 32.6067 | 74.42 | 0% | 0 | 0 | 0 | 0 | 0 | 0 | 0 | 0 | 94.12% | 116.5278 | 3782.4938 | 73.13% | 615.3774 | 45796.3824
1 | 23 | 20 | 30.7067 | 30.9367 | 30.8667 | 47.53 | 0% | 0 | 0 | 0 | 0 | 0 | 0 | 0 | 0 | 91.62% | 113.4314 | 3483.1012 | 81.55% | 686.2285 | 32616.4404
1 | 23 | 21 | 30.2667 | 30.49 | 30.43 | 37.7867 | 0% | 0 | 0 | 0 | 0 | 0 | 0 | 0 | 0 | 84.52% | 104.6441 | 3167.2292 | 88.53% | 744.909 | 28147.6279
1 | 23 | 22 | 20.85 | 20.9733 | 20.98 | 23.53 | 0% | 0 | 0 | 0 | 0 | 0 | 0 | 0 | 0 | 85.14% | 105.4073 | 2197.7414 | 93.03% | 782.8034 | 18419.365
1 | 23 | 23 | 20.5367 | 20.78 | 20.6467 | 21.14 | 0% | 0 | 0 | 0 | 0 | 0 | 0 | 0 | 0 | 83.76% | 103.7048 | 2129.7504 | 92.64% | 779.5377 | 16479.4261
1 | 24 | 0 | 24.57 | 24.7267 | 24.6867 | 24.89 | 0% | 0 | 0 | 0 | 0 | 0 | 0 | 0 | 0 | 80.46% | 99.6163 | 2447.5732 | 92.4% | 777.5444 | 19353.079
1 | 24 | 1 | 20.5333 | 20.6 | 20.62 | 20.7833 | 0% | 0 | 0 | 0 | 0 | 0 | 0 | 0 | 0 | 82.84% | 102.5624 | 2105.9479 | 94.39% | 794.2673 | 16507.5222
1 | 24 | 2 | 20.76 | 20.8467 | 20.84 | 20.9933 | 0% | 0 | 0 | 0 | 0 | 0 | 0 | 0 | 0 | 71.46% | 88.471 | 1836.6588 | 97.03% | 816.4304 | 17139.5958
1 | 24 | 3 | 22.66 | 22.7267 | 22.73 | 22.9 | 0% | 0 | 0 | 0 | 0 | 0 | 0 | 0 | 0 | 66.03% | 81.7535 | 1852.5352 | 94.46% | 794.8097 | 18201.1421
1 | 24 | 4 | 18.2567 | 18.32 | 18.32 | 18.4467 | 0% | 0 | 0 | 0 | 0 | 0 | 0 | 0 | 0 | 55.39% | 68.57 | 1251.8605 | 89.92% | 756.5965 | 13956.6835
1 | 24 | 5 | 20.5233 | 20.5833 | 20.5967 | 20.75 | 0% | 0 | 0 | 0 | 0 | 0 | 0 | 0 | 0 | 62.46% | 77.3317 | 1587.1047 | 91.89% | 773.226 | 16044.4394
1 | 24 | 6 | 21.3967 | 21.4833 | 21.5033 | 21.7 | 0% | 0 | 0 | 0 | 0 | 0 | 0 | 0 | 0 | 67.94% | 84.1105 | 1799.6854 | 93.65% | 787.9916 | 17099.4186
1 | 24 | 7 | 31.9333 | 32.06 | 32.0833 | 33.6433 | 0.6526% | 0.72722 | 0.14544 | 0.14544 | 0.14544 | 23.2227 | 4.663 | 4.6664 | 4.8933 | 57.65% | 71.3782 | 2279.3437 | 94.04% | 791.3411 | 26623.3513
1 | 24 | 8 | 33.2033 | 33.3067 | 33.3267 | 35.4067 | 29.08% | 32.4069 | 6.4814 | 6.4814 | 6.4814 | 1076.0179 | 215.8733 | 216.003 | 229.4842 | 41.32% | 51.1541 | 1698.4872 | 95.65% | 804.8448 | 28496.87
1 | 24 | 9 | 24.8067 | 24.8867 | 24.9433 | 28.7467 | 42.87% | 47.7738 | 9.5548 | 9.5548 | 9.5548 | 1185.1087 | 237.7861 | 238.3276 | 274.6675 | 29.53% | 36.5543 | 906.7913 | 97.79% | 822.8622 | 23654.5463
1 | 24 | 10 | 29.0833 | 29.18 | 29.27 | 31.11 | 41.52% | 46.2656 | 9.2531 | 9.2531 | 9.2531 | 1345.5577 | 270.006 | 270.8388 | 287.8645 | 24.86% | 30.7788 | 895.1505 | 97.12% | 817.2557 | 25424.8239
1 | 24 | 11 | 25.25 | 25.34 | 25.41 | 27.26 | 37.12% | 41.3666 | 8.2733 | 8.2733 | 8.2733 | 1044.5056 | 209.6457 | 210.2249 | 225.5305 | 25.7% | 31.8136 | 803.2945 | 94.66% | 796.5356 | 21713.5596
1 | 24 | 12 | 25.38 | 25.48 | 25.5467 | 31.43 | 42.65% | 47.5267 | 9.5053 | 9.5053 | 9.5053 | 1206.2265 | 242.1958 | 242.8295 | 298.7526 | 24.54% | 30.3851 | 771.1748 | 89.81% | 755.6752 | 23750.8728
1 | 24 | 13 | 21.2933 | 21.3933 | 21.4533 | 27.4 | 48.29% | 53.8134 | 10.7627 | 10.7627 | 10.7627 | 1145.8669 | 230.2497 | 230.8954 | 294.8975 | 21.81% | 27.0014 | 574.9493 | 87.71% | 738.0007 | 20221.2181
1 | 24 | 14 | 19.4633 | 19.56 | 19.62 | 26.4667 | 48.46% | 53.9994 | 10.7999 | 10.7999 | 10.7999 | 1051.0081 | 211.2456 | 211.8936 | 285.8368 | 18.88% | 23.3788 | 455.0286 | 88.07% | 741.061 | 19613.4141
1 | 24 | 15 | 21.66 | 21.77 | 21.82 | 31.0767 | 36.34% | 40.4954 | 8.0991 | 8.0991 | 8.0991 | 877.1297 | 176.3168 | 176.7218 | 251.6922 | 19.42% | 24.0416 | 520.741 | 91.1% | 766.546 | 23821.6959
1 | 24 | 16 | 24.7267 | 24.8367 | 24.8733 | 30.38 | 8.275% | 9.2216 | 1.8443 | 1.8443 | 1.8443 | 228.0196 | 45.8068 | 45.8744 | 56.0305 | 34.52% | 42.74 | 1056.8186 | 94.27% | 793.2449 | 24098.7811
1 | 24 | 17 | 29.6967 | 29.7933 | 29.8133 | 33.67 | 0% | 0 | 0 | 0 | 0 | 0 | 0 | 0 | 0 | 46.4% | 57.451 | 1706.104 | 97.05% | 816.6063 | 27495.135
1 | 24 | 18 | 34.9533 | 35.0967 | 35.1033 | 49.4567 | 0% | 0 | 0 | 0 | 0 | 0 | 0 | 0 | 0 | 48.26% | 59.7469 | 2088.3551 | 98.13% | 825.7611 | 40839.3902
1 | 24 | 19 | 39.3867 | 39.52 | 39.5 | 46.9033 | 0% | 0 | 0 | 0 | 0 | 0 | 0 | 0 | 0 | 57.98% | 71.7792 | 2827.1435 | 97.35% | 819.1793 | 38422.2404
1 | 24 | 20 | 26.91 | 27.0067 | 27.0167 | 30.04 | 0% | 0 | 0 | 0 | 0 | 0 | 0 | 0 | 0 | 59.19% | 73.2855 | 1972.1127 | 94.92% | 798.6713 | 23992.0863
1 | 24 | 21 | 24.1367 | 24.2533 | 24.2367 | 37.9433 | 0% | 0 | 0 | 0 | 0 | 0 | 0 | 0 | 0 | 60.17% | 74.4945 | 1798.0487 | 89.84% | 755.9955 | 28684.9898
1 | 24 | 22 | 22.4133 | 22.5967 | 22.51 | 26.2433 | 0% | 0 | 0 | 0 | 0 | 0 | 0 | 0 | 0 | 59.23% | 73.3264 | 1643.4881 | 85.89% | 722.7678 | 18967.8359
1 | 24 | 23 | 20.7667 | 20.87 | 20.8733 | 21.05 | 0% | 0 | 0 | 0 | 0 | 0 | 0 | 0 | 0 | 61.82% | 76.5322 | 1589.319 | 78.8% | 663.0464 | 13957.127
1 | 25 | 0 | 21.9267 | 22.1033 | 22.0233 | 22.1533 | 0% | 0 | 0 | 0 | 0 | 0 | 0 | 0 | 0 | 66.33% | 82.1159 | 1800.527 | 74.79% | 629.3598 | 13942.4165
1 | 25 | 1 | 17.0233 | 17.13 | 17.0833 | 17.2 | 0% | 0 | 0 | 0 | 0 | 0 | 0 | 0 | 0 | 67.21% | 83.2134 | 1416.5689 | 75.69% | 636.9114 | 10954.8755
1 | 25 | 2 | 17.69 | 17.7967 | 17.7533 | 17.8767 | 0% | 0 | 0 | 0 | 0 | 0 | 0 | 0 | 0 | 73.86% | 91.4473 | 1617.7035 | 60.4% | 508.2407 | 9085.6501
1 | 25 | 3 | 15.9867 | 16.0767 | 16.04 | 16.15 | 0% | 0 | 0 | 0 | 0 | 0 | 0 | 0 | 0 | 76.07% | 94.1758 | 1505.5572 | 45.78% | 385.2495 | 6221.7788
1 | 25 | 4 | 15.3333 | 15.4367 | 15.3767 | 15.4667 | 0% | 0 | 0 | 0 | 0 | 0 | 0 | 0 | 0 | 79.95% | 98.9767 | 1517.6433 | 30.39% | 255.7188 | 3955.1167
1 | 25 | 5 | 18.2867 | 18.4167 | 18.3233 | 18.4133 | 0% | 0 | 0 | 0 | 0 | 0 | 0 | 0 | 0 | 81.39% | 100.7609 | 1842.5812 | 21.46% | 180.5654 | 3324.8103
1 | 25 | 6 | 29.0467 | 29.2067 | 29.0967 | 29.2733 | 0% | 0 | 0 | 0 | 0 | 0 | 0 | 0 | 0 | 87.18% | 107.9354 | 3135.1641 | 13% | 109.3536 | 3201.1455
1 | 25 | 7 | 41.7367 | 41.9933 | 41.8233 | 41.9667 | 0.9453% | 1.0535 | 0.21069 | 0.21069 | 0.21069 | 43.9678 | 8.8476 | 8.8118 | 8.842 | 90.19% | 111.6645 | 4660.5053 | 7.178% | 60.401 | 2534.8281
1 | 25 | 8 | 29.3433 | 29.5667 | 29.4433 | 30.89 | 26.34% | 29.3559 | 5.8712 | 5.8712 | 5.8712 | 861.4004 | 173.5913 | 172.8672 | 181.3608 | 82.29% | 101.8774 | 2989.4234 | 5.518% | 46.4307 | 1434.2451
1 | 25 | 9 | 23.7067 | 23.8567 | 23.8033 | 94.04 | 37.37% | 41.6409 | 8.3282 | 8.3282 | 8.3282 | 987.1667 | 198.6826 | 198.2384 | 783.1819 | 67.94% | 84.1106 | 1993.9831 | 5.414% | 45.5536 | 4283.8637
1 | 25 | 10 | 20.49 | 20.6733 | 20.9133 | 109.11 | 35.01% | 39.0106 | 7.8021 | 7.8021 | 7.8021 | 799.3281 | 161.296 | 163.1685 | 851.2903 | 59.38% | 73.5149 | 1506.3213 | 5.278% | 44.4109 | 4845.6763
1 | 25 | 11 | 22.4933 | 22.6 | 22.6033 | 41.2433 | 29.45% | 32.8227 | 6.5645 | 6.5645 | 6.5645 | 738.293 | 148.3588 | 148.3807 | 270.7439 | 58.38% | 72.2794 | 1625.8049 | 5.885% | 49.5228 | 2042.4873
1 | 25 | 12 | 18.8267 | 18.9333 | 18.92 | 36.3733 | 22.33% | 24.8857 | 4.9771 | 4.9771 | 4.9771 | 468.5143 | 94.2338 | 94.1674 | 181.035 | 62.77% | 77.7086 | 1462.9946 | 7.8% | 65.6362 | 2387.4083
1 | 25 | 13 | 21.4333 | 21.52 | 21.54 | 36.4167 | 12.25% | 13.6529 | 2.7306 | 2.7306 | 2.7306 | 292.6276 | 58.7622 | 58.8168 | 99.4388 | 66.24% | 82.0102 | 1757.7521 | 9.678% | 81.4364 | 2965.6431
1 | 25 | 14 | 21.2367 | 21.1633 | 21.3267 | 36.7567 | 13.94% | 15.5362 | 3.1072 | 3.1072 | 3.1072 | 329.9365 | 65.7594 | 66.2669 | 114.2116 | 66.49% | 82.3235 | 1748.2772 | 13.76% | 115.7712 | 4255.3637
1 | 25 | 15 | 25.83 | 25.8033 | 25.9333 | 36.99 | 13.01% | 14.5031 | 2.9006 | 2.9006 | 2.9006 | 374.6151 | 74.8457 | 75.2228 | 107.294 | 59.31% | 73.4326 | 1896.7653 | 19.58% | 164.7525 | 6094.1938
1 | 25 | 16 | 30.26 | 30.3633 | 30.2933 | 38.71 | 3.229% | 3.5984 | 0.71969 | 0.71969 | 0.71969 | 108.8886 | 21.8521 | 21.8017 | 27.8591 | 57.15% | 70.7522 | 2140.9609 | 23.76% | 199.8896 | 7737.728
1 | 25 | 17 | 26.77 | 27.2033 | 31.67 | 37.5 | 0% | 0 | 0 | 0 | 0 | 0 | 0 | 0 | 0 | 55.07% | 68.1843 | 1825.2941 | 29.22% | 245.842 | 9219.0741
1 | 25 | 18 | 26.6667 | 27.0967 | 32.1033 | 35.6967 | 0% | 0 | 0 | 0 | 0 | 0 | 0 | 0 | 0 | 53.32% | 66.0091 | 1760.242 | 31.42% | 264.3848 | 9437.6562
1 | 25 | 19 | 30.33 | 30.4267 | 30.4533 | 33.2867 | 0% | 0 | 0 | 0 | 0 | 0 | 0 | 0 | 0 | 48.32% | 59.8242 | 1814.4667 | 31.85% | 268.0062 | 8921.0336
1 | 25 | 20 | 29.62 | 29.7067 | 29.7433 | 35.7267 | 0% | 0 | 0 | 0 | 0 | 0 | 0 | 0 | 0 | 43.96% | 54.4243 | 1612.0465 | 29.34% | 246.8857 | 8820.4015
1 | 25 | 21 | 26.15 | 26.2333 | 26.2767 | 53.8867 | 0% | 0 | 0 | 0 | 0 | 0 | 0 | 0 | 0 | 42.86% | 53.067 | 1387.7008 | 26.3% | 221.2793 | 11924.0063
1 | 25 | 22 | 25.2033 | 25.3067 | 25.3333 | 28.6433 | 0% | 0 | 0 | 0 | 0 | 0 | 0 | 0 | 0 | 40.51% | 50.1474 | 1263.8805 | 26.01% | 218.8487 | 6268.5572
1 | 25 | 23 | 23.0433 | 23.13 | 23.1633 | 30.07 | 0% | 0 | 0 | 0 | 0 | 0 | 0 | 0 | 0 | 38.77% | 48.0017 | 1106.1194 | 23.7% | 199.4181 | 5996.5026
1 | 26 | 0 | 24.2333 | 24.4433 | 24.3467 | 26.9033 | 0% | 0 | 0 | 0 | 0 | 0 | 0 | 0 | 0 | 37.17% | 46.017 | 1115.1452 | 20.78% | 174.8579 | 4704.2593
1 | 26 | 1 | 24.4167 | 24.66 | 24.5033 | 25.7833 | 0% | 0 | 0 | 0 | 0 | 0 | 0 | 0 | 0 | 38.44% | 47.5858 | 1161.8875 | 18.08% | 152.1314 | 3922.4542
1 | 26 | 2 | 22.4633 | 22.72 | 22.5167 | 22.5967 | 0% | 0 | 0 | 0 | 0 | 0 | 0 | 0 | 0 | 37.43% | 46.3417 | 1040.9886 | 14.96% | 125.847 | 2843.7236
1 | 26 | 3 | 20.02 | 20.2233 | 20.05 | 21.9233 | 0% | 0 | 0 | 0 | 0 | 0 | 0 | 0 | 0 | 33.39% | 41.3369 | 827.5643 | 11.52% | 96.9387 | 2125.2184
1 | 26 | 4 | 19.8733 | 19.9667 | 19.92 | 25.0367 | 0% | 0 | 0 | 0 | 0 | 0 | 0 | 0 | 0 | 31% | 38.3825 | 762.7875 | 10.77% | 90.5863 | 2267.9798
1 | 26 | 5 | 22.1 | 22.2167 | 22.1367 | 27.9067 | 0% | 0 | 0 | 0 | 0 | 0 | 0 | 0 | 0 | 30.66% | 37.9631 | 838.9844 | 10% | 84.1534 | 2348.4404
1 | 26 | 6 | 28.9533 | 29.1267 | 29.03 | 30.53 | 0% | 0 | 0 | 0 | 0 | 0 | 0 | 0 | 0 | 30.56% | 37.8322 | 1095.3682 | 9.664% | 81.3195 | 2482.6845
1 | 26 | 7 | 32.8433 | 33.05 | 32.8767 | 38.87 | 1.559% | 1.7374 | 0.34749 | 0.34749 | 0.34749 | 57.063 | 11.4844 | 11.4242 | 13.5068 | 30.59% | 37.869 | 1243.7426 | 9.034% | 76.0172 | 2954.7878
1 | 26 | 8 | 27.9367 | 28.0967 | 27.9833 | 34.11 | 24.5% | 27.3065 | 5.4613 | 5.4613 | 5.4613 | 762.8516 | 153.4441 | 152.8252 | 186.2847 | 25.2% | 31.1957 | 871.504 | 8.078% | 67.9707 | 2318.4795
1 | 26 | 9 | 27.2167 | 27.3967 | 27.2433 | 31.0367 | 34.69% | 38.6616 | 7.7323 | 7.7323 | 7.7323 | 1052.2386 | 211.8395 | 210.6539 | 239.9851 | 12.38% | 15.3273 | 417.1571 | 5.813% | 48.9167 | 1518.2109
1 | 26 | 10 | 26.4467 | 26.5633 | 26.5333 | 29.5 | 43.16% | 48.1006 | 9.6201 | 9.6201 | 9.6201 | 1272.1018 | 255.5427 | 255.2541 | 283.7938 | 7.553% | 9.3506 | 247.292 | 4.032% | 33.9272 | 1000.853
1 | 26 | 11 | 30.1633 | 30.3767 | 30.26 | 32.2867 | 47.02% | 52.3929 | 10.4786 | 10.4786 | 10.4786 | 1580.3459 | 318.3046 | 317.0821 | 338.3187 | 9.548% | 11.8211 | 356.5635 | 2.296% | 19.3188 | 623.7394
1 | 26 | 12 | 27.6933 | 27.8933 | 27.7967 | 33.0867 | 48.62% | 54.1773 | 10.8355 | 10.8355 | 10.8355 | 1500.351 | 302.2373 | 301.1899 | 358.5095 | 14.31% | 17.7106 | 490.465 | 1.156% | 9.7304 | 321.948
1 | 26 | 13 | 27.0633 | 27.2533 | 27.17 | 29.9833 | 50.26% | 56.0056 | 11.2011 | 11.2011 | 11.2011 | 1515.698 | 305.2678 | 304.3344 | 335.8469 | 22.07% | 27.3264 | 739.5434 | 1.406% | 11.8279 | 354.6403
1 | 26 | 14 | 27.51 | 27.6933 | 27.6267 | 30.42 | 50.42% | 56.191 | 11.2382 | 11.2382 | 11.2382 | 1545.813 | 311.2229 | 310.4737 | 341.8657 | 24.71% | 30.5885 | 841.4885 | 1.766% | 14.8603 | 452.051
1 | 26 | 15 | 27.8133 | 28.0267 | 27.8967 | 30.4833 | 39.19% | 43.6761 | 8.7352 | 8.7352 | 8.7352 | 1214.7788 | 244.8193 | 243.6837 | 266.2788 | 25.48% | 31.5444 | 877.3554 | 2.366% | 19.9095 | 606.9076
1 | 26 | 16 | 35.7967 | 36.1467 | 35.8433 | 36.84 | 9.885% | 11.0153 | 2.2031 | 2.2031 | 2.2031 | 394.3098 | 79.633 | 78.9648 | 81.1605 | 38.74% | 47.9595 | 1716.7899 | 3.328% | 28.0074 | 1031.7912
1 | 26 | 17 | 36.39 | 36.74 | 36.4133 | 47.5667 | 0% | 0 | 0 | 0 | 0 | 0 | 0 | 0 | 0 | 50.34% | 62.3227 | 2267.9214 | 5.161% | 43.4239 | 2065.5322
1 | 26 | 18 | 34.9933 | 35.3133 | 35.04 | 73.93 | 0% | 0 | 0 | 0 | 0 | 0 | 0 | 0 | 0 | 43.39% | 53.7173 | 1879.7486 | 6.735% | 56.6731 | 4189.8456
1 | 26 | 19 | 30.01 | 30.2567 | 30.1033 | 56.9767 | 0% | 0 | 0 | 0 | 0 | 0 | 0 | 0 | 0 | 33.44% | 41.4041 | 1242.5374 | 8.488% | 71.4206 | 4069.3069
1 | 26 | 20 | 26.1367 | 26.3367 | 26.22 | 32.3567 | 0% | 0 | 0 | 0 | 0 | 0 | 0 | 0 | 0 | 29.69% | 36.759 | 960.7582 | 9.25% | 77.835 | 2518.4807
1 | 26 | 21 | 26.83 | 27.0367 | 26.9333 | 42.51 | 0% | 0 | 0 | 0 | 0 | 0 | 0 | 0 | 0 | 24.2% | 29.9611 | 803.855 | 9.211% | 77.5047 | 3294.7227
1 | 26 | 22 | 25.8567 | 26.01 | 25.9933 | 30.4067 | 0% | 0 | 0 | 0 | 0 | 0 | 0 | 0 | 0 | 24.95% | 30.8893 | 798.6948 | 8.823% | 74.2376 | 2257.3186
1 | 26 | 23 | 38.64 | 39.0733 | 38.7967 | 38.94 | 0% | 0 | 0 | 0 | 0 | 0 | 0 | 0 | 0 | 20.9% | 25.8806 | 1000.0283 | 7.5% | 63.1126 | 2457.6031
1 | 27 | 0 | 36.8233 | 37.27 | 36.96 | 37.0567 | 0% | 0 | 0 | 0 | 0 | 0 | 0 | 0 | 0 | 17.43% | 21.5844 | 794.8084 | 7.724% | 64.9929 | 2408.4216
1 | 27 | 1 | 38.23 | 38.6633 | 38.3633 | 38.4733 | 0% | 0 | 0 | 0 | 0 | 0 | 0 | 0 | 0 | 15.98% | 19.7827 | 756.2945 | 9.027% | 75.9584 | 2922.371
1 | 27 | 2 | 37.9067 | 38.2867 | 38.0267 | 38.1733 | 0% | 0 | 0 | 0 | 0 | 0 | 0 | 0 | 0 | 17.03% | 21.0871 | 799.3409 | 8.929% | 75.1362 | 2868.1998
1 | 27 | 3 | 37.3667 | 37.8433 | 37.4867 | 37.5867 | 0% | 0 | 0 | 0 | 0 | 0 | 0 | 0 | 0 | 18.93% | 23.4372 | 875.77 | 9.764% | 82.1562 | 3087.9771
1 | 27 | 4 | 47.6733 | 48.4 | 47.8233 | 47.8833 | 0% | 0 | 0 | 0 | 0 | 0 | 0 | 0 | 0 | 17.86% | 22.1117 | 1054.1381 | 11.53% | 96.9902 | 4644.2122
1 | 27 | 5 | 32.47 | 32.9667 | 32.5833 | 32.61 | 0% | 0 | 0 | 0 | 0 | 0 | 0 | 0 | 0 | 19.28% | 23.8647 | 774.8872 | 13.5% | 113.618 | 3705.0844
1 | 27 | 6 | 28.71 | 29.0233 | 28.81 | 28.9 | 0% | 0 | 0 | 0 | 0 | 0 | 0 | 0 | 0 | 23.31% | 28.8597 | 828.5611 | 15.71% | 132.1595 | 3819.4093
1 | 27 | 7 | 33.5167 | 33.8433 | 33.6733 | 33.85 | 0.5689% | 0.63393 | 0.12679 | 0.12679 | 0.12679 | 21.2471 | 4.2908 | 4.2693 | 4.2917 | 21% | 26.0014 | 871.4802 | 15.77% | 132.7382 | 4493.1883
1 | 27 | 8 | 28.9367 | 29.23 | 29.1 | 29.6167 | 33.3% | 37.1033 | 7.4207 | 7.4207 | 7.4207 | 1073.6459 | 216.9059 | 215.9412 | 219.7752 | 14.21% | 17.5868 | 508.9026 | 14.85% | 124.9788 | 3701.4548
1 | 27 | 9 | 25.78 | 25.99 | 25.9233 | 28.18 | 50.27% | 56.0161 | 11.2032 | 11.2032 | 11.2032 | 1444.0949 | 291.1717 | 290.4248 | 315.7067 | 4.901% | 6.0678 | 156.4278 | 13.17% | 110.8214 | 3122.946
1 | 27 | 10 | 23.7767 | 23.9633 | 23.91 | 25.49 | 52.99% | 59.0523 | 11.8105 | 11.8105 | 11.8105 | 1404.0662 | 283.0179 | 282.388 | 301.0485 | 3.32% | 4.1104 | 97.7309 | 11.41% | 95.997 | 2446.9628
1 | 27 | 11 | 26.96 | 27.11 | 27.0967 | 34.9033 | 50.95% | 56.7736 | 11.3547 | 11.3547 | 11.3547 | 1530.6161 | 307.8264 | 307.675 | 396.3175 | 3.652% | 4.5217 | 121.9058 | 8.759% | 73.7056 | 2572.5695
1 | 27 | 12 | 25.1967 | 25.3767 | 25.3367 | 38.2967 | 48.33% | 53.8604 | 10.7721 | 10.7721 | 10.7721 | 1357.1018 | 273.3593 | 272.9284 | 412.5345 | 2.454% | 3.0382 | 76.5536 | 5.714% | 48.0835 | 1841.4373
1 | 27 | 13 | 26.77 | 26.9567 | 26.92 | 28.7633 | 50.51% | 56.288 | 11.2576 | 11.2576 | 11.2576 | 1506.8285 | 303.4671 | 303.0543 | 323.8058 | 2.09% | 2.5872 | 69.2605 | 3.898% | 32.8004 | 943.4475
1 | 27 | 14 | 30.0967 | 30.29 | 30.2633 | 44.5267 | 49.73% | 55.4174 | 11.0835 | 11.0835 | 11.0835 | 1667.8786 | 335.7185 | 335.423 | 493.5103 | 1.518% | 1.8796 | 56.5699 | 2.843% | 23.9265 | 1065.368
1 | 27 | 15 | 32.1933 | 32.47 | 32.3567 | 43.9167 | 38.15% | 42.5145 | 8.5029 | 8.5029 | 8.5029 | 1368.685 | 276.0895 | 275.1258 | 373.4194 | 1.575% | 1.9494 | 62.7572 | 1.777% | 14.9547 | 656.7607
1 | 27 | 16 | 22.35 | 22.47 | 22.4733 | 42.8033 | 10.09% | 11.2389 | 2.2478 | 2.2478 | 2.2478 | 251.1901 | 50.5078 | 50.5153 | 96.2127 | 6.779% | 8.3924 | 187.5693 | 1.103% | 9.2823 | 397.315
1 | 27 | 17 | 39.47 | 39.6633 | 39.6633 | 40.35 | 0% | 0 | 0 | 0 | 0 | 0 | 0 | 0 | 0 | 6.872% | 8.5077 | 335.7982 | 1.354% | 11.39 | 459.5852
1 | 27 | 18 | 36.8567 | 36.99 | 37.0433 | 41.72 | 0% | 0 | 0 | 0 | 0 | 0 | 0 | 0 | 0 | 8.226% | 10.1845 | 375.3672 | 2.14% | 18.0066 | 751.235
1 | 27 | 19 | 27.5 | 27.62 | 27.6333 | 33.52 | 0% | 0 | 0 | 0 | 0 | 0 | 0 | 0 | 0 | 13.45% | 16.6578 | 458.0903 | 3.265% | 27.4737 | 920.9185
1 | 27 | 20 | 25.51 | 25.6067 | 25.6433 | 40.0767 | 0% | 0 | 0 | 0 | 0 | 0 | 0 | 0 | 0 | 14.96% | 18.5232 | 472.5264 | 6.431% | 54.1174 | 2168.8459
1 | 27 | 21 | 25.94 | 26.0533 | 26.08 | 27.4 | 0% | 0 | 0 | 0 | 0 | 0 | 0 | 0 | 0 | 19.41% | 24.0299 | 623.3344 | 10.44% | 87.8489 | 2407.0609
1 | 27 | 22 | 23.8233 | 23.9733 | 23.95 | 24.5233 | 0% | 0 | 0 | 0 | 0 | 0 | 0 | 0 | 0 | 25.21% | 31.2145 | 743.6336 | 14.35% | 120.7838 | 2962.0203
1 | 27 | 23 | 17.09 | 17.1767 | 17.1867 | 17.3167 | 0% | 0 | 0 | 0 | 0 | 0 | 0 | 0 | 0 | 30.66% | 37.9543 | 648.6385 | 20.26% | 170.475 | 2952.0584
1 | 28 | 0 | 11.89 | 12.0733 | 11.9667 | 11.98 | 0% | 0 | 0 | 0 | 0 | 0 | 0 | 0 | 0 | 36.76% | 45.5132 | 541.1514 | 26.44% | 222.4935 | 2665.472
1 | 28 | 1 | -5.0167 | -4.8567 | -4.9933 | -5.1167 | 0% | 0 | 0 | 0 | 0 | 0 | 0 | 0 | 0 | 40.13% | 49.6807 | -249.2316 | 32.46% | 273.0952 | -1397.3373
1 | 28 | 2 | -6.97 | -6.8867 | -6.9533 | -6.7833 | 0% | 0 | 0 | 0 | 0 | 0 | 0 | 0 | 0 | 42.98% | 53.2091 | -370.8678 | 44.63% | 375.5777 | -2547.6688
1 | 28 | 3 | 20.4567 | 20.5 | 20.5267 | 20.67 | 0% | 0 | 0 | 0 | 0 | 0 | 0 | 0 | 0 | 43.58% | 53.9485 | 1103.6068 | 57.7% | 485.4869 | 10035.014
1 | 28 | 4 | 22.2367 | 22.2867 | 22.3 | 22.4533 | 0% | 0 | 0 | 0 | 0 | 0 | 0 | 0 | 0 | 43.44% | 53.7821 | 1195.9336 | 72.3% | 608.3581 | 13659.668
1 | 28 | 5 | 24.71 | 24.7933 | 24.7733 | 24.93 | 0% | 0 | 0 | 0 | 0 | 0 | 0 | 0 | 0 | 46.77% | 57.9004 | 1430.7197 | 84.73% | 712.9686 | 17774.3076
1 | 28 | 6 | 29.14 | 29.1667 | 29.17 | 29.3533 | 0% | 0 | 0 | 0 | 0 | 0 | 0 | 0 | 0 | 46.86% | 58.014 | 1690.5286 | 89.89% | 756.3921 | 22202.6284
1 | 28 | 7 | 32.7467 | 32.7867 | 32.7833 | 33.3167 | 1.642% | 1.8301 | 0.36602 | 0.36602 | 0.36602 | 59.93 | 12.0006 | 11.9994 | 12.1946 | 46.1% | 57.0711 | 1868.887 | 92.8% | 780.9122 | 26017.3915
1 | 28 | 8 | 34.4067 | 34.4833 | 34.52 | 35.4067 | 25.33% | 28.2234 | 5.6447 | 5.6447 | 5.6447 | 971.0722 | 194.6472 | 194.8542 | 199.8591 | 46.31% | 57.3396 | 1972.8637 | 94.42% | 794.483 | 28129.9938
1 | 28 | 9 | 29.8433 | 29.9333 | 29.9833 | 30.21 | 35.67% | 39.7527 | 7.9505 | 7.9505 | 7.9505 | 1186.3531 | 237.9862 | 238.3837 | 240.1858 | 44.6% | 55.2166 | 1647.8484 | 94.18% | 792.5207 | 23942.0515
1 | 28 | 10 | 32.5433 | 32.6867 | 32.7267 | 34.1867 | 43.34% | 48.294 | 9.6588 | 9.6588 | 9.6588 | 1571.6491 | 315.7142 | 316.1006 | 330.2025 | 41.45% | 51.3201 | 1670.1263 | 92.18% | 775.6308 | 26516.2323
1 | 28 | 11 | 33.7967 | 33.9267 | 33.9967 | 35.2933 | 47.99% | 53.4816 | 10.6963 | 10.6963 | 10.6963 | 1807.5005 | 362.8906 | 363.6394 | 377.5089 | 41% | 50.7662 | 1715.7275 | 83.69% | 704.207 | 24853.8119
1 | 28 | 12 | 31.62 | 31.8433 | 32.8367 | 35.6233 | 50.38% | 56.139 | 11.2278 | 11.2278 | 11.2278 | 1775.1167 | 357.5309 | 368.6839 | 399.972 | 39.01% | 48.293 | 1527.0256 | 75.85% | 638.2554 | 22736.7846
1 | 28 | 13 | 29.36 | 29.5133 | 29.7067 | 31.7367 | 51.43% | 57.3155 | 11.4631 | 11.4631 | 11.4631 | 1682.7819 | 338.3141 | 340.5303 | 363.8003 | 40.5% | 50.1372 | 1472.0294 | 89.12% | 749.8812 | 23798.7312
1 | 28 | 14 | 28.1733 | 28.2867 | 28.3633 | 29.65 | 50.17% | 55.9036 | 11.1807 | 11.1807 | 11.1807 | 1574.992 | 316.2655 | 317.1227 | 331.5086 | 50.76% | 62.8477 | 1770.6284 | 91.78% | 772.3087 | 22898.9521
1 | 28 | 15 | 27.5667 | 27.6533 | 28.01 | 32.3767 | 38.57% | 42.9773 | 8.5955 | 8.5955 | 8.5955 | 1184.7417 | 237.6933 | 240.759 | 278.2925 | 63.33% | 78.4102 | 2161.5077 | 95.8% | 806.1395 | 26100.1096
1 | 28 | 16 | 33.9233 | 34.04 | 34.15 | 35.3533 | 10.67% | 11.8951 | 2.379 | 2.379 | 2.379 | 403.5215 | 80.9819 | 81.2435 | 84.1063 | 66.24% | 82.006 | 2781.9157 | 96.29% | 810.2196 | 28643.9624
1 | 28 | 17 | 50.91 | 51.05 | 51.1267 | 52.3967 | 0% | 0 | 0 | 0 | 0 | 0 | 0 | 0 | 0 | 69.48% | 86.0255 | 4379.5557 | 95.33% | 802.1713 | 42031.1003
1 | 28 | 18 | 42.6033 | 42.73 | 42.7467 | 43.6767 | 0% | 0 | 0 | 0 | 0 | 0 | 0 | 0 | 0 | 69.13% | 85.586 | 3646.25 | 99.24% | 835.0721 | 36473.1666
1 | 28 | 19 | 37.99 | 38.1233 | 38.15 | 39.9567 | 0% | 0 | 0 | 0 | 0 | 0 | 0 | 0 | 0 | 65.77% | 81.4252 | 3093.3417 | 99.7% | 838.9098 | 33520.0395
1 | 28 | 20 | 34.6167 | 34.7367 | 34.7767 | 42.82 | 0% | 0 | 0 | 0 | 0 | 0 | 0 | 0 | 0 | 68.14% | 84.3591 | 2920.2311 | 99.42% | 836.5919 | 35822.8641
1 | 28 | 21 | 30.76 | 30.9567 | 30.9267 | 35.0133 | 0% | 0 | 0 | 0 | 0 | 0 | 0 | 0 | 0 | 69.45% | 85.9843 | 2644.8776 | 99.8% | 839.7878 | 29403.769
1 | 28 | 22 | 39.0667 | 39.54 | 39.2633 | 39.4567 | 0% | 0 | 0 | 0 | 0 | 0 | 0 | 0 | 0 | 77.76% | 96.2683 | 3760.8803 | 99.96% | 841.1049 | 33187.1947
1 | 28 | 23 | 34.6367 | 35.05 | 34.8 | 34.9667 | 0% | 0 | 0 | 0 | 0 | 0 | 0 | 0 | 0 | 87.85% | 108.7647 | 3767.245 | 99.75% | 839.3672 | 29349.8738
1 | 29 | 0 | 23.18 | 23.23 | 23.27 | 23.4667 | 0% | 0 | 0 | 0 | 0 | 0 | 0 | 0 | 0 | 90.75% | 112.3581 | 2604.4604 | 98.54% | 829.1637 | 19457.7082
1 | 29 | 1 | 24.4067 | 24.5233 | 24.4967 | 24.6633 | 0% | 0 | 0 | 0 | 0 | 0 | 0 | 0 | 0 | 84.57% | 104.7078 | 2555.5676 | 97.76% | 822.6092 | 20288.2842
1 | 29 | 2 | 22.1567 | 22.2133 | 22.2267 | 22.3967 | 0% | 0 | 0 | 0 | 0 | 0 | 0 | 0 | 0 | 79.99% | 99.029 | 2194.1518 | 98.51% | 828.9501 | 18565.7199
1 | 29 | 3 | 27.1067 | 27.2167 | 27.1833 | 27.35 | 0% | 0 | 0 | 0 | 0 | 0 | 0 | 0 | 0 | 78.02% | 96.5933 | 2618.3221 | 98.83% | 831.641 | 22745.3804
1 | 29 | 4 | 26.1833 | 26.4233 | 26.2633 | 26.3767 | 0% | 0 | 0 | 0 | 0 | 0 | 0 | 0 | 0 | 78.12% | 96.7213 | 2532.4861 | 98.87% | 831.9813 | 21944.8942
1 | 29 | 5 | 24.71 | 24.89 | 24.7833 | 24.9133 | 0% | 0 | 0 | 0 | 0 | 0 | 0 | 0 | 0 | 74.57% | 92.3265 | 2281.3879 | 97.62% | 821.422 | 20464.3593
1 | 29 | 6 | 31.7467 | 31.8433 | 31.8233 | 32.1233 | 0% | 0 | 0 | 0 | 0 | 0 | 0 | 0 | 0 | 67.59% | 83.6807 | 2656.5841 | 94.87% | 798.2826 | 25643.4984
1 | 29 | 7 | 50.8633 | 51.0167 | 51.0067 | 51.51 | 0.5323% | 0.59315 | 0.11863 | 0.11863 | 0.11863 | 30.1695 | 6.0521 | 6.0509 | 6.1106 | 66.15% | 81.8916 | 4165.2796 | 88.43% | 744.1239 | 38329.8199
1 | 29 | 8 | 34.5133 | 34.63 | 34.6333 | 35.7533 | 11.15% | 12.4252 | 2.485 | 2.485 | 2.485 | 428.8361 | 86.0571 | 86.0654 | 88.8487 | 60.32% | 74.6775 | 2577.3701 | 78.2% | 658.0483 | 23527.4188
1 | 29 | 9 | 34.1867 | 34.3767 | 34.3333 | 35.66 | 18.21% | 20.2882 | 4.0576 | 4.0576 | 4.0576 | 693.5844 | 139.4878 | 139.312 | 144.6951 | 34.22% | 42.3621 | 1448.2203 | 62.19% | 523.3432 | 18662.4199
1 | 29 | 10 | 33.78 | 34.0333 | 33.9367 | 35.0633 | 11.02% | 12.2782 | 2.4556 | 2.4556 | 2.4556 | 414.7568 | 83.5735 | 83.3361 | 86.1028 | 28.74% | 35.5828 | 1201.9871 | 44.98% | 378.5258 | 13272.3769
1 | 29 | 11 | 32.7333 | 33.0233 | 32.9033 | 34.02 | 11.35% | 12.6532 | 2.5306 | 2.5306 | 2.5306 | 414.1821 | 83.5703 | 83.2666 | 86.0925 | 35.03% | 43.3687 | 1419.6032 | 36.48% | 306.9963 | 10444.0144
1 | 29 | 12 | 27.9833 | 28.1233 | 28.14 | 29.43 | 10.19% | 11.3557 | 2.2711 | 2.2711 | 2.2711 | 317.7706 | 63.8721 | 63.9099 | 66.8397 | 37.97% | 47.0145 | 1315.6223 | 33.32% | 280.4123 | 8252.5346
1 | 29 | 13 | 30.6467 | 30.7633 | 30.82 | 31.7267 | 7.512% | 8.3714 | 1.6743 | 1.6743 | 1.6743 | 256.5564 | 51.5066 | 51.6015 | 53.1195 | 34.32% | 42.4886 | 1302.1337 | 30.96% | 260.4785 | 8264.1158
1 | 29 | 14 | 27.3433 | 27.46 | 27.5067 | 29.1467 | 2.063% | 2.2991 | 0.45981 | 0.45981 | 0.45981 | 62.8642 | 12.6265 | 12.6479 | 13.402 | 34.22% | 42.3651 | 1158.4028 | 28.18% | 237.0997 | 6910.6659
1 | 29 | 15 | 27.14 | 27.2467 | 27.3067 | 28.63 | 1.121% | 1.2493 | 0.24986 | 0.24986 | 0.24986 | 33.9065 | 6.808 | 6.8229 | 7.1536 | 39.56% | 48.9783 | 1329.272 | 25.7% | 216.2522 | 6191.3016
1 | 29 | 16 | 28.1833 | 28.2867 | 28.3367 | 28.61 | 0.703% | 0.78345 | 0.15669 | 0.15669 | 0.15669 | 22.0802 | 4.4322 | 4.4401 | 4.4829 | 55.62% | 68.8661 | 1940.8759 | 25.67% | 215.9618 | 6178.6663
1 | 29 | 17 | 29.8933 | 30 | 30.04 | 30.31 | 0% | 0 | 0 | 0 | 0 | 0 | 0 | 0 | 0 | 65.59% | 81.2072 | 2427.5552 | 29.01% | 244.1073 | 7398.893
1 | 29 | 18 | 28.7667 | 28.8633 | 28.89 | 29.1333 | 0% | 0 | 0 | 0 | 0 | 0 | 0 | 0 | 0 | 73.94% | 91.5389 | 2633.2693 | 30.8% | 259.2083 | 7551.6021
1 | 29 | 19 | 28.6833 | 28.7833 | 28.8067 | 29.2833 | 0% | 0 | 0 | 0 | 0 | 0 | 0 | 0 | 0 | 72.56% | 89.8354 | 2576.7788 | 31.19% | 262.4763 | 7686.1813
1 | 29 | 20 | 30.3333 | 30.4433 | 30.47 | 46.71 | 0% | 0 | 0 | 0 | 0 | 0 | 0 | 0 | 0 | 69.35% | 85.861 | 2604.451 | 31.75% | 267.1485 | 12478.5061
1 | 29 | 21 | 45.6433 | 45.83 | 45.8633 | 47.92 | 0% | 0 | 0 | 0 | 0 | 0 | 0 | 0 | 0 | 68.41% | 84.6995 | 3865.9677 | 30.39% | 255.7305 | 12254.6042
1 | 29 | 22 | 25.7733 | 25.8833 | 25.8967 | 29.1 | 0% | 0 | 0 | 0 | 0 | 0 | 0 | 0 | 0 | 67.55% | 83.6318 | 2155.47 | 27.01% | 227.2711 | 6613.5894
1 | 29 | 23 | 29.31 | 29.44 | 29.43 | 30.4333 | 0% | 0 | 0 | 0 | 0 | 0 | 0 | 0 | 0 | 66.65% | 82.5211 | 2418.6927 | 24.56% | 206.638 | 6288.6828
1 | 30 | 0 | 31.8533 | 32.0233 | 31.97 | 32.1733 | 0% | 0 | 0 | 0 | 0 | 0 | 0 | 0 | 0 | 64.71% | 80.1086 | 2551.7273 | 21.19% | 178.3139 | 5736.9536
1 | 30 | 1 | 32.9233 | 33.2167 | 33.0433 | 33.1933 | 0% | 0 | 0 | 0 | 0 | 0 | 0 | 0 | 0 | 61.59% | 76.2538 | 2510.529 | 17.78% | 149.5787 | 4965.0162
1 | 30 | 2 | 31.4667 | 31.78 | 31.5933 | 31.72 | 0% | 0 | 0 | 0 | 0 | 0 | 0 | 0 | 0 | 55.9% | 69.2077 | 2177.7369 | 15.16% | 127.5377 | 4045.4958
1 | 30 | 3 | 27.7667 | 28.02 | 27.8733 | 28 | 0% | 0 | 0 | 0 | 0 | 0 | 0 | 0 | 0 | 50.13% | 62.0638 | 1723.3052 | 12.6% | 106.0003 | 2968.0084
1 | 30 | 4 | 29.0667 | 29.3733 | 29.1867 | 29.3067 | 0% | 0 | 0 | 0 | 0 | 0 | 0 | 0 | 0 | 49.87% | 61.7392 | 1794.5527 | 9.466% | 79.6535 | 2334.378
1 | 30 | 5 | 22.7533 | 22.8967 | 22.8533 | 23.0233 | 0% | 0 | 0 | 0 | 0 | 0 | 0 | 0 | 0 | 56.14% | 69.506 | 1581.4936 | 6.525% | 54.9087 | 1264.1817
1 | 30 | 6 | 27.3333 | 27.4267 | 27.4267 | 28.98 | 0% | 0 | 0 | 0 | 0 | 0 | 0 | 0 | 0 | 60.66% | 75.1003 | 2052.741 | 4.117% | 34.6406 | 1003.8859
1 | 30 | 7 | 30.3533 | 30.4533 | 30.47 | 34.53 | 1.611% | 1.7949 | 0.35898 | 0.35898 | 0.35898 | 54.481 | 10.9321 | 10.9381 | 12.3955 | 58.74% | 72.7205 | 2207.3106 | 2.686% | 22.6002 | 780.3855
1 | 30 | 8 | 27.49 | 27.5767 | 27.5967 | 32.51 | 29.53% | 32.9074 | 6.5815 | 6.5815 | 6.5815 | 904.6242 | 181.4952 | 181.6269 | 213.9639 | 62.56% | 77.4463 | 2128.9987 | 2.06% | 17.3314 | 563.4442
1 | 30 | 9 | 26.3033 | 26.4033 | 26.4267 | 29.29 | 43.09% | 48.0216 | 9.6043 | 9.6043 | 9.6043 | 1263.1272 | 253.5859 | 253.81 | 281.3103 | 56.02% | 69.359 | 1824.372 | 2.013% | 16.9393 | 496.1519
1 | 30 | 10 | 35.6867 | 35.89 | 35.8733 | 43.7567 | 45.35% | 50.5326 | 10.1065 | 10.1065 | 10.1065 | 1803.3386 | 362.7227 | 362.5543 | 442.2273 | 61.08% | 75.6249 | 2698.8003 | 2.027% | 17.0566 | 746.338
1 | 30 | 11 | 33.88 | 34.06 | 34.0533 | 46.99 | 46.72% | 52.0661 | 10.4132 | 10.4132 | 10.4132 | 1763.9993 | 354.6742 | 354.6048 | 489.3172 | 63.37% | 78.4589 | 2658.1874 | 2.793% | 23.4977 | 1104.1575
1 | 30 | 12 | 36.92 | 37.13 | 37.1167 | 47.1633 | 45.32% | 50.4998 | 10.1 | 10.1 | 10.1 | 1864.4531 | 375.0116 | 374.8769 | 476.3479 | 66.34% | 82.1265 | 3032.1109 | 4.205% | 35.3871 | 1668.9719
1 | 30 | 13 | 37.6533 | 37.9467 | 37.8567 | 47.9433 | 41.21% | 45.9227 | 9.1845 | 9.1845 | 9.1845 | 1729.142 | 348.5225 | 347.6959 | 440.3373 | 71.59% | 88.6329 | 3337.3249 | 7.954% | 66.928 | 3208.7525
1 | 30 | 14 | 43.7267 | 44.13 | 43.9467 | 55.5333 | 37.66% | 41.9634 | 8.3927 | 8.3927 | 8.3927 | 1834.9202 | 370.3691 | 368.8304 | 466.0737 | 72.75% | 90.0727 | 3938.5788 | 10.54% | 88.6515 | 4923.1147
1 | 30 | 15 | 46.3167 | 46.78 | 46.86 | 56.1333 | 27.69% | 30.8542 | 6.1708 | 6.1708 | 6.1708 | 1429.0653 | 288.6722 | 289.1659 | 346.3902 | 73.29% | 90.7339 | 4202.4905 | 14.92% | 125.5745 | 7048.9142
1 | 30 | 16 | 45.5733 | 48.0767 | 48.4833 | 59.7433 | 7.87% | 8.7706 | 1.7541 | 1.7541 | 1.7541 | 399.704 | 84.3319 | 85.0453 | 104.7966 | 82.89% | 102.6208 | 4676.7705 | 24% | 201.923 | 12063.553
1 | 30 | 17 | 76.3867 | 83.7133 | 84.1033 | 89 | 0% | 0 | 0 | 0 | 0 | 0 | 0 | 0 | 0 | 85.07% | 105.3165 | 8044.7746 | 42.93% | 361.2632 | 32152.4248
1 | 30 | 18 | 67.7233 | 72.6167 | 72.9633 | 79.9333 | 0% | 0 | 0 | 0 | 0 | 0 | 0 | 0 | 0 | 90.93% | 112.5723 | 7623.7735 | 69.24% | 582.6354 | 46571.9909
1 | 30 | 19 | 55.1833 | 59.7667 | 60.12 | 92.2467 | 0% | 0 | 0 | 0 | 0 | 0 | 0 | 0 | 0 | 85.04% | 105.2808 | 5809.7478 | 82.94% | 697.9277 | 64381.5075
1 | 30 | 20 | 56.4367 | 61.31 | 61.6733 | 95.6033 | 0% | 0 | 0 | 0 | 0 | 0 | 0 | 0 | 0 | 72.74% | 90.0543 | 5082.3646 | 89.37% | 752.0298 | 71896.5586
1 | 30 | 21 | 43.02 | 44.83 | 44.8133 | 53.39 | 0% | 0 | 0 | 0 | 0 | 0 | 0 | 0 | 0 | 65.48% | 81.0637 | 3487.3612 | 92.02% | 774.3114 | 41340.4874
1 | 30 | 22 | 45.6267 | 46.1933 | 46.4033 | 66.8233 | 0% | 0 | 0 | 0 | 0 | 0 | 0 | 0 | 0 | 43.71% | 54.1136 | 2469.0212 | 91.76% | 772.1089 | 51594.8878
1 | 30 | 23 | 51.3767 | 51.7867 | 52.1633 | 71.6633 | 0% | 0 | 0 | 0 | 0 | 0 | 0 | 0 | 0 | 51.76% | 64.0863 | 3292.5421 | 92.01% | 774.1881 | 55480.8984
1 | 31 | 0 | 38.9467 | 39.2833 | 39.1467 | 43.8533 | 0% | 0 | 0 | 0 | 0 | 0 | 0 | 0 | 0 | 55.85% | 69.14 | 2692.7739 | 91.86% | 772.949 | 33896.3911
1 | 31 | 1 | 41.42 | 41.7767 | 41.6067 | 41.87 | 0% | 0 | 0 | 0 | 0 | 0 | 0 | 0 | 0 | 59.33% | 73.4474 | 3042.1918 | 92.01% | 774.2328 | 32417.127
1 | 31 | 2 | 42.3767 | 42.6767 | 42.5667 | 42.89 | 0% | 0 | 0 | 0 | 0 | 0 | 0 | 0 | 0 | 67.53% | 83.6025 | 3542.7953 | 88.45% | 744.2749 | 31921.9498
1 | 31 | 3 | 47.9367 | 48.2067 | 48.12 | 48.4933 | 0% | 0 | 0 | 0 | 0 | 0 | 0 | 0 | 0 | 77.87% | 96.4115 | 4621.6469 | 88.72% | 746.5104 | 36200.7791
1 | 31 | 4 | 47.3133 | 47.4933 | 47.4833 | 47.9067 | 0% | 0 | 0 | 0 | 0 | 0 | 0 | 0 | 0 | 77.23% | 95.6136 | 4523.8002 | 91.04% | 766.0249 | 36697.6993
1 | 31 | 5 | 40.3167 | 40.5533 | 40.4567 | 40.75 | 0% | 0 | 0 | 0 | 0 | 0 | 0 | 0 | 0 | 69.87% | 86.5004 | 3487.4096 | 93.55% | 787.1989 | 32078.3565
1 | 31 | 6 | 59.0933 | 59.3367 | 59.2533 | 63.0033 | 0% | 0 | 0 | 0 | 0 | 0 | 0 | 0 | 0 | 69.41% | 85.9379 | 5078.3585 | 96.99% | 816.1294 | 51418.8743
1 | 31 | 7 | 72.73 | 73.1267 | 73.97 | 82.3667 | 0.6714% | 0.74823 | 0.14965 | 0.14965 | 0.14965 | 54.4189 | 10.9431 | 11.0693 | 12.3259 | 68.06% | 84.2599 | 6128.2206 | 96.84% | 814.8257 | 67114.4793
1 | 31 | 8 | 68.54 | 70.0667 | 74.65 | 82.8167 | 5.997% | 6.6834 | 1.3367 | 1.3367 | 1.3367 | 458.082 | 93.6571 | 99.7836 | 110.6998 | 58.97% | 73.0113 | 5004.1976 | 94.08% | 791.6515 | 65561.9365
1 | 31 | 9 | 66.1367 | 69.0567 | 76.4333 | 81.8233 | 8.584% | 9.5658 | 1.9132 | 1.9132 | 1.9132 | 632.6473 | 132.1159 | 146.2286 | 156.5404 | 38.81% | 48.0489 | 3177.7929 | 91.69% | 771.5478 | 63130.6108
1 | 31 | 10 | 64.54 | 67.9633 | 68.0433 | 69.57 | 10.16% | 11.3223 | 2.2645 | 2.2645 | 2.2645 | 730.744 | 153.9008 | 154.082 | 157.5391 | 32.27% | 39.9561 | 2578.7682 | 91.66% | 771.2897 | 53658.6218
1 | 31 | 11 | 55.36 | 57.2833 | 57.1967 | 59.31 | 11.22% | 12.5025 | 2.5005 | 2.5005 | 2.5005 | 692.1363 | 143.2365 | 143.0198 | 148.3042 | 36.47% | 45.1475 | 2499.3643 | 89.58% | 753.748 | 44704.7921
1 | 31 | 12 | 45.98 | 47.0267 | 55.0967 | 54.8433 | 9.36% | 10.4308 | 2.0862 | 2.0862 | 2.0862 | 479.6066 | 98.1048 | 114.9401 | 114.4116 | 49.07% | 60.7504 | 2793.3012 | 88.42% | 744.0095 | 40803.9601
1 | 31 | 13 | 44.6267 | 45.4367 | 53.9333 | 53.81 | 4.009% | 4.4672 | 0.89343 | 0.89343 | 0.89343 | 199.3541 | 40.5945 | 48.1857 | 48.0755 | 41.36% | 51.208 | 2285.2413 | 90.05% | 757.734 | 40773.6678
1 | 31 | 14 | 37.1167 | 38.2433 | 50.6867 | 49.8867 | 2.194% | 2.4449 | 0.48898 | 0.48898 | 0.48898 | 90.746 | 18.7001 | 24.7846 | 24.3934 | 31.93% | 39.5287 | 1467.1727 | 89.51% | 753.1654 | 37572.9119
1 | 31 | 15 | 38.9767 | 39.7233 | 45.87 | 59.7433 | 2.073% | 2.3102 | 0.46204 | 0.46204 | 0.46204 | 90.0435 | 18.3537 | 21.1937 | 27.6037 | 30.92% | 38.2814 | 1492.0826 | 87.11% | 732.9699 | 43790.0636
1 | 31 | 16 | 37.3733 | 37.7133 | 39.17 | 42.6133 | 0.8383% | 0.93421 | 0.18684 | 0.18684 | 0.18684 | 34.9145 | 7.0464 | 7.3186 | 7.962 | 42.27% | 52.3283 | 1955.6816 | 87.57% | 736.8638 | 31400.2247
1 | 31 | 17 | 48.95 | 49.2033 | 49.61 | 51.8767 | 0.0005544% | 0.00061786 | 0.00012357 | 0.00012357 | 0.00012357 | 0.030244 | 0.0060802 | 0.0061304 | 0.0064105 | 61.46% | 76.0963 | 3724.9116 | 86.91% | 731.2741 | 37936.0632
1 | 31 | 18 | 55.9467 | 56.7567 | 58.09 | 63.7433 | 0% | 0 | 0 | 0 | 0 | 0 | 0 | 0 | 0 | 70.15% | 86.8461 | 4858.7498 | 84.57% | 711.6556 | 45363.2988
1 | 31 | 19 | 54.94 | 54.3267 | 54.9033 | 74.52 | 0% | 0 | 0 | 0 | 0 | 0 | 0 | 0 | 0 | 61.11% | 75.6512 | 4156.2765 | 84.99% | 715.1476 | 53292.7991
1 | 31 | 20 | 55.59 | 56.09 | 55.9033 | 64.2867 | 0% | 0 | 0 | 0 | 0 | 0 | 0 | 0 | 0 | 61.96% | 76.7097 | 4264.291 | 82.88% | 697.4267 | 44835.2386
1 | 31 | 21 | 44.79 | 45.0733 | 44.8967 | 46.25 | 0% | 0 | 0 | 0 | 0 | 0 | 0 | 0 | 0 | 63.18% | 78.2145 | 3503.2294 | 80.03% | 673.3904 | 31144.3053
1 | 31 | 22 | 44.53 | 45.1167 | 44.8367 | 45.98 | 0% | 0 | 0 | 0 | 0 | 0 | 0 | 0 | 0 | 66.21% | 81.9745 | 3650.3248 | 80.96% | 681.2186 | 31322.43
1 | 31 | 23 | 38.13 | 38.5333 | 38.44 | 39.8133 | 0% | 0 | 0 | 0 | 0 | 0 | 0 | 0 | 0 | 69.72% | 86.3145 | 3291.1718 | 80.68% | 678.8821 | 27028.5605
2 | 1 | 0 | 35.89 | 36.2667 | 36.0833 | 36.2767 | 0% | 0 | 0 | 0 | 0 | 0 | 0 | 0 | 0 | 74.81% | 92.618 | 3324.0598 | 80.46% | 677.0043 | 24559.4586
2 | 1 | 1 | 34.3567 | 34.5733 | 34.45 | 34.6733 | 0% | 0 | 0 | 0 | 0 | 0 | 0 | 0 | 0 | 76.98% | 95.3024 | 3274.2728 | 80.03% | 673.4412 | 23350.4525
2 | 1 | 2 | 36.3633 | 36.6067 | 36.4567 | 36.67 | 0% | 0 | 0 | 0 | 0 | 0 | 0 | 0 | 0 | 80.66% | 99.8608 | 3631.2721 | 81.22% | 683.4038 | 25060.4165
2 | 1 | 3 | 31.69 | 31.86 | 31.75 | 31.9467 | 0% | 0 | 0 | 0 | 0 | 0 | 0 | 0 | 0 | 84.17% | 104.2104 | 3302.429 | 88.75% | 746.8092 | 23858.0636
2 | 1 | 4 | 35.4333 | 35.63 | 35.4933 | 35.7033 | 0% | 0 | 0 | 0 | 0 | 0 | 0 | 0 | 0 | 86.61% | 107.2219 | 3799.2297 | 93.86% | 789.7796 | 28197.7638
2 | 1 | 5 | 42.1467 | 42.4167 | 42.2233 | 42.46 | 0% | 0 | 0 | 0 | 0 | 0 | 0 | 0 | 0 | 89.37% | 110.6384 | 4663.0408 | 95.98% | 807.5918 | 34290.3493
2 | 1 | 6 | 39.0467 | 39.2533 | 39.1467 | 39.46 | 0% | 0 | 0 | 0 | 0 | 0 | 0 | 0 | 0 | 90.47% | 112.0119 | 4373.6907 | 97.99% | 824.5244 | 32535.7314
2 | 1 | 7 | 50.9 | 53.59 | 53.8567 | 56.03 | 1.754% | 1.9549 | 0.39098 | 0.39098 | 0.39098 | 99.5054 | 20.9528 | 21.0571 | 21.9068 | 89.06% | 110.2557 | 5612.0172 | 99.51% | 837.366 | 46917.6189
2 | 1 | 8 | 53.06 | 57.16 | 57.8567 | 65.1267 | 30.23% | 33.6822 | 6.7364 | 6.7364 | 6.7364 | 1787.1772 | 385.0548 | 389.7479 | 438.7218 | 87.98% | 108.9209 | 5779.3413 | 98.99% | 832.9824 | 54249.368
2 | 1 | 9 | 37.68 | 39.4933 | 39.9267 | 47.3867 | 45.77% | 51.0071 | 10.2014 | 10.2014 | 10.2014 | 1921.9467 | 402.8879 | 407.3085 | 483.4111 | 80.28% | 99.3872 | 3744.9115 | 93% | 782.5224 | 37081.1281
2 | 1 | 10 | 28.9733 | 29.13 | 29.31 | 37.1033 | 41.11% | 45.8146 | 9.1629 | 9.1629 | 9.1629 | 1327.4004 | 266.9156 | 268.5649 | 339.9745 | 84.41% | 104.5062 | 3027.8924 | 81.76% | 687.9968 | 25526.9763
2 | 1 | 11 | 29.1933 | 29.3233 | 29.8933 | 41.1433 | 36.69% | 40.8852 | 8.177 | 8.177 | 8.177 | 1193.5765 | 239.7783 | 244.4392 | 336.431 | 86.82% | 107.4863 | 3137.884 | 74.14% | 623.8325 | 25666.5503
2 | 1 | 12 | 29.8333 | 29.9833 | 30.1333 | 34.5967 | 23.74% | 26.4581 | 5.2916 | 5.2916 | 5.2916 | 789.3344 | 158.6606 | 159.4544 | 183.0727 | 85.48% | 105.8311 | 3157.2958 | 67.6% | 568.8406 | 19679.9871
2 | 1 | 13 | 26.4267 | 26.5633 | 26.65 | 30.1333 | 15.53% | 17.3026 | 3.4605 | 3.4605 | 3.4605 | 457.2511 | 91.9232 | 92.2231 | 104.2772 | 86.41% | 106.976 | 2827.0182 | 72.26% | 608.0536 | 18322.6804
2 | 1 | 14 | 28.98 | 29.13 | 29.1733 | 31.4467 | 8.823% | 9.8321 | 1.9664 | 1.9664 | 1.9664 | 284.933 | 57.2816 | 57.3668 | 61.8371 | 84.43% | 104.5255 | 3029.1477 | 74.96% | 630.7347 | 19834.5026
2 | 1 | 15 | 39.4433 | 39.7967 | 39.8667 | 44.03 | 10.14% | 11.2958 | 2.2592 | 2.2592 | 2.2592 | 445.543 | 89.9068 | 90.065 | 99.4706 | 81.17% | 100.4927 | 3963.7685 | 76.28% | 641.8702 | 28261.5438
2 | 1 | 16 | 34.86 | 35.0367 | 35.0833 | 38.12 | 3.816% | 4.2521 | 0.85043 | 0.85043 | 0.85043 | 148.2294 | 29.7961 | 29.8358 | 32.4183 | 85.46% | 105.7986 | 3688.1391 | 83.6% | 703.4586 | 26815.8417
2 | 1 | 17 | 47.31 | 47.6833 | 47.55 | 49.58 | 0% | 0 | 0 | 0 | 0 | 0 | 0 | 0 | 0 | 89.34% | 110.6016 | 5232.5634 | 90.96% | 765.4281 | 37949.9248
2 | 1 | 18 | 37.27 | 37.5 | 37.47 | 39.6833 | 0% | 0 | 0 | 0 | 0 | 0 | 0 | 0 | 0 | 86.27% | 106.8095 | 3980.7901 | 94.53% | 795.3975 | 31564.023
2 | 1 | 19 | 48.8467 | 49.1733 | 49.1033 | 50.84 | 0% | 0 | 0 | 0 | 0 | 0 | 0 | 0 | 0 | 87.75% | 108.6397 | 5306.6869 | 93.19% | 784.1378 | 39865.5641
2 | 1 | 20 | 36.1933 | 36.3967 | 36.43 | 45.16 | 0% | 0 | 0 | 0 | 0 | 0 | 0 | 0 | 0 | 83.59% | 103.4845 | 3745.4496 | 95.55% | 804.0525 | 36311.0113
2 | 1 | 21 | 28.2467 | 28.4 | 28.42 | 29.8733 | 0% | 0 | 0 | 0 | 0 | 0 | 0 | 0 | 0 | 76.59% | 94.8205 | 2678.3617 | 94.26% | 793.1432 | 23693.8306
2 | 1 | 22 | 25.5767 | 25.7333 | 25.7267 | 26.6033 | 0% | 0 | 0 | 0 | 0 | 0 | 0 | 0 | 0 | 70.01% | 86.677 | 2216.9084 | 87.06% | 732.551 | 19488.2994
2 | 1 | 23 | 28.4133 | 28.58 | 28.5733 | 28.8833 | 0% | 0 | 0 | 0 | 0 | 0 | 0 | 0 | 0 | 67.11% | 83.0881 | 2360.8091 | 74.58% | 627.5574 | 18125.9495
2 | 2 | 0 | 51.6867 | 51.93 | 51.8833 | 52.3467 | 0% | 0 | 0 | 0 | 0 | 0 | 0 | 0 | 0 | 60.72% | 75.1801 | 3885.8107 | 66.02% | 555.5389 | 29080.6102
2 | 2 | 1 | 33.0767 | 33.2267 | 33.1967 | 33.4833 | 0% | 0 | 0 | 0 | 0 | 0 | 0 | 0 | 0 | 50.87% | 62.9748 | 2082.9954 | 58.6% | 493.0787 | 16509.9195
2 | 2 | 2 | 40.24 | 40.4167 | 40.3733 | 40.74 | 0% | 0 | 0 | 0 | 0 | 0 | 0 | 0 | 0 | 40.4% | 50.0194 | 2012.781 | 43.88% | 369.1896 | 15040.7827
2 | 2 | 3 | 35.46 | 35.63 | 35.58 | 35.8867 | 0% | 0 | 0 | 0 | 0 | 0 | 0 | 0 | 0 | 32.82% | 40.6288 | 1440.6961 | 33.06% | 278.2209 | 9984.4193
2 | 2 | 4 | 35.3433 | 35.52 | 35.4667 | 35.78 | 0% | 0 | 0 | 0 | 0 | 0 | 0 | 0 | 0 | 31.14% | 38.5533 | 1362.6036 | 25.97% | 218.5538 | 7819.8533
2 | 2 | 5 | 37.72 | 37.9567 | 37.8467 | 38.1467 | 0% | 0 | 0 | 0 | 0 | 0 | 0 | 0 | 0 | 31.11% | 38.5189 | 1452.9327 | 14.84% | 124.865 | 4763.1833
2 | 2 | 6 | 37.2233 | 37.54 | 37.3367 | 37.6667 | 0% | 0 | 0 | 0 | 0 | 0 | 0 | 0 | 0 | 32.71% | 40.4908 | 1507.2043 | 8.155% | 68.624 | 2584.8386
2 | 2 | 7 | 34.3633 | 34.6533 | 34.5533 | 35.8933 | 0.8211% | 0.91506 | 0.18301 | 0.18301 | 0.18301 | 31.4444 | 6.3419 | 6.3236 | 6.5689 | 28.51% | 35.2938 | 1212.8134 | 4.369% | 36.7611 | 1319.4794
2 | 2 | 8 | 116.5667 | 117.36 | 116.9567 | 118.7733 | 29.97% | 33.3986 | 6.6797 | 6.6797 | 6.6797 | 3893.1629 | 783.9318 | 781.2377 | 793.3725 | 17.15% | 21.2277 | 2474.4402 | 2.352% | 19.7926 | 2350.8334
2 | 2 | 9 | 36.5867 | 36.8433 | 36.7433 | 41.77 | 43.59% | 48.5789 | 9.7158 | 9.7158 | 9.7158 | 1777.3391 | 357.9615 | 356.99 | 405.8279 | 6.668% | 8.2557 | 302.0483 | 1.694% | 14.2501 | 595.2263
2 | 2 | 10 | 33.5833 | 33.8533 | 33.72 | 38.9767 | 42.75% | 47.6422 | 9.5284 | 9.5284 | 9.5284 | 1599.9837 | 322.5694 | 321.299 | 371.3868 | 5.28% | 6.5368 | 219.5281 | 1.625% | 13.675 | 533.006
2 | 2 | 11 | 46.54 | 47.0333 | 46.7033 | 47.8933 | 37.43% | 41.7082 | 8.3416 | 8.3416 | 8.3416 | 1941.1013 | 392.3355 | 389.5827 | 399.5093 | 4.719% | 5.8427 | 271.9187 | 1.605% | 13.5036 | 646.7319
2 | 2 | 12 | 39.0367 | 39.4 | 39.1933 | 43.17 | 29.26% | 32.6065 | 6.5213 | 6.5213 | 6.5213 | 1272.8488 | 256.9392 | 255.5914 | 281.5245 | 4.606% | 5.7019 | 222.585 | 1.103% | 9.2851 | 400.8368
2 | 2 | 13 | 41.7233 | 42.12 | 41.9267 | 56.88 | 28.39% | 31.6408 | 6.3282 | 6.3282 | 6.3282 | 1320.1586 | 266.5419 | 265.3184 | 359.9454 | 5.085% | 6.2958 | 262.6814 | 0.5383% | 4.5296 | 257.6451
2 | 2 | 14 | 45.22 | 45.6667 | 45.4167 | 48.8167 | 25.87% | 28.8252 | 5.765 | 5.765 | 5.765 | 1303.4743 | 263.2699 | 261.8286 | 281.4298 | 4.971% | 6.1538 | 278.2746 | 0.4775% | 4.0181 | 196.1516
2 | 2 | 15 | 35.2233 | 35.5333 | 35.3967 | 44.79 | 12.98% | 14.4599 | 2.892 | 2.892 | 2.892 | 509.3242 | 102.7614 | 102.3661 | 129.5314 | 3.998% | 4.9493 | 174.3324 | 0.3589% | 3.0196 | 135.2495
2 | 2 | 16 | 38.11 | 38.4433 | 38.3067 | 44.02 | 2.926% | 3.2605 | 0.65209 | 0.65209 | 0.65209 | 124.2563 | 25.0686 | 24.9795 | 28.7051 | 3.671% | 4.545 | 173.209 | 0.3555% | 2.9913 | 131.6751
2 | 2 | 17 | 48.62 | 49.0033 | 50.3033 | 60.9033 | 0% | 0 | 0 | 0 | 0 | 0 | 0 | 0 | 0 | 6.491% | 8.0367 | 390.7441 | 0.3385% | 2.8482 | 173.4632
2 | 2 | 18 | 43.18 | 44.25 | 55.5167 | 61.45 | 0% | 0 | 0 | 0 | 0 | 0 | 0 | 0 | 0 | 6.199% | 7.6752 | 331.4162 | 2.59% | 21.7897 | 1338.9801
2 | 2 | 19 | 81.2433 | 82.0967 | 84.64 | 85.9567 | 0% | 0 | 0 | 0 | 0 | 0 | 0 | 0 | 0 | 4.951% | 6.13 | 498.0192 | 9.174% | 77.1962 | 6635.5262
2 | 2 | 20 | 44.3067 | 44.9267 | 47.3733 | 49.78 | 0% | 0 | 0 | 0 | 0 | 0 | 0 | 0 | 0 | 3.916% | 4.8482 | 214.8095 | 34.13% | 287.21 | 14297.3118
2 | 2 | 21 | 36.15 | 36.5 | 36.36 | 39.4467 | 0% | 0 | 0 | 0 | 0 | 0 | 0 | 0 | 0 | 4.168% | 5.1599 | 186.5314 | 73.95% | 622.2687 | 24546.4253
2 | 2 | 22 | 37.6233 | 37.99 | 37.8933 | 45.87 | 0% | 0 | 0 | 0 | 0 | 0 | 0 | 0 | 0 | 6.233% | 7.7162 | 290.3099 | 86.4% | 727.0423 | 33349.4289
2 | 2 | 23 | 33.4533 | 34.0933 | 39.08 | 56.2367 | 0% | 0 | 0 | 0 | 0 | 0 | 0 | 0 | 0 | 13.28% | 16.4354 | 549.8201 | 91.72% | 771.7617 | 43401.3028
2 | 3 | 0 | 38.6933 | 39.01 | 38.8467 | 41.5367 | 0% | 0 | 0 | 0 | 0 | 0 | 0 | 0 | 0 | 16.04% | 19.8608 | 768.4821 | 94.22% | 792.8004 | 32930.2854
2 | 3 | 1 | 37.9333 | 38.1533 | 38.09 | 38.38 | 0% | 0 | 0 | 0 | 0 | 0 | 0 | 0 | 0 | 19.11% | 23.6619 | 897.5761 | 94.47% | 794.9464 | 30510.042
2 | 3 | 2 | 33.4167 | 33.63 | 33.58 | 33.8367 | 0% | 0 | 0 | 0 | 0 | 0 | 0 | 0 | 0 | 17.5% | 21.6649 | 723.97 | 93.71% | 788.5295 | 26681.2092
2 | 3 | 3 | 31.8333 | 32.0667 | 31.9667 | 31.4367 | 0% | 0 | 0 | 0 | 0 | 0 | 0 | 0 | 0 | 19.52% | 24.1666 | 769.3031 | 92.99% | 782.4663 | 24598.1336
2 | 3 | 4 | 25.6833 | 25.83 | 25.8067 | 24.5533 | 0% | 0 | 0 | 0 | 0 | 0 | 0 | 0 | 0 | 19.26% | 23.8388 | 612.2603 | 94.33% | 793.7717 | 19489.7419
2 | 3 | 5 | 28.64 | 28.8467 | 28.7533 | 28.9467 | 0% | 0 | 0 | 0 | 0 | 0 | 0 | 0 | 0 | 19.5% | 24.147 | 691.5703 | 96.55% | 812.4172 | 23516.7697
2 | 3 | 6 | 30.8067 | 31.0233 | 30.9467 | 31.1833 | 0% | 0 | 0 | 0 | 0 | 0 | 0 | 0 | 0 | 20.92% | 25.9026 | 797.974 | 98.19% | 826.2311 | 25764.6386
2 | 3 | 7 | 39.1733 | 39.5367 | 39.2467 | 42.64 | 1.316% | 1.4662 | 0.29324 | 0.29324 | 0.29324 | 57.4355 | 11.5936 | 11.5086 | 12.5037 | 22.94% | 28.4009 | 1112.5566 | 98.1% | 825.4838 | 35198.6302
2 | 3 | 8 | 30.83 | 31.0633 | 30.9633 | 69.82 | 3.123% | 3.4804 | 0.69608 | 0.69608 | 0.69608 | 107.3015 | 21.6227 | 21.5531 | 48.6006 | 17.69% | 21.9072 | 675.3995 | 98.44% | 828.2974 | 57831.7241
2 | 3 | 9 | 32.8733 | 33.0767 | 33.0433 | 74.3567 | 6.02% | 6.7088 | 1.3418 | 1.3418 | 1.3418 | 220.5393 | 44.3807 | 44.3359 | 99.7682 | 12.4% | 15.353 | 504.7052 | 97.05% | 816.6302 | 60721.8989
2 | 3 | 10 | 32.5467 | 32.7233 | 32.6933 | 58.84 | 9.02% | 10.0514 | 2.0103 | 2.0103 | 2.0103 | 327.1395 | 65.7831 | 65.7227 | 118.2849 | 12.73% | 15.7546 | 512.7601 | 95.18% | 800.8815 | 47123.8676
2 | 3 | 11 | 28.7667 | 28.97 | 28.8633 | 31.2467 | 7.029% | 7.8333 | 1.5667 | 1.5667 | 1.5667 | 225.3371 | 45.386 | 45.2189 | 48.9527 | 14.82% | 18.3458 | 527.7473 | 90.81% | 764.1252 | 23876.3654
2 | 3 | 12 | 25.1167 | 25.2567 | 25.2667 | 28.7767 | 9.85% | 10.977 | 2.1954 | 2.1954 | 2.1954 | 275.7046 | 55.4483 | 55.4702 | 63.176 | 21.52% | 26.6392 | 669.0885 | 86.76% | 730.0538 | 21008.5148
2 | 3 | 13 | 21.5267 | 21.66 | 21.7033 | 25.3733 | 15.62% | 17.4058 | 3.4812 | 3.4812 | 3.4812 | 374.6894 | 75.402 | 75.5529 | 88.3288 | 25.85% | 32.0027 | 688.9117 | 82.69% | 695.8145 | 17655.1335
2 | 3 | 14 | 22.3367 | 22.48 | 22.5433 | 26.1533 | 24.86% | 27.7013 | 5.5403 | 5.5403 | 5.5403 | 618.7542 | 124.5449 | 124.8958 | 144.8962 | 29.55% | 36.5865 | 817.22 | 77.33% | 650.7315 | 17018.7988
2 | 3 | 15 | 20.0733 | 20.1933 | 20.22 | 20.4333 | 24.23% | 27.0049 | 5.401 | 5.401 | 5.401 | 542.0793 | 109.064 | 109.208 | 110.3602 | 31.02% | 38.4066 | 770.9484 | 77.2% | 649.5979 | 13273.4503
2 | 3 | 16 | 23.9633 | 24.0933 | 24.1133 | 25.81 | 9.629% | 10.7298 | 2.146 | 2.146 | 2.146 | 257.1221 | 51.7034 | 51.7463 | 55.3873 | 30.36% | 37.5885 | 900.7463 | 75.92% | 638.8408 | 16488.4812
2 | 3 | 17 | 31.5033 | 31.6533 | 31.6833 | 34.6867 | 0.07873% | 0.087737 | 0.017547 | 0.017547 | 0.017547 | 2.764 | 0.55543 | 0.55596 | 0.60866 | 36.75% | 45.4933 | 1433.1896 | 71.92% | 605.182 | 20991.7477
2 | 3 | 18 | 27.9367 | 28.07 | 28.08 | 30.5267 | 0% | 0 | 0 | 0 | 0 | 0 | 0 | 0 | 0 | 41.99% | 51.9885 | 1452.3867 | 68.93% | 579.9793 | 17704.8344
2 | 3 | 19 | 24.8833 | 25.0133 | 25.05 | 29.7933 | 0% | 0 | 0 | 0 | 0 | 0 | 0 | 0 | 0 | 37.17% | 46.0221 | 1145.1829 | 66.31% | 558.0069 | 16624.8845
2 | 3 | 20 | 22.97 | 23.0967 | 23.13 | 28.4 | 0% | 0 | 0 | 0 | 0 | 0 | 0 | 0 | 0 | 31.6% | 39.1248 | 898.6955 | 54.69% | 460.1783 | 13069.0638
2 | 3 | 21 | 21.4733 | 21.6 | 21.6033 | 21.9133 | 0% | 0 | 0 | 0 | 0 | 0 | 0 | 0 | 0 | 32.26% | 39.9419 | 857.6851 | 48.78% | 410.4247 | 8993.7726
2 | 3 | 22 | 22.2133 | 22.38 | 22.3467 | 22.5633 | 0% | 0 | 0 | 0 | 0 | 0 | 0 | 0 | 0 | 31.85% | 39.4276 | 875.8187 | 39.83% | 335.1357 | 7561.7786
2 | 3 | 23 | 21.2467 | 21.4333 | 21.3533 | 21.4767 | 0% | 0 | 0 | 0 | 0 | 0 | 0 | 0 | 0 | 32.99% | 40.8462 | 867.8458 | 37.68% | 317.0485 | 6809.1457
2 | 4 | 0 | 26.3133 | 26.6733 | 26.42 | 26.4533 | 0% | 0 | 0 | 0 | 0 | 0 | 0 | 0 | 0 | 33.25% | 41.1608 | 1083.0772 | 38.37% | 322.907 | 8541.9658
2 | 4 | 1 | 35.45 | 35.9633 | 35.6 | 35.6333 | 0% | 0 | 0 | 0 | 0 | 0 | 0 | 0 | 0 | 27.29% | 33.7846 | 1197.6645 | 35.18% | 296.0112 | 10547.8674
2 | 4 | 2 | 34.1633 | 34.6567 | 34.3067 | 34.3367 | 0% | 0 | 0 | 0 | 0 | 0 | 0 | 0 | 0 | 23.97% | 29.6723 | 1013.705 | 37% | 311.3782 | 10691.6908
2 | 4 | 3 | 26.2767 | 26.5967 | 26.3733 | 26.4167 | 0% | 0 | 0 | 0 | 0 | 0 | 0 | 0 | 0 | 20.52% | 25.4038 | 667.5278 | 40.5% | 340.8252 | 9003.4663
2 | 4 | 4 | 18.6067 | 18.79 | 18.6633 | 18.7067 | 0% | 0 | 0 | 0 | 0 | 0 | 0 | 0 | 0 | 17.16% | 21.2441 | 395.2821 | 40.89% | 344.0727 | 6436.4531
2 | 4 | 5 | 22.0433 | 22.2367 | 22.1233 | 22.1967 | 0% | 0 | 0 | 0 | 0 | 0 | 0 | 0 | 0 | 16.1% | 19.9332 | 439.3941 | 46.48% | 391.0707 | 8680.4653
2 | 4 | 6 | 20.1333 | 20.26 | 20.2267 | 20.37 | 0% | 0 | 0 | 0 | 0 | 0 | 0 | 0 | 0 | 15.09% | 18.6765 | 376.0198 | 50.82% | 427.6048 | 8710.3106
2 | 4 | 7 | 21.87 | 21.9967 | 22.0067 | 22.2067 | 2.155% | 2.401 | 0.4802 | 0.4802 | 0.4802 | 52.5102 | 10.5629 | 10.5677 | 10.6637 | 13.55% | 16.7749 | 366.8667 | 51.03% | 429.3943 | 9535.4157
2 | 4 | 8 | 20.9567 | 21.1 | 21.12 | 21.3367 | 16.34% | 18.2115 | 3.6423 | 3.6423 | 3.6423 | 381.6527 | 76.8526 | 76.9255 | 77.7146 | 14.08% | 17.4265 | 365.2011 | 47.75% | 401.8018 | 8573.1102
2 | 4 | 9 | 26.9133 | 27.0867 | 27.1333 | 27.4033 | 30.56% | 34.0541 | 6.8108 | 6.8108 | 6.8108 | 916.5106 | 184.4827 | 184.8005 | 186.6394 | 15.2% | 18.82 | 506.5081 | 42.78% | 360.0136 | 9865.5728
2 | 4 | 10 | 24.7333 | 24.8967 | 24.93 | 32.1333 | 38.93% | 43.3882 | 8.6776 | 8.6776 | 8.6776 | 1073.135 | 216.0443 | 216.3336 | 278.8415 | 16.48% | 20.4025 | 504.6223 | 36.94% | 310.8574 | 9988.885
2 | 4 | 11 | 22.4067 | 22.5633 | 22.5933 | 26.1333 | 38.24% | 42.6177 | 8.5235 | 8.5235 | 8.5235 | 954.9213 | 192.3196 | 192.5753 | 222.7487 | 16.65% | 20.6128 | 461.8641 | 36.81% | 309.7636 | 8095.1548
2 | 4 | 12 | 20.08 | 20.23 | 20.2433 | 23.09 | 27.05% | 30.1468 | 6.0294 | 6.0294 | 6.0294 | 605.3474 | 121.9739 | 122.0543 | 139.2178 | 18.47% | 22.8662 | 459.1526 | 36.3% | 305.4606 | 7053.0852
2 | 4 | 13 | 23.1767 | 23.3633 | 23.3433 | 25.9033 | 10.35% | 11.5324 | 2.3065 | 2.3065 | 2.3065 | 267.283 | 53.8871 | 53.841 | 59.7456 | 19.97% | 24.7245 | 573.0321 | 36.18% | 304.4616 | 7886.5707
2 | 4 | 14 | 25.4633 | 25.6667 | 25.6767 | 28.4633 | 4.936% | 5.5008 | 1.1002 | 1.1002 | 1.1002 | 140.0696 | 28.2376 | 28.2486 | 31.3144 | 21.54% | 26.6647 | 678.9733 | 36.96% | 311.001 | 8852.1263
2 | 4 | 15 | 23.4233 | 23.5833 | 23.6367 | 28.2033 | 1.877% | 2.0915 | 0.41829 | 0.41829 | 0.41829 | 48.9891 | 9.8648 | 9.8871 | 11.7973 | 22.17% | 27.4474 | 642.91 | 43.93% | 369.6106 | 10424.2496
2 | 4 | 16 | 25.4133 | 25.5767 | 25.6233 | 30.0233 | 0.4114% | 0.45845 | 0.091691 | 0.091691 | 0.091691 | 11.6509 | 2.3451 | 2.3494 | 2.7529 | 24.67% | 30.5456 | 776.2654 | 54.09% | 455.1557 | 13665.292
2 | 4 | 17 | 27.8133 | 27.98 | 27.9867 | 31.1933 | 0% | 0 | 0 | 0 | 0 | 0 | 0 | 0 | 0 | 27.29% | 33.7845 | 939.6589 | 70.8% | 595.7919 | 18584.7352
2 | 4 | 18 | 29.52 | 29.72 | 29.7333 | 58.1467 | 0% | 0 | 0 | 0 | 0 | 0 | 0 | 0 | 0 | 30.49% | 37.7526 | 1114.4581 | 87.21% | 733.8171 | 42669.0179
2 | 4 | 19 | 20.3367 | 20.47 | 20.4567 | 27.1 | 0% | 0 | 0 | 0 | 0 | 0 | 0 | 0 | 0 | 33.52% | 41.4936 | 843.8409 | 95.59% | 804.3705 | 21798.441
2 | 4 | 20 | 20.3667 | 20.5033 | 20.5 | 28.1867 | 0% | 0 | 0 | 0 | 0 | 0 | 0 | 0 | 0 | 35.97% | 44.531 | 906.9487 | 97.66% | 821.7971 | 23163.7204
2 | 4 | 21 | 18.0433 | 18.1667 | 18.19 | 21.8 | 0% | 0 | 0 | 0 | 0 | 0 | 0 | 0 | 0 | 33.81% | 41.8574 | 755.2467 | 97.74% | 822.4039 | 17928.4057
2 | 4 | 22 | 18.89 | 19.0133 | 19.0133 | 19.8267 | 0% | 0 | 0 | 0 | 0 | 0 | 0 | 0 | 0 | 34.63% | 42.869 | 809.796 | 97.86% | 823.4643 | 16326.5513
2 | 4 | 23 | 19.1533 | 19.2733 | 19.2367 | 19.3933 | 0% | 0 | 0 | 0 | 0 | 0 | 0 | 0 | 0 | 35.18% | 43.5519 | 834.164 | 96.9% | 815.3552 | 15812.4543
2 | 5 | 0 | 20.5067 | 20.65 | 20.5633 | 20.68 | 0% | 0 | 0 | 0 | 0 | 0 | 0 | 0 | 0 | 31.78% | 39.3464 | 806.8628 | 96.22% | 809.6366 | 16743.2842
2 | 5 | 1 | 24.71 | 24.9333 | 24.76 | 24.8433 | 0% | 0 | 0 | 0 | 0 | 0 | 0 | 0 | 0 | 32.26% | 39.9333 | 986.7523 | 93.52% | 786.8951 | 19549.0962
2 | 5 | 2 | 24.4667 | 24.7067 | 24.5033 | 24.5667 | 0% | 0 | 0 | 0 | 0 | 0 | 0 | 0 | 0 | 37.6% | 46.553 | 1138.9961 | 89.64% | 754.318 | 18531.0797
2 | 5 | 3 | 22.0867 | 22.2967 | 22.12 | 22.1767 | 0% | 0 | 0 | 0 | 0 | 0 | 0 | 0 | 0 | 33.54% | 41.5184 | 917.0026 | 87.14% | 733.2753 | 16261.6029
2 | 5 | 4 | 12.48 | 12.56 | 12.5333 | 12.6133 | 0% | 0 | 0 | 0 | 0 | 0 | 0 | 0 | 0 | 33.98% | 42.0712 | 525.0489 | 84.11% | 707.7321 | 8926.8606
2 | 5 | 5 | 17.6667 | 17.79 | 17.7533 | 17.8667 | 0% | 0 | 0 | 0 | 0 | 0 | 0 | 0 | 0 | 33.23% | 41.1353 | 726.7229 | 83.02% | 698.5782 | 12481.2638
2 | 5 | 6 | 24.5633 | 24.7933 | 24.7 | 24.8433 | 0% | 0 | 0 | 0 | 0 | 0 | 0 | 0 | 0 | 36.04% | 44.6176 | 1095.9563 | 83.2% | 700.1164 | 17393.224
2 | 5 | 7 | 24.1167 | 24.32 | 24.2867 | 25.8933 | 2.381% | 2.6537 | 0.53074 | 0.53074 | 0.53074 | 63.9989 | 12.9077 | 12.89 | 13.7427 | 34.92% | 43.2284 | 1042.5257 | 82.76% | 696.4177 | 18032.5765
2 | 5 | 8 | 23.5033 | 23.73 | 24.7067 | 25.9167 | 13.14% | 14.6446 | 2.9289 | 2.9289 | 2.9289 | 344.1968 | 69.5032 | 72.3638 | 75.9078 | 25.4% | 31.4427 | 739.0076 | 79.93% | 672.5507 | 17430.2728
2 | 5 | 9 | 22.5767 | 22.9067 | 25.8467 | 28.5833 | 26.82% | 29.8873 | 5.9775 | 5.9775 | 5.9775 | 674.7551 | 136.9236 | 154.4973 | 170.8556 | 23.35% | 28.908 | 652.6454 | 77.49% | 652.0526 | 18637.8354
2 | 5 | 10 | 21.5867 | 21.71 | 21.76 | 25.22 | 33.82% | 37.6859 | 7.5372 | 7.5372 | 7.5372 | 813.514 | 163.6324 | 164.0092 | 190.0879 | 24.83% | 30.7438 | 663.6552 | 79.49% | 668.9119 | 16869.9587
2 | 5 | 11 | 20.1167 | 20.2367 | 20.29 | 23.9533 | 21.77% | 24.2567 | 4.8513 | 4.8513 | 4.8513 | 487.9638 | 98.1749 | 98.4337 | 116.2057 | 28.83% | 35.6889 | 717.9416 | 79.03% | 664.9891 | 15928.7047
2 | 5 | 12 | 16.6833 | 16.78 | 16.8233 | 20.13 | 13.88% | 15.4657 | 3.0931 | 3.0931 | 3.0931 | 258.02 | 51.903 | 52.037 | 62.265 | 32.76% | 40.5629 | 676.7249 | 76.36% | 642.5021 | 12933.5664
2 | 5 | 13 | 16.1733 | 16.2733 | 16.3333 | 20.3733 | 9.553% | 10.6458 | 2.1292 | 2.1292 | 2.1292 | 172.1778 | 34.6485 | 34.7762 | 43.378 | 33.68% | 41.6953 | 674.3519 | 79.16% | 666.0842 | 13570.3551
2 | 5 | 14 | 16.2733 | 16.3867 | 16.4433 | 20.3667 | 10.65% | 11.8667 | 2.3733 | 2.3733 | 2.3733 | 193.1104 | 38.8911 | 39.0256 | 48.3369 | 36.24% | 44.8622 | 730.0569 | 84.29% | 709.2952 | 14445.9786
2 | 5 | 15 | 19.38 | 19.53 | 19.57 | 22.9133 | 9.681% | 10.7885 | 2.1577 | 2.1577 | 2.1577 | 209.0813 | 42.1399 | 42.2262 | 49.4401 | 37.83% | 46.8371 | 907.7037 | 86.73% | 729.7645 | 16721.3383
2 | 5 | 16 | 24.8867 | 25.05 | 25.0833 | 27.19 | 4.717% | 5.2562 | 1.0512 | 1.0512 | 1.0512 | 130.8084 | 26.3334 | 26.3684 | 28.583 | 29.56% | 36.6022 | 910.9065 | 87.42% | 735.6137 | 20001.3363
2 | 5 | 17 | 60.3833 | 60.6633 | 60.6267 | 61.2133 | 0.3221% | 0.35898 | 0.071796 | 0.071796 | 0.071796 | 21.6763 | 4.3554 | 4.3527 | 4.3949 | 26.9% | 33.301 | 2010.8274 | 88.07% | 741.109 | 45365.7511
2 | 5 | 18 | 33.63 | 33.8133 | 33.8033 | 34.15 | 0% | 0 | 0 | 0 | 0 | 0 | 0 | 0 | 0 | 24.27% | 30.0418 | 1010.3042 | 87.88% | 739.4805 | 25253.2578
2 | 5 | 19 | 25.2933 | 25.45 | 25.4567 | 38.8133 | 0% | 0 | 0 | 0 | 0 | 0 | 0 | 0 | 0 | 18.17% | 22.4969 | 569.0213 | 86.27% | 725.951 | 28176.5771
2 | 5 | 20 | 25.2367 | 25.3833 | 25.3867 | 36.8333 | 0% | 0 | 0 | 0 | 0 | 0 | 0 | 0 | 0 | 19.75% | 24.4531 | 617.1154 | 80.71% | 679.1302 | 25014.6295
2 | 5 | 21 | 21.8933 | 22.0267 | 22.0433 | 38.7033 | 0% | 0 | 0 | 0 | 0 | 0 | 0 | 0 | 0 | 21.96% | 27.1896 | 595.2708 | 75.44% | 634.8313 | 24570.0879
2 | 5 | 22 | 20.5 | 20.6167 | 20.63 | 23.7067 | 0% | 0 | 0 | 0 | 0 | 0 | 0 | 0 | 0 | 25.87% | 32.0228 | 656.4682 | 69.17% | 582.0199 | 13797.7526
2 | 5 | 23 | 20.09 | 20.1867 | 20.2067 | 20.4 | 0% | 0 | 0 | 0 | 0 | 0 | 0 | 0 | 0 | 33.67% | 41.6842 | 837.4356 | 61.92% | 521.0642 | 10629.7106
2 | 6 | 0 | 21.5533 | 21.6433 | 21.65 | 21.8333 | 0% | 0 | 0 | 0 | 0 | 0 | 0 | 0 | 0 | 41.6% | 51.5062 | 1110.13 | 52.59% | 442.5143 | 9661.562
2 | 6 | 1 | 21.07 | 21.15 | 21.1533 | 21.32 | 0% | 0 | 0 | 0 | 0 | 0 | 0 | 0 | 0 | 45.65% | 56.5166 | 1190.8045 | 43.76% | 368.2215 | 7850.4817
2 | 6 | 2 | 21.2367 | 21.3033 | 21.3 | 21.46 | 0% | 0 | 0 | 0 | 0 | 0 | 0 | 0 | 0 | 52.25% | 64.6858 | 1373.7117 | 36.29% | 305.3963 | 6553.8043
2 | 6 | 3 | 22.6633 | 22.73 | 22.7233 | 22.89 | 0% | 0 | 0 | 0 | 0 | 0 | 0 | 0 | 0 | 54.94% | 68.0227 | 1541.6219 | 32.43% | 272.8443 | 6245.4071
2 | 6 | 4 | 22.9767 | 23.0567 | 23.06 | 23.24 | 0% | 0 | 0 | 0 | 0 | 0 | 0 | 0 | 0 | 58.45% | 72.3697 | 1662.8149 | 28.73% | 241.7766 | 5618.8884
2 | 6 | 5 | 22.8367 | 22.9367 | 22.9167 | 23.09 | 0% | 0 | 0 | 0 | 0 | 0 | 0 | 0 | 0 | 61% | 75.5234 | 1724.7031 | 25.45% | 214.1297 | 4944.2552
2 | 6 | 6 | 24.35 | 24.4667 | 24.4467 | 25.1067 | 0% | 0 | 0 | 0 | 0 | 0 | 0 | 0 | 0 | 61.79% | 76.5008 | 1862.7951 | 23.2% | 195.2211 | 4901.3499
2 | 6 | 7 | 22.4033 | 22.52 | 22.51 | 27.98 | 4.243% | 4.7279 | 0.94558 | 0.94558 | 0.94558 | 105.9205 | 21.2944 | 21.285 | 26.4573 | 61.61% | 76.278 | 1708.882 | 20.5% | 172.4603 | 4825.4398
2 | 6 | 8 | 22.69 | 22.8167 | 22.82 | 26.96 | 21.2% | 23.6265 | 4.7253 | 4.7253 | 4.7253 | 536.0846 | 107.8155 | 107.8312 | 127.3939 | 37.2% | 46.0502 | 1044.8795 | 19.41% | 163.3416 | 4403.6892
2 | 6 | 9 | 24.6867 | 24.8267 | 24.8367 | 30.44 | 32.49% | 36.2062 | 7.2412 | 7.2412 | 7.2412 | 893.8095 | 179.7757 | 179.8481 | 220.4231 | 13.51% | 16.7209 | 412.7838 | 18.51% | 155.7295 | 4740.4072
2 | 6 | 10 | 25.42 | 25.5733 | 25.59 | 28.5867 | 39.34% | 43.8362 | 8.7672 | 8.7672 | 8.7672 | 1114.3151 | 224.2073 | 224.3535 | 250.6259 | 10.39% | 12.8598 | 326.895 | 18.13% | 152.5587 | 4361.1455
2 | 6 | 11 | 24.7867 | 24.9333 | 24.9533 | 26.7833 | 38.6% | 43.0193 | 8.6039 | 8.6039 | 8.6039 | 1066.3061 | 214.5231 | 214.6952 | 230.4403 | 10.37% | 12.8438 | 318.356 | 16.69% | 140.4275 | 3761.116
2 | 6 | 12 | 23.8067 | 23.9367 | 23.9633 | 25.9133 | 35.93% | 40.0406 | 8.0081 | 8.0081 | 8.0081 | 953.2338 | 191.6878 | 191.9014 | 207.5172 | 9.308% | 11.5244 | 274.3569 | 15.64% | 131.6285 | 3410.933
2 | 6 | 13 | 24 | 24.14 | 24.1667 | 28.6633 | 30.81% | 34.3384 | 6.8677 | 6.8677 | 6.8677 | 824.1208 | 165.7856 | 165.9688 | 196.8504 | 7.59% | 9.3968 | 225.5236 | 16.32% | 137.3209 | 3936.0752
2 | 6 | 14 | 23.9367 | 24.08 | 24.1167 | 28.0767 | 30.02% | 33.4486 | 6.6897 | 6.6897 | 6.6897 | 800.649 | 161.0887 | 161.3339 | 187.8253 | 7.136% | 8.8347 | 211.4742 | 16.27% | 136.9366 | 3844.7245
2 | 6 | 15 | 25.2933 | 25.44 | 25.47 | 31.2267 | 24.44% | 27.2298 | 5.446 | 5.446 | 5.446 | 688.7336 | 138.5455 | 138.7088 | 170.0595 | 6.979% | 8.6398 | 218.5302 | 15.64% | 131.6193 | 4110.031
2 | 6 | 16 | 26.5467 | 26.7 | 26.72 | 32.74 | 9.439% | 10.5191 | 2.1038 | 2.1038 | 2.1038 | 279.2476 | 56.1721 | 56.2142 | 68.8792 | 8.972% | 11.1076 | 294.8702 | 14.72% | 123.8607 | 4055.2007
2 | 6 | 17 | 45.1633 | 45.42 | 45.4533 | 50.7733 | 0.3632% | 0.4047 | 0.08094 | 0.08094 | 0.08094 | 18.2776 | 3.6763 | 3.679 | 4.1096 | 16.17% | 20.0237 | 904.3389 | 15.94% | 134.1496 | 6811.2238
2 | 6 | 18 | 41.7933 | 42.0367 | 41.9933 | 44.1233 | 0% | 0 | 0 | 0 | 0 | 0 | 0 | 0 | 0 | 25.13% | 31.1063 | 1300.038 | 17.71% | 148.9822 | 6573.5902
2 | 6 | 19 | 69.7 | 70.0867 | 70.0233 | 91.7133 | 0% | 0 | 0 | 0 | 0 | 0 | 0 | 0 | 0 | 36.73% | 45.4701 | 3169.2629 | 19.04% | 160.2238 | 14694.6597
2 | 6 | 20 | 36.7267 | 36.9367 | 36.9133 | 40.2633 | 0% | 0 | 0 | 0 | 0 | 0 | 0 | 0 | 0 | 46.76% | 57.8883 | 2126.0449 | 18.91% | 159.1427 | 6407.6158
2 | 6 | 21 | 26.4433 | 26.6067 | 26.6133 | 30.5467 | 0% | 0 | 0 | 0 | 0 | 0 | 0 | 0 | 0 | 54.67% | 67.6863 | 1789.8526 | 17.27% | 145.315 | 4438.8889
2 | 6 | 22 | 26.38 | 26.53 | 26.54 | 28.1467 | 0% | 0 | 0 | 0 | 0 | 0 | 0 | 0 | 0 | 59.27% | 73.3774 | 1935.6949 | 13.08% | 110.099 | 3098.9196
2 | 6 | 23 | 26.0167 | 26.1467 | 26.1633 | 26.4567 | 0% | 0 | 0 | 0 | 0 | 0 | 0 | 0 | 0 | 65.3% | 80.84 | 2103.1874 | 8.354% | 70.2938 | 1859.7405
2 | 7 | 0 | 24.0333 | 24.15 | 24.1667 | 24.3733 | 0% | 0 | 0 | 0 | 0 | 0 | 0 | 0 | 0 | 71.09% | 88.0105 | 2115.1866 | 5.089% | 42.8243 | 1043.7705
2 | 7 | 1 | 23.71 | 23.81 | 23.83 | 24.0267 | 0% | 0 | 0 | 0 | 0 | 0 | 0 | 0 | 0 | 76.05% | 94.1515 | 2232.3313 | 3.746% | 31.518 | 757.2727
2 | 7 | 2 | 23.3267 | 23.4233 | 23.44 | 23.6333 | 0% | 0 | 0 | 0 | 0 | 0 | 0 | 0 | 0 | 78.51% | 97.2013 | 2267.3812 | 3.45% | 29.0297 | 686.0686
2 | 7 | 3 | 23.7133 | 23.81 | 23.84 | 24.03 | 0% | 0 | 0 | 0 | 0 | 0 | 0 | 0 | 0 | 79.29% | 98.1631 | 2327.7754 | 3.706% | 31.1825 | 749.3148
2 | 7 | 4 | 22.9433 | 23.0367 | 23.06 | 23.2433 | 0% | 0 | 0 | 0 | 0 | 0 | 0 | 0 | 0 | 84.99% | 105.2279 | 2414.278 | 4.956% | 41.6987 | 969.2163
2 | 7 | 5 | 25.5433 | 25.6533 | 25.67 | 25.8667 | 0% | 0 | 0 | 0 | 0 | 0 | 0 | 0 | 0 | 88.52% | 109.5868 | 2799.2112 | 6.073% | 51.1002 | 1321.7923
2 | 7 | 6 | 31.92 | 32.0767 | 32.1033 | 33.88 | 0% | 0 | 0 | 0 | 0 | 0 | 0 | 0 | 0 | 86.84% | 107.5182 | 3431.9795 | 7.544% | 63.4805 | 2150.7205
2 | 7 | 7 | 37.17 | 37.3767 | 37.4367 | 43.9667 | 5.522% | 6.1539 | 1.2308 | 1.2308 | 1.2308 | 228.7411 | 46.0026 | 46.0764 | 54.1134 | 88.13% | 109.1084 | 4055.5583 | 10.75% | 90.4706 | 3977.6912
2 | 7 | 8 | 25.04 | 25.2033 | 25.25 | 28.2867 | 27.48% | 30.6207 | 6.1241 | 6.1241 | 6.1241 | 766.7419 | 154.3487 | 154.6344 | 173.2314 | 88.12% | 109.0993 | 2731.8468 | 16.12% | 135.6538 | 3837.1931
2 | 7 | 9 | 25.85 | 26.02 | 26.0733 | 30.11 | 42.58% | 47.4507 | 9.4901 | 9.4901 | 9.4901 | 1226.5995 | 246.9332 | 247.4394 | 285.7479 | 87.99% | 108.9307 | 2815.8589 | 26.81% | 225.579 | 6792.1834
2 | 7 | 10 | 26.2033 | 26.37 | 26.4167 | 29.5733 | 45.32% | 50.5066 | 10.1013 | 10.1013 | 10.1013 | 1323.4415 | 266.3719 | 266.8432 | 298.7298 | 92.21% | 114.1556 | 2991.258 | 40.09% | 337.3747 | 9977.2959
2 | 7 | 11 | 26.4133 | 26.5767 | 26.6233 | 28.3133 | 39.9% | 44.4583 | 8.8917 | 8.8917 | 8.8917 | 1174.2931 | 236.3109 | 236.7259 | 251.7528 | 94.91% | 117.4994 | 3103.5521 | 55.96% | 470.9175 | 13333.245
2 | 7 | 12 | 27.7933 | 27.95 | 27.9933 | 28.5833 | 37.85% | 42.1778 | 8.4356 | 8.4356 | 8.4356 | 1172.262 | 235.774 | 236.1395 | 241.1165 | 97.44% | 120.6356 | 3352.8654 | 72.06% | 606.3357 | 17331.0948
2 | 7 | 13 | 29.22 | 29.3833 | 29.42 | 29.8467 | 42.24% | 47.0731 | 9.4146 | 9.4146 | 9.4146 | 1375.4772 | 276.6332 | 276.9784 | 280.9953 | 99.01% | 122.5841 | 3581.9064 | 79.99% | 673.0937 | 20089.6038
2 | 7 | 14 | 27.55 | 27.71 | 27.7567 | 30.8667 | 43.08% | 48.0104 | 9.6021 | 9.6021 | 9.6021 | 1322.6877 | 266.0739 | 266.522 | 296.3845 | 98.36% | 121.7726 | 3354.8346 | 88.15% | 741.7297 | 22894.7219
2 | 7 | 15 | 25.03 | 25.1933 | 25.2433 | 29.0033 | 34.83% | 38.816 | 7.7632 | 7.7632 | 7.7632 | 971.565 | 195.581 | 195.9691 | 225.1588 | 96.56% | 119.5458 | 2992.2311 | 94.32% | 793.688 | 23019.5981
2 | 7 | 16 | 28.2 | 28.3667 | 28.4133 | 33.4733 | 25.1% | 27.9676 | 5.5935 | 5.5935 | 5.5935 | 788.6857 | 158.6694 | 158.9304 | 187.2336 | 94.02% | 116.4026 | 3282.5546 | 96.04% | 808.1041 | 27049.9386
2 | 7 | 17 | 25.9233 | 26.09 | 26.1133 | 30.97 | 1.963% | 2.1879 | 0.43757 | 0.43757 | 0.43757 | 56.7165 | 11.4162 | 11.4264 | 13.5516 | 94.51% | 117.0118 | 3033.3367 | 95.93% | 807.2257 | 24999.7809
2 | 7 | 18 | 33.1967 | 33.4 | 33.4367 | 48.2833 | 0% | 0 | 0 | 0 | 0 | 0 | 0 | 0 | 0 | 96.84% | 119.898 | 3980.2149 | 95.55% | 804.0388 | 38821.6743
2 | 7 | 19 | 32.4733 | 32.67 | 32.6733 | 47.4467 | 0% | 0 | 0 | 0 | 0 | 0 | 0 | 0 | 0 | 97.67% | 120.9224 | 3926.7547 | 98.44% | 828.2946 | 39299.8195
2 | 7 | 20 | 29.3533 | 29.5467 | 29.57 | 35.7767 | 0% | 0 | 0 | 0 | 0 | 0 | 0 | 0 | 0 | 97.15% | 120.2706 | 3530.342 | 99.43% | 836.7006 | 29934.3568
2 | 7 | 21 | 22.7467 | 22.94 | 22.9467 | 31.2167 | 0% | 0 | 0 | 0 | 0 | 0 | 0 | 0 | 0 | 91.44% | 113.2058 | 2575.0541 | 99.03% | 833.277 | 26012.1318
2 | 7 | 22 | 22.2767 | 22.5133 | 22.49 | 29.3067 | 0% | 0 | 0 | 0 | 0 | 0 | 0 | 0 | 0 | 92.71% | 114.78 | 2556.9169 | 99.46% | 836.9414 | 24527.9621
2 | 7 | 23 | 21.84 | 22.0733 | 22.06 | 22.6567 | 0% | 0 | 0 | 0 | 0 | 0 | 0 | 0 | 0 | 91.94% | 113.8269 | 2485.9797 | 99.16% | 834.4027 | 18904.7831
2 | 8 | 0 | 23.71 | 23.8467 | 23.88 | 24.0733 | 0% | 0 | 0 | 0 | 0 | 0 | 0 | 0 | 0 | 90.87% | 112.5065 | 2667.5281 | 99.03% | 833.3305 | 20061.0423
2 | 8 | 1 | 21.5367 | 21.65 | 21.6667 | 21.84 | 0% | 0 | 0 | 0 | 0 | 0 | 0 | 0 | 0 | 91.46% | 113.2285 | 2438.5648 | 99.51% | 837.3464 | 18287.6447
2 | 8 | 2 | 18.8667 | 18.9733 | 18.9633 | 19.11 | 0% | 0 | 0 | 0 | 0 | 0 | 0 | 0 | 0 | 92.57% | 114.6051 | 2162.2156 | 99.59% | 838.0141 | 16014.4504
2 | 8 | 3 | 20.74 | 20.8433 | 20.8433 | 21.01 | 0% | 0 | 0 | 0 | 0 | 0 | 0 | 0 | 0 | 98.21% | 121.5858 | 2521.6892 | 98.51% | 828.8839 | 17414.8509
2 | 8 | 4 | 22.1567 | 22.2733 | 22.27 | 22.4433 | 0% | 0 | 0 | 0 | 0 | 0 | 0 | 0 | 0 | 92.01% | 113.9173 | 2524.028 | 95.23% | 801.3116 | 17984.1041
2 | 8 | 5 | 23.6867 | 23.8367 | 23.7967 | 23.9667 | 0% | 0 | 0 | 0 | 0 | 0 | 0 | 0 | 0 | 86.97% | 107.6777 | 2550.5257 | 92.31% | 776.7508 | 18616.1274
2 | 8 | 6 | 60.6133 | 60.85 | 60.8633 | 61.37 | 0% | 0 | 0 | 0 | 0 | 0 | 0 | 0 | 0 | 83.78% | 103.7213 | 6286.8938 | 86.75% | 729.9454 | 44796.7521
2 | 8 | 7 | 32.2533 | 32.3967 | 32.38 | 35.5633 | 8.064% | 8.9868 | 1.7974 | 1.7974 | 1.7974 | 289.8549 | 58.2286 | 58.1986 | 63.9203 | 73.5% | 91.0022 | 2935.1237 | 84.36% | 709.8657 | 25245.1909
2 | 8 | 8 | 29.91 | 30.06 | 30.0633 | 30.9833 | 37.89% | 42.2254 | 8.4451 | 8.4451 | 8.4451 | 1262.9614 | 253.859 | 253.8872 | 261.6567 | 75.48% | 93.4422 | 2794.8563 | 92.58% | 778.9881 | 24135.6489
2 | 8 | 9 | 27.95 | 28.1 | 28.1067 | 28.6267 | 52.34% | 58.3257 | 11.6651 | 11.6651 | 11.6651 | 1630.2024 | 327.7903 | 327.868 | 333.9339 | 66.22% | 81.9828 | 2291.4199 | 96.16% | 809.1686 | 23163.8007
2 | 8 | 10 | 33.9767 | 34.1633 | 34.18 | 35.56 | 48.94% | 54.5406 | 10.9081 | 10.9081 | 10.9081 | 1853.1091 | 372.658 | 372.8398 | 387.893 | 60.19% | 74.5133 | 2531.7134 | 89.97% | 757.035 | 26920.1643
2 | 8 | 11 | 24.72 | 24.8967 | 25.6667 | 40.1633 | 41.94% | 46.7346 | 9.3469 | 9.3469 | 9.3469 | 1155.2782 | 232.7069 | 239.904 | 375.4031 | 59.9% | 74.1616 | 1833.2755 | 89.84% | 755.9906 | 30363.1008
2 | 8 | 12 | 23.4633 | 23.5967 | 24.0067 | 42.6433 | 34.42% | 38.3569 | 7.6714 | 7.6714 | 7.6714 | 899.9818 | 181.0192 | 184.1645 | 327.1336 | 56.78% | 70.2915 | 1649.2731 | 88.25% | 742.5748 | 31665.8661
2 | 8 | 13 | 22.1667 | 22.2767 | 22.6367 | 30.0533 | 29.2% | 32.5404 | 6.5081 | 6.5081 | 6.5081 | 721.3118 | 144.9783 | 147.3212 | 195.5894 | 53.44% | 66.159 | 1466.524 | 93.65% | 788.0409 | 23683.2563
2 | 8 | 14 | 20.0867 | 20.1433 | 20.79 | 30.84 | 23.24% | 25.9027 | 5.1805 | 5.1805 | 5.1805 | 520.2985 | 104.3533 | 107.7033 | 159.7677 | 50.77% | 62.8538 | 1262.5243 | 95.74% | 805.6445 | 24846.0765
2 | 8 | 15 | 20.91 | 20.9667 | 21.6033 | 31.7767 | 13.37% | 14.8942 | 2.9788 | 2.9788 | 2.9788 | 311.4379 | 62.4564 | 64.3529 | 94.6577 | 51.6% | 63.8853 | 1335.8413 | 94.31% | 793.613 | 25218.3764
2 | 8 | 16 | 24.2333 | 24.32 | 24.7167 | 31.8567 | 7.325% | 8.1626 | 1.6325 | 1.6325 | 1.6325 | 197.8068 | 39.7028 | 40.3504 | 52.0066 | 53.93% | 66.7639 | 1617.9114 | 91.5% | 769.9168 | 24526.9833
2 | 8 | 17 | 23.9933 | 24.0667 | 24.5433 | 31.7067 | 0.652% | 0.72661 | 0.14532 | 0.14532 | 0.14532 | 17.4337 | 3.4974 | 3.5667 | 4.6077 | 70.72% | 87.5489 | 2100.5903 | 88.4% | 743.8274 | 23584.2859
2 | 8 | 18 | 43.7633 | 43.9567 | 44.25 | 49.2633 | 0% | 0 | 0 | 0 | 0 | 0 | 0 | 0 | 0 | 71.46% | 88.4663 | 3871.5796 | 92.27% | 776.4277 | 38249.4172
2 | 8 | 19 | 25.5767 | 25.6967 | 25.83 | 28.63 | 0% | 0 | 0 | 0 | 0 | 0 | 0 | 0 | 0 | 62.17% | 76.964 | 1968.4836 | 86.5% | 727.8903 | 20839.5005
2 | 8 | 20 | 25.6733 | 25.8 | 25.8967 | 27.54 | 0% | 0 | 0 | 0 | 0 | 0 | 0 | 0 | 0 | 51.38% | 63.6153 | 1633.2162 | 92.33% | 776.8968 | 21395.7369
2 | 8 | 21 | 21.3767 | 21.4767 | 21.5433 | 22.4033 | 0% | 0 | 0 | 0 | 0 | 0 | 0 | 0 | 0 | 47.88% | 59.2799 | 1267.2066 | 92.22% | 775.9951 | 17384.8758
2 | 8 | 22 | 20.23 | 20.32 | 20.3967 | 26.02 | 0% | 0 | 0 | 0 | 0 | 0 | 0 | 0 | 0 | 43.26% | 53.5548 | 1083.413 | 84.8% | 713.5233 | 18565.8754
2 | 8 | 23 | 22.7667 | 22.8767 | 22.89 | 23.16 | 0% | 0 | 0 | 0 | 0 | 0 | 0 | 0 | 0 | 36.09% | 44.6751 | 1017.1038 | 83.99% | 706.7732 | 16368.8684
2 | 9 | 0 | 23.0867 | 23.19 | 23.1733 | 23.3567 | 0% | 0 | 0 | 0 | 0 | 0 | 0 | 0 | 0 | 30.84% | 38.1847 | 881.5584 | 82.71% | 695.9535 | 16255.1541
2 | 9 | 1 | 22.9733 | 23.0667 | 23.06 | 23.2467 | 0% | 0 | 0 | 0 | 0 | 0 | 0 | 0 | 0 | 29.64% | 36.6982 | 843.0808 | 70.3% | 591.5606 | 13751.812
2 | 9 | 2 | 23.4467 | 23.53 | 23.5267 | 23.7067 | 0% | 0 | 0 | 0 | 0 | 0 | 0 | 0 | 0 | 24.93% | 30.8652 | 723.6857 | 55.64% | 468.1883 | 11099.1842
2 | 9 | 3 | 24.9433 | 25.0633 | 25.0233 | 25.2 | 0% | 0 | 0 | 0 | 0 | 0 | 0 | 0 | 0 | 22.41% | 27.739 | 691.9043 | 45.22% | 380.5304 | 9589.3649
2 | 9 | 4 | 23.9033 | 23.99 | 23.9733 | 24.15 | 0% | 0 | 0 | 0 | 0 | 0 | 0 | 0 | 0 | 19.31% | 23.9045 | 571.397 | 30.56% | 257.1716 | 6210.6935
2 | 9 | 5 | 37.1167 | 37.3 | 37.1933 | 37.3767 | 0% | 0 | 0 | 0 | 0 | 0 | 0 | 0 | 0 | 15.81% | 19.5705 | 726.3918 | 22% | 185.1432 | 6920.0358
2 | 9 | 6 | 33.6333 | 33.79 | 33.7 | 33.93 | 0% | 0 | 0 | 0 | 0 | 0 | 0 | 0 | 0 | 13.82% | 17.1109 | 575.4977 | 20.15% | 169.59 | 5754.1878
2 | 9 | 7 | 39.5 | 39.6833 | 39.5933 | 43.4967 | 4.135% | 4.608 | 0.9216 | 0.9216 | 0.9216 | 182.0169 | 36.5723 | 36.4894 | 40.0867 | 11.39% | 14.0954 | 556.7668 | 24.38% | 205.1421 | 8922.9968
2 | 9 | 8 | 26.9167 | 27.2933 | 29.9433 | 34.8233 | 28.64% | 31.9139 | 6.3828 | 6.3828 | 6.3828 | 859.015 | 174.2072 | 191.1215 | 222.2695 | 4.762% | 5.8961 | 158.7044 | 29.57% | 248.8528 | 8665.8828
2 | 9 | 9 | 28.2533 | 28.5667 | 30.6167 | 34.9233 | 49.29% | 54.933 | 10.9866 | 10.9866 | 10.9866 | 1552.0398 | 313.8504 | 336.373 | 383.6886 | 1.722% | 2.1323 | 60.2458 | 24.75% | 208.2985 | 7274.4767
2 | 9 | 10 | 44.5333 | 44.7933 | 44.7 | 45.5967 | 58.86% | 65.5893 | 13.1179 | 13.1179 | 13.1179 | 2920.9087 | 587.5924 | 586.368 | 598.1304 | 3.363% | 4.1638 | 185.4273 | 16.53% | 139.1296 | 6343.845
2 | 9 | 11 | 26.6867 | 26.83 | 26.8 | 28.0267 | 58.66% | 65.3736 | 13.0747 | 13.0747 | 13.0747 | 1744.6043 | 350.7949 | 350.4027 | 366.441 | 2.948% | 3.6495 | 97.3938 | 10.98% | 92.4182 | 2590.1742
2 | 9 | 12 | 26.1467 | 26.29 | 26.27 | 27.42 | 58.76% | 65.4842 | 13.0968 | 13.0968 | 13.0968 | 1712.1943 | 344.3161 | 344.0541 | 359.1155 | 2.288% | 2.8324 | 74.059 | 7.966% | 67.0297 | 1837.9533
2 | 9 | 13 | 25.2067 | 25.3633 | 25.34 | 31.4 | 59.15% | 65.9204 | 13.1841 | 13.1841 | 13.1841 | 1661.6346 | 334.3924 | 334.0848 | 413.9804 | 1.798% | 2.2265 | 56.1231 | 8.248% | 69.4054 | 2179.329
2 | 9 | 14 | 25.71 | 25.86 | 25.8433 | 30.6767 | 57.94% | 64.5716 | 12.9143 | 12.9143 | 12.9143 | 1660.137 | 333.9646 | 333.7493 | 396.1686 | 2.171% | 2.6881 | 69.1112 | 11.85% | 99.7546 | 3060.1388
2 | 9 | 15 | 30.0233 | 30.21 | 30.1867 | 30.7 | 45.93% | 51.1881 | 10.2376 | 10.2376 | 10.2376 | 1536.8377 | 309.2786 | 309.0397 | 314.295 | 1.758% | 2.177 | 65.3599 | 10.31% | 86.7746 | 2663.9801
2 | 9 | 16 | 24.6967 | 24.83 | 24.8133 | 30 | 17.39% | 19.3737 | 3.8747 | 3.8747 | 3.8747 | 478.4663 | 96.2099 | 96.1453 | 116.2423 | 2.552% | 3.1596 | 78.0308 | 9.872% | 83.0701 | 2492.1028
2 | 9 | 17 | 24.3767 | 24.55 | 25.2667 | 26.5067 | 0.1735% | 0.19339 | 0.038678 | 0.038678 | 0.038678 | 4.7142 | 0.94955 | 0.97727 | 1.0252 | 6.559% | 8.1198 | 197.9347 | 9.066% | 76.2876 | 2022.131
2 | 9 | 18 | 22.6533 | 22.7633 | 22.7267 | 25.9767 | 0% | 0 | 0 | 0 | 0 | 0 | 0 | 0 | 0 | 11.9% | 14.7314 | 333.7158 | 6.768% | 56.9492 | 1479.3512
2 | 9 | 19 | 28.38 | 28.5433 | 28.4867 | 32.4167 | 0% | 0 | 0 | 0 | 0 | 0 | 0 | 0 | 0 | 21.25% | 26.3145 | 746.8048 | 5.333% | 44.8767 | 1454.7524
2 | 9 | 20 | 42.99 | 43.2367 | 43.1433 | 46.5567 | 0% | 0 | 0 | 0 | 0 | 0 | 0 | 0 | 0 | 28.11% | 34.8028 | 1496.1744 | 6.818% | 57.3729 | 2671.0924
2 | 9 | 21 | 24.9133 | 25.0767 | 25.0267 | 26.7033 | 0% | 0 | 0 | 0 | 0 | 0 | 0 | 0 | 0 | 36.09% | 44.6757 | 1113.02 | 8.259% | 69.4934 | 1855.7057
2 | 9 | 22 | 22.9433 | 23.0867 | 23.0567 | 23.6333 | 0% | 0 | 0 | 0 | 0 | 0 | 0 | 0 | 0 | 43.32% | 53.6368 | 1230.607 | 7.724% | 64.992 | 1535.9773
2 | 9 | 23 | 21.75 | 21.92 | 21.8833 | 22.38 | 0% | 0 | 0 | 0 | 0 | 0 | 0 | 0 | 0 | 47.15% | 58.3703 | 1269.5533 | 6.904% | 58.0928 | 1300.117
2 | 10 | 0 | 19.08 | 19.2167 | 19.14 | 32.0133 | 0% | 0 | 0 | 0 | 0 | 0 | 0 | 0 | 0 | 46.45% | 57.5118 | 1097.3253 | 5.407% | 45.4966 | 1456.4992
2 | 10 | 1 | 20.74 | 20.8533 | 20.7933 | 27.31 | 0% | 0 | 0 | 0 | 0 | 0 | 0 | 0 | 0 | 50.4% | 62.3981 | 1294.1373 | 3.716% | 31.2683 | 853.9364
2 | 10 | 2 | 21.0433 | 21.1767 | 21.1 | 21.2467 | 0% | 0 | 0 | 0 | 0 | 0 | 0 | 0 | 0 | 54.56% | 67.5431 | 1421.3318 | 3.104% | 26.1156 | 554.869
2 | 10 | 3 | 19.7933 | 19.9133 | 19.8467 | 19.9867 | 0% | 0 | 0 | 0 | 0 | 0 | 0 | 0 | 0 | 49.45% | 61.2198 | 1211.7442 | 1.842% | 15.4968 | 309.729
2 | 10 | 4 | 21.6167 | 21.7633 | 21.67 | 21.8133 | 0% | 0 | 0 | 0 | 0 | 0 | 0 | 0 | 0 | 55.76% | 69.031 | 1492.2192 | 6.044% | 50.8567 | 1109.3537
2 | 10 | 5 | 24.3267 | 24.5 | 24.4033 | 24.57 | 0% | 0 | 0 | 0 | 0 | 0 | 0 | 0 | 0 | 67.25% | 83.2567 | 2025.359 | 9.792% | 82.3927 | 2024.3898
2 | 10 | 6 | 21.9933 | 22.12 | 22.08 | 22.25 | 0% | 0 | 0 | 0 | 0 | 0 | 0 | 0 | 0 | 71.65% | 88.7004 | 1950.818 | 11.9% | 100.1433 | 2228.1879
2 | 10 | 7 | 26.3067 | 26.4433 | 26.41 | 27 | 4.779% | 5.3254 | 1.0651 | 1.0651 | 1.0651 | 140.0925 | 28.1641 | 28.1286 | 28.757 | 75.16% | 93.0482 | 2447.7885 | 16.2% | 136.3552 | 3681.5892
2 | 10 | 8 | 22.8633 | 22.9933 | 22.9667 | 23.48 | 20.78% | 23.1532 | 4.6306 | 4.6306 | 4.6306 | 529.359 | 106.4738 | 106.3503 | 108.7274 | 74.27% | 91.947 | 2102.2144 | 18.96% | 159.5641 | 3746.5645
2 | 10 | 9 | 23.51 | 23.6367 | 23.62 | 24.2067 | 22.58% | 25.1588 | 5.0318 | 5.0318 | 5.0318 | 591.4827 | 118.9339 | 118.85 | 121.802 | 64.39% | 79.7232 | 1874.2927 | 25.29% | 212.7643 | 5150.3138
2 | 10 | 10 | 22.7967 | 22.9167 | 22.9 | 24.34 | 23% | 25.6327 | 5.1265 | 5.1265 | 5.1265 | 584.3395 | 117.4831 | 117.3976 | 124.7798 | 69.15% | 85.6078 | 1951.572 | 30.73% | 258.5497 | 6293.0995
2 | 10 | 11 | 25.7133 | 25.8467 | 25.8333 | 26.7033 | 24.61% | 27.4257 | 5.4851 | 5.4851 | 5.4851 | 705.2065 | 141.7726 | 141.6995 | 146.4716 | 72.34% | 89.5556 | 2302.7727 | 45.37% | 381.7302 | 10193.4678
2 | 10 | 12 | 26.4567 | 26.5967 | 26.5867 | 27.24 | 30.87% | 34.4014 | 6.8803 | 6.8803 | 6.8803 | 910.146 | 182.9924 | 182.9236 | 187.4188 | 72.89% | 90.2466 | 2387.624 | 48.11% | 404.806 | 11026.9162
2 | 10 | 13 | 24.5367 | 24.6733 | 24.6667 | 25.9567 | 35.17% | 39.1972 | 7.8394 | 7.8394 | 7.8394 | 961.7696 | 193.4253 | 193.3731 | 203.4859 | 73.68% | 91.22 | 2238.2346 | 43.24% | 363.8678 | 9444.7957
2 | 10 | 14 | 23.7033 | 23.8367 | 23.83 | 27.8667 | 34.12% | 38.0221 | 7.6044 | 7.6044 | 7.6044 | 901.2497 | 181.2639 | 181.2132 | 211.9096 | 73.16% | 90.5763 | 2146.9602 | 28.89% | 243.0854 | 6773.9787
2 | 10 | 15 | 23.82 | 23.96 | 23.95 | 26.3633 | 27.29% | 30.4088 | 6.0818 | 6.0818 | 6.0818 | 724.3365 | 145.7188 | 145.6579 | 160.3352 | 79.89% | 98.905 | 2355.9169 | 21.19% | 178.2843 | 4700.1681
2 | 10 | 16 | 25.28 | 25.41 | 25.3967 | 28.7933 | 11.55% | 12.8701 | 2.574 | 2.574 | 2.574 | 325.3559 | 65.4058 | 65.3715 | 74.1146 | 82.4% | 102.0155 | 2578.9524 | 40.77% | 343.1022 | 9879.056
2 | 10 | 17 | 27.8633 | 27.99 | 27.9567 | 28.9 | 0.8766% | 0.97684 | 0.19537 | 0.19537 | 0.19537 | 27.2181 | 5.4684 | 5.4618 | 5.6461 | 85.31% | 105.6128 | 2942.7252 | 32.02% | 269.4588 | 7787.359
2 | 10 | 18 | 34.3633 | 34.5233 | 34.4567 | 35.5967 | 0% | 0 | 0 | 0 | 0 | 0 | 0 | 0 | 0 | 84.05% | 104.0585 | 3575.7983 | 17.62% | 148.2917 | 5278.6907
2 | 10 | 19 | 26.2067 | 26.33 | 26.2933 | 32.6767 | 0% | 0 | 0 | 0 | 0 | 0 | 0 | 0 | 0 | 83.76% | 103.6932 | 2717.4523 | 10.77% | 90.6268 | 2961.3831
2 | 10 | 20 | 28.4767 | 28.6067 | 28.5767 | 39.0167 | 0% | 0 | 0 | 0 | 0 | 0 | 0 | 0 | 0 | 81.61% | 101.0406 | 2877.2993 | 10.2% | 85.7921 | 3347.3214
2 | 10 | 21 | 23.89 | 23.9967 | 23.99 | 26.1033 | 0% | 0 | 0 | 0 | 0 | 0 | 0 | 0 | 0 | 79.94% | 98.9637 | 2364.2429 | 17.28% | 145.4269 | 3796.1281
2 | 10 | 22 | 23.6833 | 23.79 | 23.78 | 24.1033 | 0% | 0 | 0 | 0 | 0 | 0 | 0 | 0 | 0 | 78.88% | 97.6587 | 2312.8827 | 22.27% | 187.3627 | 4516.0655
2 | 10 | 23 | 22.1567 | 22.25 | 22.2533 | 22.44 | 0% | 0 | 0 | 0 | 0 | 0 | 0 | 0 | 0 | 80.25% | 99.3581 | 2201.4442 | 19.67% | 165.5119 | 3714.0867
2 | 11 | 0 | 19.38 | 19.4367 | 19.4367 | 19.58 | 0% | 0 | 0 | 0 | 0 | 0 | 0 | 0 | 0 | 82.86% | 102.589 | 1988.1749 | 15.3% | 128.7479 | 2520.8839
2 | 11 | 1 | 20.1067 | 20.1667 | 20.17 | 20.31 | 0% | 0 | 0 | 0 | 0 | 0 | 0 | 0 | 0 | 81.59% | 101.0153 | 2031.0805 | 13.33% | 112.1636 | 2278.0424
2 | 11 | 2 | 20.0033 | 20.0667 | 20.0633 | 20.2 | 0% | 0 | 0 | 0 | 0 | 0 | 0 | 0 | 0 | 70.93% | 87.8133 | 1756.5585 | 10.71% | 90.1261 | 1820.5477
2 | 11 | 3 | 20.4633 | 20.5133 | 20.5133 | 20.6633 | 0% | 0 | 0 | 0 | 0 | 0 | 0 | 0 | 0 | 60.39% | 74.7719 | 1530.0816 | 11.09% | 93.3164 | 1928.2279
2 | 11 | 4 | 21.3367 | 21.3833 | 21.3867 | 21.5233 | 0% | 0 | 0 | 0 | 0 | 0 | 0 | 0 | 0 | 60.95% | 75.4649 | 1610.1696 | 10.39% | 87.4693 | 1882.6307
2 | 11 | 5 | 22.3533 | 22.4267 | 22.4 | 22.5233 | 0% | 0 | 0 | 0 | 0 | 0 | 0 | 0 | 0 | 70.12% | 86.8076 | 1940.4403 | 10.9% | 91.7271 | 2066.0004
2 | 11 | 6 | 22.38 | 22.4367 | 22.45 | 22.7833 | 0% | 0 | 0 | 0 | 0 | 0 | 0 | 0 | 0 | 65.02% | 80.5027 | 1801.6503 | 14.19% | 119.3922 | 2720.1525
2 | 11 | 7 | 24.36 | 24.3967 | 24.7433 | 27.36 | 6.402% | 7.1345 | 1.4269 | 1.4269 | 1.4269 | 173.7956 | 34.8114 | 35.3061 | 39.0398 | 64.68% | 80.0745 | 1950.614 | 19.49% | 164.0211 | 4487.6177
2 | 11 | 8 | 21.91 | 21.9833 | 22.11 | 24.69 | 30.39% | 33.8694 | 6.7739 | 6.7739 | 6.7739 | 742.0787 | 148.9125 | 149.7705 | 167.2471 | 65.66% | 81.2856 | 1780.9676 | 26.04% | 219.0855 | 5409.22
2 | 11 | 9 | 19.93 | 19.98 | 20.2233 | 24.69 | 43.24% | 48.1865 | 9.6373 | 9.6373 | 9.6373 | 960.3576 | 192.5534 | 194.8985 | 237.9451 | 59.37% | 73.4995 | 1464.8445 | 25.86% | 217.6014 | 5372.5794
2 | 11 | 10 | 21.76 | 21.8467 | 21.9733 | 24.35 | 45.31% | 50.4973 | 10.0995 | 10.0995 | 10.0995 | 1098.8221 | 220.6397 | 221.919 | 245.922 | 64.91% | 80.3668 | 1748.7817 | 22.42% | 188.6458 | 4593.5243
2 | 11 | 11 | 24.3333 | 24.44 | 24.5233 | 26.34 | 48.14% | 53.6423 | 10.7285 | 10.7285 | 10.7285 | 1305.2951 | 262.2034 | 263.0974 | 282.5874 | 62.99% | 77.9838 | 1897.6067 | 19.49% | 163.9658 | 4318.8605
2 | 11 | 12 | 21.84 | 21.95 | 22.0267 | 25.7567 | 41.66% | 46.4232 | 9.2846 | 9.2846 | 9.2846 | 1013.8816 | 203.7976 | 204.5095 | 239.1411 | 60.69% | 75.1343 | 1640.9328 | 17.65% | 148.4883 | 3824.5642
2 | 11 | 13 | 22.2433 | 22.3533 | 22.4133 | 23.6267 | 38.17% | 42.5306 | 8.5061 | 8.5061 | 8.5061 | 946.0226 | 190.1402 | 190.6506 | 200.9713 | 52.48% | 64.9729 | 1445.2128 | 15.55% | 130.8188 | 3090.8129
2 | 11 | 14 | 21.2433 | 21.3433 | 21.4733 | 29.1167 | 39.36% | 43.8652 | 8.773 | 8.773 | 8.773 | 931.843 | 187.2459 | 188.3864 | 255.4417 | 52.04% | 64.4229 | 1368.5562 | 24.84% | 209.0103 | 6085.6837
2 | 11 | 15 | 22.5933 | 22.6967 | 22.75 | 25.61 | 22.13% | 24.6558 | 4.9312 | 4.9312 | 4.9312 | 557.0574 | 111.921 | 112.184 | 126.2872 | 69.5% | 86.0485 | 1944.1223 | 48.29% | 406.3035 | 10405.4325
2 | 11 | 16 | 21.55 | 21.6333 | 21.7933 | 26.47 | 5.064% | 5.6436 | 1.1287 | 1.1287 | 1.1287 | 121.6188 | 24.4178 | 24.5984 | 29.877 | 70.04% | 86.7073 | 1868.5429 | 73.88% | 621.6423 | 16454.8726
2 | 11 | 17 | 25.0033 | 25.1167 | 25.17 | 28.26 | 0.0005544% | 0.00061786 | 0.00012357 | 0.00012357 | 0.00012357 | 0.015449 | 0.0031037 | 0.0031103 | 0.0034922 | 72.76% | 90.0841 | 2252.4036 | 89.63% | 754.2136 | 21314.0765
2 | 11 | 18 | 26.5733 | 26.7433 | 26.6933 | 27.9167 | 0% | 0 | 0 | 0 | 0 | 0 | 0 | 0 | 0 | 79.79% | 98.7878 | 2625.1222 | 97.11% | 817.1147 | 22811.1193
2 | 11 | 19 | 21.67 | 21.7833 | 21.81 | 31.8567 | 0% | 0 | 0 | 0 | 0 | 0 | 0 | 0 | 0 | 80.88% | 100.1391 | 2170.0144 | 99.11% | 833.9372 | 26566.4597
2 | 11 | 20 | 22.2 | 22.3033 | 22.3667 | 27.79 | 0% | 0 | 0 | 0 | 0 | 0 | 0 | 0 | 0 | 80.94% | 100.2081 | 2224.6206 | 99.39% | 836.3029 | 23240.8568
2 | 11 | 21 | 22.4667 | 22.5833 | 22.59 | 30.38 | 0% | 0 | 0 | 0 | 0 | 0 | 0 | 0 | 0 | 82.82% | 102.5345 | 2303.6092 | 99.67% | 838.6795 | 25479.0832
2 | 11 | 22 | 22.0333 | 22.1367 | 22.1467 | 22.3433 | 0% | 0 | 0 | 0 | 0 | 0 | 0 | 0 | 0 | 84.63% | 104.771 | 2308.4543 | 99.93% | 840.8629 | 18787.6811
2 | 11 | 23 | 20.9367 | 21.02 | 21.1433 | 23.66 | 0% | 0 | 0 | 0 | 0 | 0 | 0 | 0 | 0 | 84.13% | 104.1565 | 2180.6896 | 100% | 841.4201 | 19907.9994
2 | 12 | 0 | 20.1 | 20.15 | 20.5133 | 24.54 | 0% | 0 | 0 | 0 | 0 | 0 | 0 | 0 | 0 | 85.74% | 106.1496 | 2133.6066 | 99.94% | 840.9692 | 20637.384
2 | 12 | 1 | 19.9833 | 20.0733 | 20.1433 | 21.09 | 0% | 0 | 0 | 0 | 0 | 0 | 0 | 0 | 0 | 87.14% | 107.8816 | 2155.8345 | 99.99% | 841.4089 | 17745.313
2 | 12 | 2 | 16.4733 | 16.55 | 16.54 | 16.6633 | 0% | 0 | 0 | 0 | 0 | 0 | 0 | 0 | 0 | 86.24% | 106.7749 | 1758.9382 | 99.98% | 841.2971 | 14018.8132
2 | 12 | 3 | 17.8633 | 17.9367 | 17.9367 | 18.0833 | 0% | 0 | 0 | 0 | 0 | 0 | 0 | 0 | 0 | 85.95% | 106.4112 | 1900.8595 | 99.78% | 839.6423 | 15183.5314
2 | 12 | 4 | 17.8733 | 17.95 | 17.9867 | 18.6733 | 0% | 0 | 0 | 0 | 0 | 0 | 0 | 0 | 0 | 88.39% | 109.4265 | 1955.817 | 99.52% | 837.4513 | 15638.0071
2 | 12 | 5 | 21.3933 | 21.4567 | 21.4567 | 21.6133 | 0% | 0 | 0 | 0 | 0 | 0 | 0 | 0 | 0 | 88.22% | 109.2215 | 2336.6117 | 99.89% | 840.5276 | 18166.6029
2 | 12 | 6 | 24.1533 | 24.2367 | 24.2267 | 24.4367 | 0% | 0 | 0 | 0 | 0 | 0 | 0 | 0 | 0 | 85.21% | 105.4982 | 2548.1343 | 99.99% | 841.3604 | 20560.0435
2 | 12 | 7 | 23.4067 | 23.5133 | 23.5167 | 23.9 | 8.409% | 9.3705 | 1.8741 | 1.8741 | 1.8741 | 219.3325 | 44.0664 | 44.0726 | 44.7911 | 80.89% | 100.1425 | 2344.0013 | 100% | 841.4568 | 20110.8182
2 | 12 | 8 | 23.0067 | 23.1233 | 23.1333 | 23.8767 | 21.95% | 24.4575 | 4.8915 | 4.8915 | 4.8915 | 562.6855 | 113.1078 | 113.1567 | 116.7927 | 80.78% | 100.0113 | 2300.9265 | 100% | 841.4568 | 20091.1842
2 | 12 | 9 | 23.5933 | 23.73 | 23.7433 | 25.19 | 9.946% | 11.0832 | 2.2166 | 2.2166 | 2.2166 | 261.4903 | 52.601 | 52.6306 | 55.8373 | 81.18% | 100.5064 | 2371.2805 | 100% | 841.4568 | 21196.2975
2 | 12 | 10 | 24.05 | 24.1933 | 24.21 | 26.2733 | 9.265% | 10.3245 | 2.0649 | 2.0649 | 2.0649 | 248.3041 | 49.9568 | 49.9912 | 54.2518 | 81.09% | 100.3943 | 2414.4825 | 100% | 841.4568 | 22107.8757
2 | 12 | 11 | 23.8433 | 24.03 | 24.5733 | 25.98 | 13.64% | 15.2001 | 3.04 | 3.04 | 3.04 | 362.4199 | 73.0515 | 74.7032 | 78.9795 | 86.88% | 107.5672 | 2564.7613 | 100% | 841.4568 | 21861.0484
2 | 12 | 12 | 23.01 | 23.1667 | 23.2633 | 27.9033 | 22.2% | 24.7386 | 4.9477 | 4.9477 | 4.9477 | 569.2357 | 114.6223 | 115.1006 | 138.058 | 80.16% | 99.2422 | 2283.5638 | 100% | 841.4568 | 23479.4503
2 | 12 | 13 | 20.4833 | 20.6333 | 20.6533 | 22.3567 | 22.86% | 25.4782 | 5.0956 | 5.0956 | 5.0956 | 521.8786 | 105.1401 | 105.242 | 113.9216 | 80.56% | 99.7353 | 2042.9117 | 100% | 841.4568 | 18812.1698
2 | 12 | 14 | 22.94 | 23.1 | 23.14 | 24.0967 | 23.6% | 26.3018 | 5.2604 | 5.2604 | 5.2604 | 603.3637 | 121.5144 | 121.7248 | 126.7572 | 88.16% | 109.1454 | 2503.7963 | 100% | 841.4568 | 20276.3047
2 | 12 | 15 | 23.39 | 23.5533 | 23.5933 | 23.86 | 17.48% | 19.475 | 3.895 | 3.895 | 3.895 | 455.5214 | 91.7405 | 91.8963 | 92.9349 | 95.25% | 117.9186 | 2758.1163 | 100% | 841.4568 | 20077.1599
2 | 12 | 16 | 27.9567 | 28.1367 | 28.1733 | 28.4167 | 11.27% | 12.555 | 2.511 | 2.511 | 2.511 | 350.9954 | 70.6511 | 70.7431 | 71.3541 | 98.39% | 121.8171 | 3405.6012 | 100% | 841.4568 | 23911.3982
2 | 12 | 17 | 49.2633 | 49.5533 | 49.55 | 50.5933 | 0.08649% | 0.096387 | 0.019277 | 0.019277 | 0.019277 | 4.7483 | 0.95526 | 0.95519 | 0.9753 | 99.27% | 122.9052 | 6054.7175 | 100% | 841.4568 | 42572.1058
2 | 12 | 18 | 34.6867 | 34.9067 | 34.9033 | 36.6567 | 0% | 0 | 0 | 0 | 0 | 0 | 0 | 0 | 0 | 99.05% | 122.6285 | 4253.5748 | 100% | 841.4568 | 30845.0024
2 | 12 | 19 | 54.5233 | 54.8167 | 54.79 | 62.9233 | 0% | 0 | 0 | 0 | 0 | 0 | 0 | 0 | 0 | 98.63% | 122.1059 | 6657.618 | 100% | 841.4568 | 52947.2684
2 | 12 | 20 | 32.0667 | 32.2767 | 32.2867 | 34.36 | 0% | 0 | 0 | 0 | 0 | 0 | 0 | 0 | 0 | 97.18% | 120.3178 | 3858.1899 | 100% | 841.4568 | 28912.4566
2 | 12 | 21 | 23.3733 | 23.5233 | 23.5533 | 33.0033 | 0% | 0 | 0 | 0 | 0 | 0 | 0 | 0 | 0 | 96.61% | 119.611 | 2795.7082 | 100% | 841.4568 | 27770.8802
2 | 12 | 22 | 23.1733 | 23.3133 | 23.34 | 24.67 | 0% | 0 | 0 | 0 | 0 | 0 | 0 | 0 | 0 | 97.6% | 120.8321 | 2800.0817 | 100% | 841.4568 | 20758.7399
2 | 12 | 23 | 23.23 | 23.3567 | 23.3967 | 23.5933 | 0% | 0 | 0 | 0 | 0 | 0 | 0 | 0 | 0 | 96.21% | 119.1153 | 2767.0482 | 100% | 841.4554 | 19852.7381
2 | 13 | 0 | 24.37 | 24.4867 | 24.4933 | 24.67 | 0% | 0 | 0 | 0 | 0 | 0 | 0 | 0 | 0 | 92.75% | 114.8235 | 2798.2476 | 99.97% | 841.1729 | 20751.7365
2 | 13 | 1 | 20.2367 | 20.3267 | 20.3467 | 20.4933 | 0% | 0 | 0 | 0 | 0 | 0 | 0 | 0 | 0 | 82.36% | 101.9641 | 2063.4136 | 99.72% | 839.0624 | 17195.1846
2 | 13 | 2 | 21.2533 | 21.3367 | 21.3567 | 21.5033 | 0% | 0 | 0 | 0 | 0 | 0 | 0 | 0 | 0 | 70.49% | 87.2742 | 1854.8675 | 99.56% | 837.7485 | 18014.3853
2 | 13 | 3 | 20.5667 | 20.6567 | 20.6533 | 20.7833 | 0% | 0 | 0 | 0 | 0 | 0 | 0 | 0 | 0 | 58.45% | 72.3691 | 1488.3913 | 98.72% | 830.6782 | 17264.2621
2 | 13 | 4 | 20.0167 | 20.1033 | 20.1133 | 20.24 | 0% | 0 | 0 | 0 | 0 | 0 | 0 | 0 | 0 | 50% | 61.9031 | 1239.0934 | 97% | 816.1726 | 16519.334
2 | 13 | 5 | 23.45 | 23.5467 | 23.55 | 23.6867 | 0% | 0 | 0 | 0 | 0 | 0 | 0 | 0 | 0 | 44.57% | 55.1792 | 1293.9523 | 96.66% | 813.3783 | 19266.2217
2 | 13 | 6 | 27.21 | 27.3267 | 27.3067 | 27.4733 | 0% | 0 | 0 | 0 | 0 | 0 | 0 | 0 | 0 | 39.68% | 49.1251 | 1336.6935 | 97.34% | 819.102 | 22503.4619
2 | 13 | 7 | 27.38 | 27.5167 | 27.5333 | 29.8933 | 10.18% | 11.3396 | 2.2679 | 2.2679 | 2.2679 | 310.4794 | 62.4058 | 62.4436 | 67.7959 | 37.01% | 45.8158 | 1254.4379 | 97.66% | 821.7666 | 24565.3439
2 | 13 | 8 | 25.2433 | 25.38 | 25.39 | 27.25 | 40.08% | 44.6629 | 8.9326 | 8.9326 | 8.9326 | 1127.4394 | 226.7087 | 226.798 | 243.4126 | 36.34% | 44.9875 | 1135.6335 | 96.14% | 808.9774 | 22044.6343
2 | 13 | 9 | 24.2867 | 24.4133 | 24.4467 | 26.1433 | 52.54% | 58.5549 | 11.711 | 11.711 | 11.711 | 1422.1032 | 285.904 | 286.2944 | 306.164 | 34.94% | 43.2619 | 1050.6881 | 91.3% | 768.2394 | 20084.3382
2 | 13 | 10 | 21.8633 | 21.98 | 22.02 | 27.87 | 49.74% | 55.4248 | 11.085 | 11.085 | 11.085 | 1211.7709 | 243.6474 | 244.0908 | 308.9378 | 33.3% | 41.2292 | 901.4069 | 88.02% | 740.6918 | 20643.0813
2 | 13 | 11 | 21.0367 | 21.16 | 21.1933 | 23.0233 | 48.94% | 54.5363 | 10.9073 | 10.9073 | 10.9073 | 1147.2622 | 230.7977 | 231.1612 | 251.1215 | 32.19% | 39.8492 | 838.2933 | 88.88% | 747.9274 | 17219.7807
2 | 13 | 12 | 20.3967 | 20.52 | 20.57 | 22.72 | 42.14% | 46.9619 | 9.3924 | 9.3924 | 9.3924 | 957.8668 | 192.7318 | 193.2014 | 213.395 | 31.84% | 39.4232 | 804.1018 | 86.37% | 726.7684 | 16512.178
2 | 13 | 13 | 21.49 | 21.63 | 21.67 | 23.8567 | 36.44% | 40.6047 | 8.1209 | 8.1209 | 8.1209 | 872.5957 | 175.6561 | 175.9809 | 193.7387 | 29.67% | 36.7349 | 789.432 | 83.81% | 705.2272 | 16824.3709
2 | 13 | 14 | 21.32 | 21.4567 | 21.4967 | 23.73 | 37.99% | 42.3317 | 8.4663 | 8.4663 | 8.4663 | 902.511 | 181.6593 | 181.9979 | 200.9061 | 25.82% | 31.9645 | 681.4838 | 83.86% | 705.6164 | 16744.2773
2 | 13 | 15 | 22.0567 | 22.19 | 22.25 | 24.2067 | 30.87% | 34.3983 | 6.8797 | 6.8797 | 6.8797 | 758.7118 | 152.6596 | 153.0724 | 166.5336 | 23.77% | 29.4291 | 649.1081 | 86.17% | 725.0556 | 17551.1795
2 | 13 | 16 | 21.8733 | 22 | 22.0533 | 22.2533 | 14.71% | 16.3944 | 3.2789 | 3.2789 | 3.2789 | 358.5998 | 72.1353 | 72.3102 | 72.9659 | 22.84% | 28.2809 | 618.5975 | 88.39% | 743.758 | 16551.0958
2 | 13 | 17 | 23.7067 | 23.8433 | 23.89 | 25.4367 | 0.2312% | 0.25765 | 0.05153 | 0.05153 | 0.05153 | 6.108 | 1.2286 | 1.231 | 1.3107 | 21.4% | 26.5 | 628.227 | 91.62% | 770.9772 | 19611.0888
2 | 13 | 18 | 25.5267 | 25.6767 | 25.7 | 49.1767 | 0% | 0 | 0 | 0 | 0 | 0 | 0 | 0 | 0 | 19.33% | 23.9353 | 610.9885 | 93.54% | 787.1318 | 38708.518
2 | 13 | 19 | 59.2333 | 59.5767 | 59.64 | 76.62 | 0% | 0 | 0 | 0 | 0 | 0 | 0 | 0 | 0 | 17.83% | 22.071 | 1307.339 | 93.89% | 790.0777 | 60535.7497
2 | 13 | 20 | 33.54 | 33.7367 | 33.7733 | 41.72 | 0% | 0 | 0 | 0 | 0 | 0 | 0 | 0 | 0 | 18.26% | 22.6094 | 758.3178 | 89.23% | 750.8343 | 31324.8072
2 | 13 | 21 | 23.9867 | 24.12 | 24.1533 | 36.5167 | 0% | 0 | 0 | 0 | 0 | 0 | 0 | 0 | 0 | 15.91% | 19.7029 | 472.6068 | 84.86% | 714.0459 | 26074.5753
2 | 13 | 22 | 22.8867 | 23.0233 | 23.0467 | 24.5167 | 0% | 0 | 0 | 0 | 0 | 0 | 0 | 0 | 0 | 18.61% | 23.0385 | 527.2744 | 77.81% | 654.7614 | 16052.5662
2 | 13 | 23 | 22.33 | 22.49 | 22.48 | 22.6533 | 0% | 0 | 0 | 0 | 0 | 0 | 0 | 0 | 0 | 19.26% | 23.8472 | 532.5088 | 69.38% | 583.7823 | 13224.6141
2 | 14 | 0 | 21.02 | 21.1067 | 21.15 | 21.2867 | 0% | 0 | 0 | 0 | 0 | 0 | 0 | 0 | 0 | 19.63% | 24.3016 | 510.8188 | 63.54% | 534.6621 | 11381.1732
2 | 14 | 1 | 19.24 | 19.3467 | 19.35 | 19.4667 | 0% | 0 | 0 | 0 | 0 | 0 | 0 | 0 | 0 | 17.56% | 21.7427 | 418.3293 | 61.42% | 516.8399 | 10061.1505
2 | 14 | 2 | 20.05 | 20.2233 | 20.1367 | 20.2233 | 0% | 0 | 0 | 0 | 0 | 0 | 0 | 0 | 0 | 16.76% | 20.7499 | 416.0363 | 60.7% | 510.7334 | 10328.7312
2 | 14 | 3 | 18.3133 | 18.4 | 18.3933 | 18.4933 | 0% | 0 | 0 | 0 | 0 | 0 | 0 | 0 | 0 | 17.82% | 22.0678 | 404.1352 | 63.89% | 537.5658 | 9941.3833
2 | 14 | 4 | 20.3533 | 20.4967 | 20.4367 | 20.53 | 0% | 0 | 0 | 0 | 0 | 0 | 0 | 0 | 0 | 16.19% | 20.0436 | 407.9533 | 62.29% | 524.178 | 10761.3743
2 | 14 | 5 | 23.3433 | 23.44 | 23.44 | 23.5667 | 0% | 0 | 0 | 0 | 0 | 0 | 0 | 0 | 0 | 18.29% | 22.6475 | 528.6674 | 61.57% | 518.1185 | 12210.3257
2 | 14 | 6 | 56.7267 | 56.8633 | 56.9433 | 57.3633 | 0% | 0 | 0 | 0 | 0 | 0 | 0 | 0 | 0 | 16.1% | 19.9314 | 1130.6398 | 60.4% | 508.2703 | 29156.08
2 | 14 | 7 | 53.6233 | 53.8033 | 53.8767 | 58.43 | 9.704% | 10.8145 | 2.1629 | 2.1629 | 2.1629 | 579.9074 | 116.3708 | 116.5294 | 126.3778 | 13.69% | 16.9508 | 908.9592 | 50.92% | 428.4834 | 25036.2828
2 | 14 | 8 | 25.1867 | 25.3033 | 25.35 | 27.1733 | 36.57% | 40.7524 | 8.1505 | 8.1505 | 8.1505 | 1026.4172 | 206.2343 | 206.6147 | 221.4757 | 8.319% | 10.2997 | 259.415 | 42.18% | 354.9564 | 9645.3493
2 | 14 | 9 | 26.5267 | 26.6633 | 26.7167 | 30.4 | 49.17% | 54.7909 | 10.9582 | 10.9582 | 10.9582 | 1453.4192 | 292.1815 | 292.7659 | 333.1285 | 7.8% | 9.6567 | 256.1604 | 32.81% | 276.1045 | 8393.5778
2 | 14 | 10 | 22.7367 | 22.87 | 22.9233 | 25.3633 | 49.8% | 55.4959 | 11.0992 | 11.0992 | 11.0992 | 1261.7907 | 253.838 | 254.43 | 281.512 | 8.17% | 10.1144 | 229.9684 | 29.41% | 247.4961 | 6277.3248
2 | 14 | 11 | 19.8667 | 19.9833 | 20.0567 | 29.2633 | 50.04% | 55.7584 | 11.1517 | 11.1517 | 11.1517 | 1107.7345 | 222.8479 | 223.6657 | 326.3356 | 6.763% | 8.3726 | 166.3352 | 27.82% | 234.0663 | 6849.5609
2 | 14 | 12 | 17.95 | 18.0633 | 18.1267 | 22.6967 | 50.87% | 56.6846 | 11.3369 | 11.3369 | 11.3369 | 1017.489 | 204.7826 | 205.5007 | 257.3104 | 6.843% | 8.4716 | 152.0647 | 24.03% | 202.2066 | 4589.4166
2 | 14 | 13 | 18.7 | 18.8133 | 18.8767 | 28.38 | 46.06% | 51.3333 | 10.2667 | 10.2667 | 10.2667 | 959.9329 | 193.1501 | 193.8004 | 291.3679 | 9.105% | 11.2726 | 210.7974 | 21.57% | 181.5382 | 5152.0547
2 | 14 | 14 | 13.9833 | 14.0667 | 14.1167 | 18.12 | 46.4% | 51.7071 | 10.3414 | 10.3414 | 10.3414 | 723.0379 | 145.4694 | 145.9864 | 187.3866 | 11.22% | 13.8885 | 194.2077 | 19.94% | 167.7553 | 3039.7253
2 | 14 | 15 | 16.3367 | 16.4267 | 16.4933 | 29.3933 | 36.63% | 40.821 | 8.1642 | 8.1642 | 8.1642 | 666.8788 | 134.1105 | 134.6548 | 239.973 | 11.85% | 14.6714 | 239.6821 | 17.54% | 147.6258 | 4339.2146
2 | 14 | 16 | 20.1667 | 20.2733 | 20.34 | 22.4333 | 19.14% | 21.3249 | 4.265 | 4.265 | 4.265 | 430.0528 | 86.4655 | 86.7498 | 95.6779 | 11.3% | 13.9939 | 282.2101 | 16.56% | 139.3577 | 3126.2585
2 | 14 | 17 | 33.3133 | 33.4767 | 33.5167 | 35.42 | 0.3232% | 0.36021 | 0.072043 | 0.072043 | 0.072043 | 11.9999 | 2.4118 | 2.4146 | 2.5518 | 11.58% | 14.3356 | 477.5657 | 16.49% | 138.7519 | 4914.5913
2 | 14 | 18 | 53.4433 | 53.7067 | 53.71 | 55.5233 | 0% | 0 | 0 | 0 | 0 | 0 | 0 | 0 | 0 | 12.97% | 16.0542 | 857.9907 | 16.55% | 139.2397 | 7731.0505
2 | 14 | 19 | 20.47 | 20.5867 | 20.6167 | 42.02 | 0% | 0 | 0 | 0 | 0 | 0 | 0 | 0 | 0 | 20.78% | 25.7302 | 526.6973 | 17.11% | 143.9577 | 6049.1038
2 | 14 | 20 | 21.44 | 21.5633 | 21.59 | 29.5833 | 0% | 0 | 0 | 0 | 0 | 0 | 0 | 0 | 0 | 21.46% | 26.5634 | 569.5195 | 20.83% | 175.2543 | 5184.6072
2 | 14 | 21 | 21.42 | 21.5567 | 21.56 | 23.03 | 0% | 0 | 0 | 0 | 0 | 0 | 0 | 0 | 0 | 23.45% | 29.0281 | 621.7827 | 28.99% | 243.9683 | 5618.5891
2 | 14 | 22 | 20.9267 | 21.07 | 21.06 | 31.8333 | 0% | 0 | 0 | 0 | 0 | 0 | 0 | 0 | 0 | 26.03% | 32.2211 | 674.281 | 27.55% | 231.8575 | 7380.7981
2 | 14 | 23 | 17.8533 | 17.9933 | 17.9633 | 24.8267 | 0% | 0 | 0 | 0 | 0 | 0 | 0 | 0 | 0 | 21.44% | 26.5394 | 473.8176 | 28.32% | 238.2685 | 5915.4115
2 | 15 | 0 | 20.6033 | 20.7833 | 20.6967 | 49.6867 | 0% | 0 | 0 | 0 | 0 | 0 | 0 | 0 | 0 | 16.23% | 20.0894 | 413.9081 | 32.26% | 271.4837 | 13489.1213
2 | 15 | 1 | 18.9033 | 19.0933 | 18.9767 | 22.3633 | 0% | 0 | 0 | 0 | 0 | 0 | 0 | 0 | 0 | 13.11% | 16.227 | 306.7449 | 38.2% | 321.4256 | 7188.1469
2 | 15 | 2 | 19.4267 | 19.58 | 19.51 | 21.2 | 0% | 0 | 0 | 0 | 0 | 0 | 0 | 0 | 0 | 13.37% | 16.5587 | 321.6797 | 45.25% | 380.7484 | 8071.8657
2 | 15 | 3 | 18.7933 | 18.9633 | 18.8733 | 18.9467 | 0% | 0 | 0 | 0 | 0 | 0 | 0 | 0 | 0 | 15.53% | 19.2258 | 361.3162 | 50.67% | 426.4021 | 8078.8992
2 | 15 | 4 | 19.28 | 19.45 | 19.36 | 19.44 | 0% | 0 | 0 | 0 | 0 | 0 | 0 | 0 | 0 | 12.53% | 15.512 | 299.0712 | 52.43% | 441.1824 | 8576.5867
2 | 15 | 5 | 19.6533 | 19.8367 | 19.7367 | 19.8167 | 0% | 0 | 0 | 0 | 0 | 0 | 0 | 0 | 0 | 11.57% | 14.3227 | 281.4897 | 50% | 420.749 | 8337.843
2 | 15 | 6 | 23.75 | 23.93 | 23.85 | 23.9733 | 0% | 0 | 0 | 0 | 0 | 0 | 0 | 0 | 0 | 10.29% | 12.7344 | 302.441 | 44.71% | 376.2355 | 9019.6194
2 | 15 | 7 | 20.2533 | 20.4167 | 20.3567 | 20.47 | 11.04% | 12.3041 | 2.4608 | 2.4608 | 2.4608 | 249.1996 | 50.2419 | 50.0942 | 50.3731 | 9.959% | 12.3293 | 249.7096 | 41.37% | 348.1457 | 7126.5419
2 | 15 | 8 | 20.4367 | 20.5933 | 20.5567 | 20.7 | 40.8% | 45.4618 | 9.0924 | 9.0924 | 9.0924 | 929.0867 | 187.2418 | 186.9084 | 188.2117 | 6.442% | 7.9757 | 162.9962 | 38.25% | 321.8941 | 6663.2072
2 | 15 | 9 | 21.81 | 21.9667 | 21.95 | 23.03 | 52.98% | 59.035 | 11.807 | 11.807 | 11.807 | 1287.5528 | 259.3603 | 259.1635 | 271.9151 | 5.006% | 6.1977 | 135.1721 | 35.55% | 299.1325 | 6889.0223
2 | 15 | 10 | 23.24 | 23.4133 | 23.3967 | 25.78 | 55.08% | 61.3791 | 12.2758 | 12.2758 | 12.2758 | 1426.4514 | 287.4181 | 287.2135 | 316.4709 | 5.269% | 6.5239 | 151.6143 | 32.29% | 271.6787 | 7003.8767
2 | 15 | 11 | 22.3067 | 22.4733 | 22.4767 | 24.6233 | 52.58% | 58.5951 | 11.719 | 11.719 | 11.719 | 1307.0604 | 263.3652 | 263.4043 | 288.5611 | 6.718% | 8.3172 | 185.528 | 30.39% | 255.7323 | 6296.9827
2 | 15 | 12 | 19.92 | 20.0633 | 20.0967 | 22.76 | 51.55% | 57.4409 | 11.4882 | 11.4882 | 11.4882 | 1144.2225 | 230.4911 | 230.8741 | 261.4709 | 10.02% | 12.4112 | 247.2318 | 26.99% | 227.0912 | 5168.5964
2 | 15 | 13 | 18.94 | 19.0667 | 19.1133 | 21.1167 | 53.68% | 59.8246 | 11.9649 | 11.9649 | 11.9649 | 1133.078 | 228.1312 | 228.6895 | 252.6592 | 10.86% | 13.4401 | 254.5547 | 23.3% | 196.0534 | 4139.9933
2 | 15 | 14 | 19.4033 | 19.5267 | 19.59 | 21.2067 | 55.71% | 62.0817 | 12.4163 | 12.4163 | 12.4163 | 1204.5911 | 242.4496 | 243.2359 | 263.309 | 11.24% | 13.9186 | 270.0668 | 21.63% | 182.0189 | 3860.014
2 | 15 | 15 | 19.4067 | 19.5567 | 19.5633 | 21.1367 | 46.36% | 51.6595 | 10.3319 | 10.3319 | 10.3319 | 1002.5395 | 202.0577 | 202.1266 | 218.3821 | 11.49% | 14.2203 | 275.9677 | 19.2% | 161.5995 | 3415.6754
2 | 15 | 16 | 20.9233 | 21.0767 | 21.07 | 22.3267 | 22.63% | 25.2193 | 5.0439 | 5.0439 | 5.0439 | 527.6723 | 106.3078 | 106.2742 | 112.6127 | 11.52% | 14.265 | 298.4717 | 16.69% | 140.4784 | 3136.4136
2 | 15 | 17 | 43.96 | 44.28 | 44.14 | 46.4367 | 0.1625% | 0.18103 | 0.036207 | 0.036207 | 0.036207 | 7.9583 | 1.6032 | 1.5982 | 1.6813 | 18.79% | 23.267 | 1022.8159 | 18.66% | 157.0031 | 7290.7021
2 | 15 | 18 | 45.5767 | 45.8367 | 45.74 | 60.0133 | 0% | 0 | 0 | 0 | 0 | 0 | 0 | 0 | 0 | 25.55% | 31.6367 | 1441.8966 | 22.18% | 186.6631 | 11202.2763
2 | 15 | 19 | 23.1767 | 23.3233 | 23.3233 | 44.07 | 0% | 0 | 0 | 0 | 0 | 0 | 0 | 0 | 0 | 24.82% | 30.7262 | 712.1312 | 28.46% | 239.474 | 10553.6189
2 | 15 | 20 | 21.66 | 21.87 | 21.7933 | 29.05 | 0% | 0 | 0 | 0 | 0 | 0 | 0 | 0 | 0 | 27.37% | 33.8899 | 734.0542 | 37.51% | 315.6316 | 9169.0994
2 | 15 | 21 | 19.3233 | 19.5067 | 19.4333 | 24.78 | 0% | 0 | 0 | 0 | 0 | 0 | 0 | 0 | 0 | 22.22% | 27.5126 | 531.636 | 41.33% | 347.7812 | 8618.0192
2 | 15 | 22 | 19.52 | 19.73 | 19.63 | 22.9433 | 0% | 0 | 0 | 0 | 0 | 0 | 0 | 0 | 0 | 14.95% | 18.5043 | 361.2042 | 33.67% | 283.2947 | 6499.7236
2 | 15 | 23 | 18.8867 | 19.0767 | 18.9933 | 20.9467 | 0% | 0 | 0 | 0 | 0 | 0 | 0 | 0 | 0 | 8.959% | 11.0923 | 209.4962 | 31.62% | 266.0495 | 5572.8501
2 | 16 | 0 | 20.8333 | 21.06 | 20.9367 | 21.1167 | 0% | 0 | 0 | 0 | 0 | 0 | 0 | 0 | 0 | 8.244% | 10.2067 | 212.6397 | 29.58% | 248.8856 | 5255.6341
2 | 16 | 1 | 16.15 | 16.3167 | 16.23 | 16.3 | 0% | 0 | 0 | 0 | 0 | 0 | 0 | 0 | 0 | 7.271% | 9.002 | 145.3826 | 30.87% | 259.7278 | 4233.5629
2 | 16 | 2 | 19.7533 | 19.9233 | 19.8533 | 20.3167 | 0% | 0 | 0 | 0 | 0 | 0 | 0 | 0 | 0 | 3.822% | 4.7322 | 93.4769 | 33.52% | 282.0229 | 5729.7662
2 | 16 | 3 | 20.3 | 20.42 | 20.39 | 20.5067 | 0% | 0 | 0 | 0 | 0 | 0 | 0 | 0 | 0 | 4.549% | 5.6317 | 114.3241 | 32.4% | 272.6609 | 5591.3652
2 | 16 | 4 | 21.11 | 21.2467 | 21.2033 | 21.3133 | 0% | 0 | 0 | 0 | 0 | 0 | 0 | 0 | 0 | 6.586% | 8.1536 | 172.1234 | 28.66% | 241.1201 | 5139.0729
2 | 16 | 5 | 18.8 | 18.9067 | 18.8833 | 18.9867 | 0% | 0 | 0 | 0 | 0 | 0 | 0 | 0 | 0 | 7.023% | 8.6944 | 163.4542 | 24.14% | 203.0921 | 3856.0414
2 | 16 | 6 | 21.2333 | 21.4 | 21.3167 | 21.4167 | 0% | 0 | 0 | 0 | 0 | 0 | 0 | 0 | 0 | 7.383% | 9.1406 | 194.0851 | 22.82% | 192.0364 | 4112.7786
2 | 16 | 7 | 23.56 | 23.6867 | 23.68 | 24.6533 | 12.26% | 13.6647 | 2.7329 | 2.7329 | 2.7329 | 321.9394 | 64.7341 | 64.7158 | 67.3759 | 4.873% | 6.0335 | 142.1489 | 23.31% | 196.1116 | 4834.8044
2 | 16 | 8 | 27.06 | 27.1667 | 27.1933 | 28.4667 | 40.59% | 45.235 | 9.047 | 9.047 | 9.047 | 1224.0591 | 245.7768 | 246.0181 | 257.5379 | 2.778% | 3.4398 | 93.0808 | 22.13% | 186.2498 | 5301.9105
2 | 16 | 9 | 23.6367 | 23.7233 | 23.7633 | 24.1033 | 52.11% | 58.0693 | 11.6139 | 11.6139 | 11.6139 | 1372.5636 | 275.5193 | 275.9838 | 279.9325 | 3.222% | 3.9888 | 94.2812 | 19.43% | 163.4702 | 3940.1777
2 | 16 | 10 | 24.5933 | 24.69 | 24.7333 | 26.2667 | 53.95% | 60.1261 | 12.0252 | 12.0252 | 12.0252 | 1478.7017 | 296.9028 | 297.4239 | 315.8626 | 5.212% | 6.4528 | 158.6947 | 16.8% | 141.3741 | 3713.4264
2 | 16 | 11 | 24.0267 | 24.1367 | 24.1633 | 27.1 | 54.75% | 61.009 | 12.2018 | 12.2018 | 12.2018 | 1465.844 | 294.511 | 294.8364 | 330.669 | 7.284% | 9.0185 | 216.6848 | 14.21% | 119.5686 | 3240.3098
2 | 16 | 12 | 25.3333 | 25.4867 | 25.46 | 27.73 | 54.38% | 60.5945 | 12.1189 | 12.1189 | 12.1189 | 1535.0597 | 308.8702 | 308.547 | 336.0569 | 9.313% | 11.5297 | 292.0867 | 12.24% | 102.9614 | 2855.1209
2 | 16 | 13 | 22.51 | 22.6533 | 22.61 | 25.3567 | 55.83% | 62.2114 | 12.4423 | 12.4423 | 12.4423 | 1400.3788 | 281.8592 | 281.32 | 315.4948 | 11.74% | 14.5305 | 327.081 | 12.45% | 104.7502 | 2656.1162
2 | 16 | 14 | 24.17 | 24.3 | 24.3333 | 28.0833 | 55.48% | 61.8265 | 12.3653 | 12.3653 | 12.3653 | 1494.346 | 300.4767 | 300.8889 | 347.2587 | 13.94% | 17.2539 | 417.0279 | 14.4% | 121.189 | 3403.3898
2 | 16 | 15 | 21.6033 | 21.7633 | 21.75 | 25.0567 | 45.11% | 50.2693 | 10.0539 | 10.0539 | 10.0539 | 1085.9855 | 218.8057 | 218.6717 | 251.9165 | 15.18% | 18.7896 | 405.9186 | 17.37% | 146.1689 | 3662.5054
2 | 16 | 16 | 21.1033 | 21.2267 | 21.24 | 23.43 | 22.68% | 25.2694 | 5.0539 | 5.0539 | 5.0539 | 533.2679 | 107.2769 | 107.3443 | 118.4123 | 14.71% | 18.214 | 384.3756 | 21.22% | 178.5735 | 4183.9769
2 | 16 | 17 | 24.17 | 24.2667 | 24.3033 | 24.6367 | 0.3986% | 0.44424 | 0.088849 | 0.088849 | 0.088849 | 10.7374 | 2.1561 | 2.1593 | 2.1889 | 17.31% | 21.4342 | 518.0637 | 28.74% | 241.8081 | 5957.3453
2 | 16 | 18 | 29.6633 | 29.7833 | 29.8067 | 30.06 | 0% | 0 | 0 | 0 | 0 | 0 | 0 | 0 | 0 | 21.46% | 26.5696 | 788.1425 | 37.67% | 316.9837 | 9528.5305
2 | 16 | 19 | 31.9933 | 32.1233 | 32.1433 | 32.7033 | 0% | 0 | 0 | 0 | 0 | 0 | 0 | 0 | 0 | 16.59% | 20.5434 | 657.2528 | 50.36% | 423.7617 | 13858.4214
2 | 16 | 20 | 23.5767 | 23.6933 | 23.7233 | 25.5167 | 0% | 0 | 0 | 0 | 0 | 0 | 0 | 0 | 0 | 12.14% | 15.0239 | 354.2134 | 65.63% | 552.2622 | 14091.8916
2 | 16 | 21 | 30.5767 | 30.69 | 30.72 | 40.06 | 0% | 0 | 0 | 0 | 0 | 0 | 0 | 0 | 0 | 11.32% | 14.0154 | 428.5433 | 72.86% | 613.0669 | 24559.4603
2 | 16 | 22 | 35.42 | 35.54 | 35.5733 | 36.8233 | 0% | 0 | 0 | 0 | 0 | 0 | 0 | 0 | 0 | 12.33% | 15.2596 | 540.4937 | 78.31% | 658.9706 | 24265.4955
2 | 16 | 23 | 36.2067 | 36.3867 | 36.4033 | 36.6833 | 0% | 0 | 0 | 0 | 0 | 0 | 0 | 0 | 0 | 11.96% | 14.8033 | 535.977 | 80.18% | 674.6807 | 24749.5366
2 | 17 | 0 | 21.13 | 21.2267 | 21.2267 | 21.3667 | 0% | 0 | 0 | 0 | 0 | 0 | 0 | 0 | 0 | 13.74% | 17.0115 | 359.4522 | 78.66% | 661.8614 | 14141.7724
2 | 17 | 1 | 19.2133 | 19.3467 | 19.3 | 19.4033 | 0% | 0 | 0 | 0 | 0 | 0 | 0 | 0 | 0 | 13.28% | 16.4472 | 316.0051 | 74.98% | 630.9632 | 12242.7889
2 | 17 | 2 | 17.12 | 17.2067 | 17.2 | 17.3067 | 0% | 0 | 0 | 0 | 0 | 0 | 0 | 0 | 0 | 13.61% | 16.8545 | 288.5485 | 72.17% | 607.2945 | 10510.2431
2 | 17 | 3 | 18.2867 | 18.3433 | 18.3667 | 18.5 | 0% | 0 | 0 | 0 | 0 | 0 | 0 | 0 | 0 | 14.26% | 17.6546 | 322.8435 | 69.99% | 588.9679 | 10895.9066
2 | 17 | 4 | 19.7633 | 19.8233 | 19.8433 | 19.98 | 0% | 0 | 0 | 0 | 0 | 0 | 0 | 0 | 0 | 13.13% | 16.2572 | 321.2957 | 66.99% | 563.6622 | 11261.9706
2 | 17 | 5 | 22.2567 | 22.3267 | 22.34 | 22.4867 | 0% | 0 | 0 | 0 | 0 | 0 | 0 | 0 | 0 | 10.24% | 12.6739 | 282.0798 | 63.04% | 530.4366 | 11927.7513
2 | 17 | 6 | 17.62 | 17.69 | 17.71 | 17.83 | 0% | 0 | 0 | 0 | 0 | 0 | 0 | 0 | 0 | 9.96% | 12.3311 | 217.2747 | 59.08% | 497.1423 | 8864.048
2 | 17 | 7 | 18.7267 | 18.8133 | 18.8267 | 18.9567 | 3.43% | 3.8227 | 0.76454 | 0.76454 | 0.76454 | 71.5868 | 14.3836 | 14.3938 | 14.4932 | 11.86% | 14.6836 | 274.975 | 53.02% | 446.1703 | 8457.9011
2 | 17 | 8 | 20.3133 | 20.41 | 20.42 | 20.58 | 15.57% | 17.3477 | 3.4695 | 3.4695 | 3.4695 | 352.3905 | 70.8135 | 70.8482 | 71.4033 | 7.896% | 9.7759 | 198.5812 | 44.67% | 375.8989 | 7735.9999
2 | 17 | 9 | 19.5867 | 19.6733 | 19.6933 | 19.8533 | 19.22% | 21.4139 | 4.2828 | 4.2828 | 4.2828 | 419.427 | 84.2566 | 84.3422 | 85.0275 | 4.133% | 5.1168 | 100.2209 | 34.24% | 288.0787 | 5719.3224
2 | 17 | 10 | 17.04 | 17.12 | 17.14 | 17.77 | 19.13% | 21.315 | 4.263 | 4.263 | 4.263 | 363.2084 | 72.9827 | 73.068 | 75.7537 | 4.798% | 5.9402 | 101.2214 | 22.28% | 187.4562 | 3331.0971
2 | 17 | 11 | 15.9367 | 16.0133 | 16.0333 | 16.31 | 29.25% | 32.5948 | 6.519 | 6.519 | 6.519 | 519.4517 | 104.3901 | 104.5205 | 106.3241 | 3.191% | 3.9504 | 62.9555 | 14.36% | 120.8733 | 1971.4432
2 | 17 | 12 | 15.3767 | 15.44 | 15.47 | 15.6 | 43.12% | 48.0518 | 9.6104 | 9.6104 | 9.6104 | 738.8771 | 148.3841 | 148.6724 | 149.9217 | 2.966% | 3.6717 | 56.4584 | 10.29% | 86.5893 | 1350.7938
2 | 17 | 13 | 16.72 | 16.8 | 16.8367 | 16.9767 | 53.08% | 59.1487 | 11.8297 | 11.8297 | 11.8297 | 988.9656 | 198.7395 | 199.1733 | 200.8294 | 2.587% | 3.2032 | 53.5583 | 6.953% | 58.5052 | 993.2232
2 | 17 | 14 | 20.0167 | 20.12 | 20.1567 | 20.3333 | 59.35% | 66.1416 | 13.2283 | 13.2283 | 13.2283 | 1323.9351 | 266.1539 | 266.639 | 268.976 | 2.245% | 2.7797 | 55.6404 | 4.966% | 41.7865 | 849.6581
2 | 17 | 15 | 17.77 | 17.8567 | 17.8933 | 18.0433 | 49.97% | 55.6837 | 11.1367 | 11.1367 | 11.1367 | 989.4991 | 198.865 | 199.2733 | 200.9439 | 2.312% | 2.8629 | 50.8735 | 2.798% | 23.541 | 424.7586
2 | 17 | 16 | 20.1467 | 20.2433 | 20.2733 | 26.5267 | 27.69% | 30.8598 | 6.172 | 6.172 | 6.172 | 621.722 | 124.941 | 125.1262 | 163.7215 | 2.476% | 3.0654 | 61.7574 | 1.681% | 14.1461 | 375.2477
2 | 17 | 17 | 34.8233 | 34.9633 | 35 | 37.4767 | 2.026% | 2.2577 | 0.45153 | 0.45153 | 0.45153 | 78.6197 | 15.7871 | 15.8037 | 16.922 | 5.687% | 7.0405 | 245.172 | 1.656% | 13.9336 | 522.1846
2 | 17 | 18 | 25.9167 | 26.0233 | 26.0567 | 33.1233 | 0% | 0 | 0 | 0 | 0 | 0 | 0 | 0 | 0 | 20.15% | 24.9458 | 646.512 | 1.587% | 13.3578 | 442.4548
2 | 17 | 19 | 32.5633 | 32.6933 | 32.73 | 34.42 | 0% | 0 | 0 | 0 | 0 | 0 | 0 | 0 | 0 | 38.52% | 47.6915 | 1552.9948 | 1.682% | 14.1493 | 487.0197
2 | 17 | 20 | 42.04 | 42.2333 | 42.2333 | 45.9667 | 0% | 0 | 0 | 0 | 0 | 0 | 0 | 0 | 0 | 51.1% | 63.2647 | 2659.6465 | 1.334% | 11.225 | 515.9753
2 | 17 | 21 | 23.38 | 23.5 | 23.53 | 24.77 | 0% | 0 | 0 | 0 | 0 | 0 | 0 | 0 | 0 | 58.32% | 72.2009 | 1688.0581 | 2.209% | 18.5846 | 460.3393
2 | 17 | 22 | 43.63 | 43.85 | 43.8433 | 44.78 | 0% | 0 | 0 | 0 | 0 | 0 | 0 | 0 | 0 | 62.22% | 77.0284 | 3360.75 | 2.756% | 23.1867 | 1038.3017
2 | 17 | 23 | 23.26 | 23.4233 | 23.3833 | 23.5233 | 0% | 0 | 0 | 0 | 0 | 0 | 0 | 0 | 0 | 63.21% | 78.2529 | 1820.1631 | 3.926% | 33.0363 | 777.1244
2 | 18 | 0 | 27.1933 | 27.2967 | 27.2933 | 27.4633 | 0% | 0 | 0 | 0 | 0 | 0 | 0 | 0 | 0 | 65.37% | 80.9336 | 2200.8535 | 5.664% | 47.6624 | 1308.9696
2 | 18 | 1 | 24.84 | 24.98 | 24.92 | 25.0333 | 0% | 0 | 0 | 0 | 0 | 0 | 0 | 0 | 0 | 68.37% | 84.6441 | 2102.5599 | 6.511% | 54.7842 | 1371.4311
2 | 18 | 2 | 19.12 | 19.19 | 19.2033 | 19.3267 | 0% | 0 | 0 | 0 | 0 | 0 | 0 | 0 | 0 | 69.71% | 86.3028 | 1650.1087 | 7.475% | 62.9011 | 1215.6692
2 | 18 | 3 | 18.62 | 18.6933 | 18.7033 | 18.8167 | 0% | 0 | 0 | 0 | 0 | 0 | 0 | 0 | 0 | 71.66% | 88.7183 | 1651.9349 | 7.848% | 66.0375 | 1242.6057
2 | 18 | 4 | 20.51 | 20.6233 | 20.5967 | 20.7033 | 0% | 0 | 0 | 0 | 0 | 0 | 0 | 0 | 0 | 73.16% | 90.5729 | 1857.651 | 9.551% | 80.367 | 1663.8653
2 | 18 | 5 | 25.9433 | 26.1767 | 26.0333 | 26.11 | 0% | 0 | 0 | 0 | 0 | 0 | 0 | 0 | 0 | 71.95% | 89.0724 | 2310.8354 | 12.77% | 107.4863 | 2806.4684
2 | 18 | 6 | 33.2867 | 33.5233 | 33.3933 | 33.4933 | 0% | 0 | 0 | 0 | 0 | 0 | 0 | 0 | 0 | 65% | 80.4751 | 2678.7479 | 14.93% | 125.6669 | 4209.0037
2 | 18 | 7 | 27.48 | 27.62 | 27.6033 | 27.7367 | 9.365% | 10.4357 | 2.0871 | 2.0871 | 2.0871 | 286.7733 | 57.6469 | 57.6121 | 57.8904 | 70.87% | 87.7441 | 2411.2067 | 18.86% | 158.6994 | 4401.7912
2 | 18 | 8 | 24.5367 | 24.6567 | 24.6967 | 24.8833 | 31.21% | 34.7808 | 6.9562 | 6.9562 | 6.9562 | 853.4038 | 171.5155 | 171.7937 | 173.0922 | 77.82% | 96.3467 | 2364.026 | 28.73% | 241.785 | 6016.4167
2 | 18 | 9 | 25.8833 | 26.0267 | 26.0567 | 27.45 | 33.24% | 37.0434 | 7.4087 | 7.4087 | 7.4087 | 958.8059 | 192.8231 | 193.0453 | 203.3681 | 81.76% | 101.218 | 2619.858 | 45.91% | 386.3233 | 10604.5745
2 | 18 | 10 | 25.1967 | 25.34 | 25.3767 | 30.6933 | 29.21% | 32.5459 | 6.5092 | 6.5092 | 6.5092 | 820.0493 | 164.9428 | 165.1815 | 199.7887 | 85.91% | 106.3619 | 2679.9652 | 59.64% | 501.8096 | 15402.2104
2 | 18 | 11 | 30.2733 | 30.44 | 30.4867 | 31.26 | 33.19% | 36.9816 | 7.3963 | 7.3963 | 7.3963 | 1119.5558 | 225.1439 | 225.489 | 231.2089 | 88.12% | 109.0982 | 3302.766 | 74.32% | 625.3363 | 19548.0137
2 | 18 | 12 | 24.8567 | 24.9833 | 25.0267 | 26.1167 | 32.83% | 36.5868 | 7.3174 | 7.3174 | 7.3174 | 909.4251 | 182.8119 | 183.129 | 191.1049 | 92.45% | 114.4579 | 2845.0422 | 83.74% | 704.6534 | 18403.198
2 | 18 | 13 | 22.7633 | 22.8833 | 22.9267 | 25.0833 | 39.01% | 43.4667 | 8.6933 | 8.6933 | 8.6933 | 989.4464 | 198.9325 | 199.3092 | 218.0578 | 90.94% | 112.5821 | 2562.7448 | 85.47% | 719.1634 | 18039.016
2 | 18 | 14 | 21.9067 | 22.0133 | 22.0667 | 23.9933 | 46.81% | 52.1662 | 10.4332 | 10.4332 | 10.4332 | 1142.7873 | 229.6703 | 230.2268 | 250.3282 | 88.48% | 109.5427 | 2399.7149 | 88.56% | 745.166 | 17879.0169
2 | 18 | 15 | 22.66 | 22.7733 | 22.8133 | 32.3467 | 43.68% | 48.6784 | 9.7357 | 9.7357 | 9.7357 | 1103.0514 | 221.7137 | 222.1031 | 314.9165 | 90.52% | 112.0731 | 2539.5766 | 92.34% | 776.988 | 25132.9711
2 | 18 | 16 | 23.3 | 23.41 | 23.4567 | 24.29 | 25.74% | 28.6794 | 5.7359 | 5.7359 | 5.7359 | 668.229 | 134.2767 | 134.5444 | 139.3243 | 94.18% | 116.6035 | 2716.8621 | 97.82% | 823.0806 | 19992.6283
2 | 18 | 17 | 33.6333 | 33.7767 | 33.79 | 35.7167 | 0.5633% | 0.62775 | 0.12555 | 0.12555 | 0.12555 | 21.1133 | 4.2407 | 4.2423 | 4.4842 | 90.1% | 111.5424 | 3751.5435 | 98.88% | 832.0224 | 29717.066
2 | 18 | 18 | 25.9267 | 26.09 | 26.05 | 43.2 | 0% | 0 | 0 | 0 | 0 | 0 | 0 | 0 | 0 | 84.72% | 104.8843 | 2719.3006 | 99.29% | 835.5093 | 36094.0015
2 | 18 | 19 | 26.7233 | 26.8767 | 26.8467 | 44.56 | 0% | 0 | 0 | 0 | 0 | 0 | 0 | 0 | 0 | 72.21% | 89.4012 | 2389.0982 | 99.42% | 836.6102 | 37279.351
2 | 18 | 20 | 25.71 | 25.8533 | 25.8667 | 27.21 | 0% | 0 | 0 | 0 | 0 | 0 | 0 | 0 | 0 | 66.23% | 81.9965 | 2108.13 | 97.42% | 819.723 | 22304.6624
2 | 18 | 21 | 22.9767 | 23.1333 | 23.12 | 25.0933 | 0% | 0 | 0 | 0 | 0 | 0 | 0 | 0 | 0 | 75.26% | 93.1738 | 2140.8239 | 97.2% | 817.8642 | 20522.938
2 | 18 | 22 | 23.02 | 23.2467 | 23.15 | 23.2533 | 0% | 0 | 0 | 0 | 0 | 0 | 0 | 0 | 0 | 77.46% | 95.9053 | 2207.7401 | 91.75% | 772.0271 | 17952.2036
2 | 18 | 23 | 24.89 | 25.11 | 25.01 | 25.13 | 0% | 0 | 0 | 0 | 0 | 0 | 0 | 0 | 0 | 76.57% | 94.8007 | 2359.5902 | 88.54% | 745.0654 | 18723.4929
2 | 19 | 0 | 22.1267 | 22.26 | 22.23 | 22.3567 | 0% | 0 | 0 | 0 | 0 | 0 | 0 | 0 | 0 | 73.36% | 90.8284 | 2009.7295 | 84.43% | 710.4694 | 15883.7285
2 | 19 | 1 | 24.8567 | 25.0033 | 24.9567 | 25.08 | 0% | 0 | 0 | 0 | 0 | 0 | 0 | 0 | 0 | 73.61% | 91.1289 | 2265.1617 | 83.51% | 702.7266 | 17624.3829
2 | 19 | 2 | 21.9567 | 22.07 | 22.0433 | 22.1667 | 0% | 0 | 0 | 0 | 0 | 0 | 0 | 0 | 0 | 67.49% | 83.5581 | 1834.6568 | 73.2% | 615.9504 | 13653.5665
2 | 19 | 3 | 22.1067 | 22.2 | 22.1833 | 22.31 | 0% | 0 | 0 | 0 | 0 | 0 | 0 | 0 | 0 | 65.02% | 80.5031 | 1779.6552 | 62.57% | 526.5189 | 11746.6361
2 | 19 | 4 | 23.34 | 23.4667 | 23.4133 | 23.5233 | 0% | 0 | 0 | 0 | 0 | 0 | 0 | 0 | 0 | 68.65% | 84.9945 | 1983.7722 | 55.38% | 466.0037 | 10961.9599
2 | 19 | 5 | 23.7533 | 23.8733 | 23.8233 | 23.92 | 0% | 0 | 0 | 0 | 0 | 0 | 0 | 0 | 0 | 60.54% | 74.9542 | 1780.4116 | 53.37% | 449.1014 | 10742.5043
2 | 19 | 6 | 25.4867 | 25.6233 | 25.57 | 26.09 | 0% | 0 | 0 | 0 | 0 | 0 | 0 | 0 | 0 | 55.98% | 69.3056 | 1766.3691 | 57.93% | 487.475 | 12718.223
2 | 19 | 7 | 22.9267 | 23.0567 | 23.0267 | 24.3933 | 15.77% | 17.5782 | 3.5156 | 3.5156 | 3.5156 | 403.0097 | 81.059 | 80.9535 | 85.7582 | 59.73% | 73.9547 | 1695.5358 | 57% | 479.6707 | 11700.7662
2 | 19 | 8 | 22.08 | 22.22 | 22.17 | 23.56 | 47.89% | 53.3655 | 10.6731 | 10.6731 | 10.6731 | 1178.3094 | 237.1561 | 236.6225 | 251.4581 | 61.7% | 76.3866 | 1686.6167 | 53.5% | 450.1847 | 10606.3509
2 | 19 | 9 | 20.94 | 21.0533 | 21.0667 | 23.29 | 61.32% | 68.3357 | 13.6671 | 13.6671 | 13.6671 | 1430.9489 | 287.7387 | 287.921 | 318.3075 | 68.69% | 85.0392 | 1780.7199 | 47.76% | 401.8697 | 9359.5456
2 | 19 | 10 | 21.3633 | 21.4667 | 21.4933 | 24.53 | 61.36% | 68.3727 | 13.6745 | 13.6745 | 13.6745 | 1460.6697 | 293.547 | 293.9116 | 335.4367 | 77.94% | 96.4889 | 2061.3252 | 38.29% | 322.1902 | 7903.3252
2 | 19 | 11 | 21.8667 | 22 | 22.0033 | 22.67 | 59.72% | 66.55 | 13.31 | 13.31 | 13.31 | 1455.2276 | 292.8202 | 292.8646 | 301.7379 | 84.25% | 104.3005 | 2280.7039 | 38.1% | 320.5642 | 7267.1895
2 | 19 | 12 | 20.52 | 20.6367 | 20.65 | 21.16 | 60.55% | 67.4731 | 13.4946 | 13.4946 | 13.4946 | 1384.5487 | 278.4841 | 278.664 | 285.5463 | 86.05% | 106.5381 | 2186.1625 | 52% | 437.539 | 9258.3253
2 | 19 | 13 | 23.4567 | 23.5633 | 23.6067 | 23.8033 | 61.9% | 68.9745 | 13.7949 | 13.7949 | 13.7949 | 1617.9128 | 325.054 | 325.6518 | 328.3648 | 88.2% | 109.1966 | 2561.3893 | 69.36% | 583.6178 | 13892.048
2 | 19 | 14 | 20.0267 | 20.1167 | 20.1533 | 20.3233 | 62.92% | 70.1151 | 14.023 | 14.023 | 14.023 | 1404.172 | 282.0965 | 282.6107 | 284.9946 | 91.18% | 112.8868 | 2260.7456 | 82.45% | 693.7844 | 14100.011
2 | 19 | 15 | 21.57 | 21.6667 | 21.7167 | 22.0233 | 53.37% | 59.4761 | 11.8952 | 11.8952 | 11.8952 | 1282.9001 | 257.7299 | 258.3247 | 261.9725 | 95.51% | 118.245 | 2550.5437 | 91.32% | 768.4449 | 16923.7175
2 | 19 | 16 | 22.15 | 22.2533 | 22.3033 | 23.5967 | 29.29% | 32.6442 | 6.5288 | 6.5288 | 6.5288 | 723.0687 | 145.2884 | 145.6148 | 154.0588 | 96.97% | 120.0545 | 2659.2076 | 98.26% | 826.8227 | 19510.2599
2 | 19 | 17 | 31.5433 | 31.6867 | 31.7 | 33.92 | 0.8034% | 0.89528 | 0.17906 | 0.17906 | 0.17906 | 28.2402 | 5.6737 | 5.6761 | 6.0736 | 97.89% | 121.1929 | 3822.8267 | 99.28% | 835.413 | 28337.2082
2 | 19 | 18 | 30.0567 | 30.1967 | 30.2 | 32.6533 | 0% | 0 | 0 | 0 | 0 | 0 | 0 | 0 | 0 | 98.34% | 121.7476 | 3659.3282 | 99.25% | 835.1376 | 27270.0274
2 | 19 | 19 | 47.5667 | 47.7767 | 47.76 | 62.01 | 0% | 0 | 0 | 0 | 0 | 0 | 0 | 0 | 0 | 97.21% | 120.3507 | 5724.6796 | 99.81% | 839.8915 | 52081.6702
2 | 19 | 20 | 24.9967 | 25.1033 | 25.1433 | 25.3267 | 0% | 0 | 0 | 0 | 0 | 0 | 0 | 0 | 0 | 93.71% | 116.0176 | 2900.0539 | 99.99% | 841.3773 | 21309.2812
2 | 19 | 21 | 24.37 | 24.4867 | 24.52 | 25.44 | 0% | 0 | 0 | 0 | 0 | 0 | 0 | 0 | 0 | 92.58% | 114.623 | 2793.3613 | 100% | 841.4568 | 21406.6617
2 | 19 | 22 | 21.38 | 21.48 | 21.52 | 22.53 | 0% | 0 | 0 | 0 | 0 | 0 | 0 | 0 | 0 | 94.28% | 116.719 | 2495.4533 | 99.96% | 841.1372 | 18950.8214
2 | 19 | 23 | 22.7 | 22.8167 | 22.83 | 22.9933 | 0% | 0 | 0 | 0 | 0 | 0 | 0 | 0 | 0 | 94.17% | 116.5889 | 2646.568 | 99.9% | 840.6522 | 19329.3967
2 | 20 | 0 | 20.5567 | 20.6333 | 20.6567 | 20.7867 | 0% | 0 | 0 | 0 | 0 | 0 | 0 | 0 | 0 | 91.69% | 113.5134 | 2333.4562 | 99.81% | 839.8971 | 17458.6618
2 | 20 | 1 | 20.1133 | 20.1867 | 20.2 | 20.3133 | 0% | 0 | 0 | 0 | 0 | 0 | 0 | 0 | 0 | 89.68% | 111.0315 | 2233.2134 | 99.77% | 839.5465 | 17053.9878
2 | 20 | 2 | 19.6133 | 19.6767 | 19.6933 | 19.81 | 0% | 0 | 0 | 0 | 0 | 0 | 0 | 0 | 0 | 91.65% | 113.4669 | 2225.4634 | 99.55% | 837.687 | 16594.5791
2 | 20 | 3 | 18.58 | 18.6433 | 18.6567 | 18.77 | 0% | 0 | 0 | 0 | 0 | 0 | 0 | 0 | 0 | 91.53% | 113.3156 | 2105.4033 | 99.55% | 837.7096 | 15723.8092
2 | 20 | 4 | 20.4367 | 20.51 | 20.5167 | 20.63 | 0% | 0 | 0 | 0 | 0 | 0 | 0 | 0 | 0 | 90.82% | 112.436 | 2297.8164 | 99.87% | 840.3531 | 17336.4835
2 | 20 | 5 | 20.0267 | 20.0867 | 20.1 | 20.2133 | 0% | 0 | 0 | 0 | 0 | 0 | 0 | 0 | 0 | 91.07% | 112.7522 | 2258.0501 | 99.39% | 836.3007 | 16904.4243
2 | 20 | 6 | 20.6867 | 20.75 | 20.7633 | 20.89 | 0% | 0 | 0 | 0 | 0 | 0 | 0 | 0 | 0 | 90.06% | 111.4956 | 2306.4728 | 99.93% | 840.8797 | 17565.976
2 | 20 | 7 | 24.3033 | 24.3967 | 24.4167 | 25.0167 | 16.09% | 17.9329 | 3.5866 | 3.5866 | 3.5866 | 435.8283 | 87.5004 | 87.5721 | 89.7241 | 90.84% | 112.4691 | 2733.3747 | 99.93% | 840.8894 | 21036.2504
2 | 20 | 8 | 26.9167 | 27.03 | 27.06 | 27.8 | 47.06% | 52.4411 | 10.4882 | 10.4882 | 10.4882 | 1411.5406 | 283.4968 | 283.8114 | 291.5727 | 91.92% | 113.8057 | 3063.2709 | 99.87% | 840.3744 | 23362.4077
2 | 20 | 9 | 26.0267 | 26.15 | 26.19 | 27.4133 | 59.86% | 66.7045 | 13.3409 | 13.3409 | 13.3409 | 1736.096 | 348.8646 | 349.3982 | 365.7186 | 92.55% | 114.579 | 2982.1104 | 99.94% | 840.9613 | 23053.5538
2 | 20 | 10 | 35.0467 | 35.24 | 35.1933 | 36.5767 | 62.32% | 69.4441 | 13.8888 | 13.8888 | 13.8888 | 2433.7848 | 489.4421 | 488.794 | 508.0069 | 92.87% | 114.979 | 4029.6316 | 100% | 841.4432 | 30777.1864
2 | 20 | 11 | 35.2333 | 35.4167 | 35.4333 | 37.75 | 62.24% | 69.3539 | 13.8708 | 13.8708 | 13.8708 | 2443.5693 | 491.2568 | 491.488 | 523.622 | 94.32% | 116.7774 | 4114.4566 | 99.99% | 841.334 | 31760.3579
2 | 20 | 12 | 27.5333 | 27.7033 | 27.7 | 30.9733 | 61.46% | 68.4908 | 13.6982 | 13.6982 | 13.6982 | 1885.7787 | 379.4844 | 379.4388 | 424.2774 | 94.69% | 117.2265 | 3227.6359 | 99.97% | 841.2075 | 26054.9997
2 | 20 | 13 | 26.0467 | 26.2167 | 26.2067 | 27.8733 | 61.54% | 68.5742 | 13.7148 | 13.7148 | 13.7148 | 1786.1284 | 359.5572 | 359.4201 | 382.2781 | 94.54% | 117.0498 | 3048.7582 | 100% | 841.4287 | 23453.422
2 | 20 | 14 | 23.0633 | 23.2033 | 23.2567 | 27.4333 | 60.07% | 66.9455 | 13.3891 | 13.3891 | 13.3891 | 1543.9858 | 310.6716 | 311.3857 | 367.3075 | 95.11% | 117.7569 | 2715.8674 | 100% | 841.4568 | 23083.9656
2 | 20 | 15 | 25.9233 | 26.08 | 26.1633 | 28.9133 | 51.98% | 57.9271 | 11.5854 | 11.5854 | 11.5854 | 1501.6647 | 302.148 | 303.1134 | 334.9734 | 95.39% | 118.1018 | 3061.5925 | 100% | 841.4568 | 24329.3217
2 | 20 | 16 | 25.44 | 25.59 | 25.6633 | 28.59 | 29.55% | 32.9352 | 6.587 | 6.587 | 6.587 | 837.8714 | 168.5623 | 169.0454 | 188.3235 | 94.72% | 117.2648 | 2983.2165 | 100% | 841.4255 | 24056.3553
2 | 20 | 17 | 51.2933 | 51.53 | 51.6333 | 54.14 | 1.443% | 1.6077 | 0.32154 | 0.32154 | 0.32154 | 82.4633 | 16.5688 | 16.602 | 17.408 | 92.11% | 114.0384 | 5849.4101 | 99.96% | 841.1125 | 45537.8311
2 | 20 | 18 | 31.5867 | 31.7733 | 31.7767 | 34 | 0% | 0 | 0 | 0 | 0 | 0 | 0 | 0 | 0 | 90.83% | 112.4516 | 3551.9706 | 100% | 841.4447 | 28609.1203
2 | 20 | 19 | 29.1267 | 29.3 | 29.29 | 39.72 | 0% | 0 | 0 | 0 | 0 | 0 | 0 | 0 | 0 | 93.61% | 115.8936 | 3375.5937 | 100% | 841.4568 | 33422.6652
2 | 20 | 20 | 27.84 | 28.01 | 27.9933 | 29.41 | 0% | 0 | 0 | 0 | 0 | 0 | 0 | 0 | 0 | 88.7% | 109.8139 | 3057.2182 | 100% | 841.4568 | 24747.2453
2 | 20 | 21 | 27.9167 | 28.12 | 28.0633 | 32.0133 | 0% | 0 | 0 | 0 | 0 | 0 | 0 | 0 | 0 | 81.34% | 100.7072 | 2811.409 | 100% | 841.4568 | 26937.8379
2 | 20 | 22 | 25.5 | 25.7 | 25.6233 | 31.1233 | 0% | 0 | 0 | 0 | 0 | 0 | 0 | 0 | 0 | 79% | 97.8032 | 2493.9826 | 100% | 841.4486 | 26188.6839
2 | 20 | 23 | 28.4267 | 28.66 | 28.5533 | 29.6367 | 0% | 0 | 0 | 0 | 0 | 0 | 0 | 0 | 0 | 74.34% | 92.0382 | 2616.3392 | 99.97% | 841.1903 | 24930.0778
2 | 21 | 0 | 31.1533 | 31.4467 | 31.2333 | 31.27 | 0% | 0 | 0 | 0 | 0 | 0 | 0 | 0 | 0 | 70.08% | 86.7643 | 2702.9964 | 99.77% | 839.4886 | 26250.8071
2 | 21 | 1 | 23.21 | 23.4 | 23.28 | 23.3167 | 0% | 0 | 0 | 0 | 0 | 0 | 0 | 0 | 0 | 66.46% | 82.2756 | 1909.6159 | 99.45% | 836.7978 | 19511.3356
2 | 21 | 2 | 23.79 | 24.0133 | 23.8467 | 23.8733 | 0% | 0 | 0 | 0 | 0 | 0 | 0 | 0 | 0 | 63.96% | 79.18 | 1883.6915 | 99.36% | 836.0952 | 19960.3806
2 | 21 | 3 | 27.6267 | 27.9 | 27.6867 | 27.7367 | 0% | 0 | 0 | 0 | 0 | 0 | 0 | 0 | 0 | 64.08% | 79.34 | 2191.8985 | 99.18% | 834.538 | 23147.3024
2 | 21 | 4 | 24.7733 | 25.0367 | 24.83 | 24.8833 | 0% | 0 | 0 | 0 | 0 | 0 | 0 | 0 | 0 | 57.2% | 70.8125 | 1754.2622 | 98.92% | 832.3632 | 20711.9707
2 | 21 | 5 | 22.28 | 22.4567 | 22.3433 | 22.4233 | 0% | 0 | 0 | 0 | 0 | 0 | 0 | 0 | 0 | 50.54% | 62.5674 | 1394.002 | 97.91% | 823.8486 | 18473.4323
2 | 21 | 6 | 21.0267 | 21.19 | 21.09 | 21.1733 | 0% | 0 | 0 | 0 | 0 | 0 | 0 | 0 | 0 | 46.64% | 57.7414 | 1214.1084 | 96.07% | 808.4248 | 17117.0475
2 | 21 | 7 | 27.1567 | 27.33 | 27.2667 | 28.5933 | 9.621% | 10.7212 | 2.1442 | 2.1442 | 2.1442 | 291.151 | 58.6019 | 58.4661 | 61.3108 | 36.1% | 44.6923 | 1213.6949 | 93.15% | 783.7792 | 22410.8609
2 | 21 | 8 | 35.5233 | 35.7067 | 35.5667 | 37.4333 | 34.69% | 38.6609 | 7.7322 | 7.7322 | 7.7322 | 1373.3653 | 276.0906 | 275.0081 | 289.4415 | 18.62% | 23.0557 | 819.0143 | 83.2% | 700.1211 | 26207.8653
2 | 21 | 9 | 54.7633 | 55.0267 | 54.93 | 55.7133 | 50.49% | 56.2639 | 11.2528 | 11.2528 | 11.2528 | 3081.1964 | 619.2025 | 618.1147 | 626.9294 | 11.37% | 14.0802 | 771.0801 | 65.72% | 553.0116 | 30810.1216
2 | 21 | 10 | 26.7667 | 26.92 | 26.88 | 27.9767 | 51.15% | 56.9985 | 11.3997 | 11.3997 | 11.3997 | 1525.6598 | 306.8799 | 306.4239 | 318.9256 | 10.35% | 12.8085 | 342.8402 | 50.14% | 421.921 | 11803.9437
2 | 21 | 11 | 28.9333 | 29.1567 | 29.07 | 31.35 | 44.6% | 49.7003 | 9.9401 | 9.9401 | 9.9401 | 1437.9953 | 289.819 | 288.9575 | 311.6209 | 11.32% | 14.0106 | 405.3739 | 40.08% | 337.2773 | 10573.6443
2 | 21 | 12 | 23.6233 | 23.7767 | 23.79 | 26.3133 | 38.27% | 42.6424 | 8.5285 | 8.5285 | 8.5285 | 1007.3567 | 202.779 | 202.8928 | 224.413 | 14.9% | 18.4437 | 435.7009 | 31.6% | 265.9216 | 6997.2849
2 | 21 | 13 | 24.15 | 24.32 | 24.3167 | 26.9533 | 37.57% | 41.8695 | 8.3739 | 8.3739 | 8.3739 | 1011.1484 | 203.6532 | 203.6253 | 225.7045 | 17.33% | 21.4543 | 518.1218 | 24.26% | 204.158 | 5502.7392
2 | 21 | 14 | 23.3333 | 23.5333 | 23.5033 | 44.37 | 35.27% | 39.306 | 7.8612 | 7.8612 | 7.8612 | 917.1396 | 185.0002 | 184.7643 | 348.8013 | 22.81% | 28.2441 | 659.0292 | 18.48% | 155.5069 | 6899.8425
2 | 21 | 15 | 29.8167 | 30.03 | 30.0767 | 44.5467 | 28.2% | 31.4214 | 6.2843 | 6.2843 | 6.2843 | 936.8824 | 188.7171 | 189.0104 | 279.944 | 19.65% | 24.3324 | 725.5123 | 14.9% | 125.4018 | 5586.2323
2 | 21 | 16 | 32.8 | 33.03 | 33.05 | 52.7433 | 17.53% | 19.5393 | 3.9079 | 3.9079 | 3.9079 | 640.8892 | 129.0767 | 129.1548 | 206.1136 | 27.81% | 34.433 | 1129.4022 | 13.42% | 112.9491 | 5957.3146
2 | 21 | 17 | 34.3367 | 34.5867 | 34.6 | 35.8767 | 0.611% | 0.68089 | 0.13618 | 0.13618 | 0.13618 | 23.3793 | 4.7099 | 4.7117 | 4.8856 | 42.66% | 52.8198 | 1813.6564 | 11.31% | 95.1424 | 3413.3916
2 | 21 | 18 | 36.41 | 36.64 | 36.6033 | 37.6433 | 0% | 0 | 0 | 0 | 0 | 0 | 0 | 0 | 0 | 49.31% | 61.0533 | 2222.9512 | 11.98% | 100.8147 | 3795.0026
2 | 21 | 19 | 25.0667 | 25.2767 | 25.2067 | 32.73 | 0% | 0 | 0 | 0 | 0 | 0 | 0 | 0 | 0 | 63.84% | 79.0317 | 1981.0621 | 12.87% | 108.2615 | 3543.4001
2 | 21 | 20 | 21.7967 | 21.9667 | 21.9333 | 22.41 | 0% | 0 | 0 | 0 | 0 | 0 | 0 | 0 | 0 | 71.68% | 88.741 | 1934.2583 | 19.54% | 164.4052 | 3684.3196
2 | 21 | 21 | 25.2967 | 25.5667 | 25.4333 | 25.56 | 0% | 0 | 0 | 0 | 0 | 0 | 0 | 0 | 0 | 72.97% | 90.3405 | 2285.3135 | 28.05% | 236.0063 | 6032.3206
2 | 21 | 22 | 28.9733 | 29.2667 | 29.1467 | 29.2933 | 0% | 0 | 0 | 0 | 0 | 0 | 0 | 0 | 0 | 72.63% | 89.9191 | 2605.2569 | 41.27% | 347.2776 | 10172.9182
2 | 21 | 23 | 23.6833 | 23.91 | 23.7967 | 23.51 | 0% | 0 | 0 | 0 | 0 | 0 | 0 | 0 | 0 | 55.31% | 68.4783 | 1621.794 | 48.67% | 409.5246 | 9627.9226
2 | 22 | 0 | 25.4367 | 25.7 | 25.5567 | 25.63 | 0% | 0 | 0 | 0 | 0 | 0 | 0 | 0 | 0 | 62.69% | 77.6106 | 1974.1555 | 56.6% | 476.2667 | 12206.7159
2 | 22 | 1 | 23.45 | 23.6967 | 23.55 | 23.6067 | 0% | 0 | 0 | 0 | 0 | 0 | 0 | 0 | 0 | 66.05% | 81.7681 | 1917.4611 | 60.24% | 506.8992 | 11966.2015
2 | 22 | 2 | 22.2467 | 22.3933 | 22.3367 | 22.4267 | 0% | 0 | 0 | 0 | 0 | 0 | 0 | 0 | 0 | 70.77% | 87.6225 | 1949.3092 | 64.57% | 543.3077 | 12184.5803
2 | 22 | 3 | 20.45 | 20.6067 | 20.5367 | 20.6067 | 0% | 0 | 0 | 0 | 0 | 0 | 0 | 0 | 0 | 72.54% | 89.8068 | 1836.5482 | 61.81% | 520.1458 | 10718.4716
2 | 22 | 4 | 19.8667 | 20.0033 | 19.95 | 20.02 | 0% | 0 | 0 | 0 | 0 | 0 | 0 | 0 | 0 | 64.98% | 80.4486 | 1598.2455 | 62.24% | 523.6927 | 10484.3288
2 | 22 | 5 | 20.2867 | 20.42 | 20.3733 | 20.4467 | 0% | 0 | 0 | 0 | 0 | 0 | 0 | 0 | 0 | 63.02% | 78.0276 | 1582.9195 | 66.86% | 562.64 | 11504.1129
2 | 22 | 6 | 21.5533 | 21.6833 | 21.6433 | 32.88 | 0% | 0 | 0 | 0 | 0 | 0 | 0 | 0 | 0 | 67.83% | 83.9815 | 1810.0816 | 70.78% | 595.5587 | 19581.9705
2 | 22 | 7 | 25.8967 | 26.1533 | 26.01 | 26.5133 | 16.46% | 18.3388 | 3.6678 | 3.6678 | 3.6678 | 474.9137 | 95.9241 | 95.3984 | 97.2445 | 59.13% | 73.2037 | 1895.7319 | 72.23% | 607.7695 | 16113.996
2 | 22 | 8 | 23.5667 | 23.75 | 23.6833 | 24.38 | 45.19% | 50.362 | 10.0724 | 10.0724 | 10.0724 | 1186.8651 | 239.2196 | 238.5481 | 245.5653 | 52.05% | 64.4406 | 1518.6503 | 75.76% | 637.4891 | 15541.9842
2 | 22 | 9 | 24.0633 | 24.1933 | 24.22 | 25.6 | 54.71% | 60.9714 | 12.1943 | 12.1943 | 12.1943 | 1467.1741 | 295.0201 | 295.3453 | 312.1734 | 50.81% | 62.9042 | 1513.6858 | 80.53% | 677.6165 | 17346.9823
2 | 22 | 10 | 23.0933 | 23.2067 | 23.27 | 24.2567 | 55.06% | 61.3594 | 12.2719 | 12.2719 | 12.2719 | 1416.9925 | 284.7893 | 285.5665 | 297.6748 | 57.61% | 71.3211 | 1647.0422 | 79.81% | 671.6072 | 16290.9527
2 | 22 | 11 | 23.21 | 23.32 | 23.3867 | 24.3233 | 53.57% | 59.6973 | 11.9395 | 11.9395 | 11.9395 | 1385.5749 | 278.4283 | 279.2243 | 290.4076 | 62.87% | 77.8407 | 1806.6815 | 69.49% | 584.7152 | 14222.2229
2 | 22 | 12 | 23.9233 | 24.0633 | 24.1033 | 26.5 | 51.94% | 57.882 | 11.5764 | 11.5764 | 11.5764 | 1384.7314 | 278.567 | 279.03 | 306.7748 | 61.4% | 76.0208 | 1818.6703 | 49.36% | 415.3401 | 11006.5125
2 | 22 | 13 | 24.14 | 24.2767 | 24.3167 | 26.5933 | 52.25% | 58.2219 | 11.6444 | 11.6444 | 11.6444 | 1405.4759 | 282.6866 | 283.1523 | 309.6627 | 64.19% | 79.4716 | 1918.4436 | 37.7% | 317.2672 | 8437.1926
2 | 22 | 14 | 23.88 | 24.02 | 24.0533 | 24.3733 | 50.42% | 56.1885 | 11.2377 | 11.2377 | 11.2377 | 1341.7809 | 269.9295 | 270.304 | 273.9001 | 66.22% | 81.9821 | 1957.7328 | 35.63% | 299.7705 | 7306.406
2 | 22 | 15 | 22.1567 | 22.33 | 22.3 | 22.8 | 39.25% | 43.7392 | 8.7478 | 8.7478 | 8.7478 | 969.1138 | 195.3391 | 195.0766 | 199.4505 | 72.33% | 89.5438 | 1983.9931 | 36.67% | 308.5983 | 7036.0409
2 | 22 | 16 | 21.0133 | 21.1967 | 21.1567 | 22.4667 | 21.02% | 23.4244 | 4.6849 | 4.6849 | 4.6849 | 492.2253 | 99.304 | 99.1166 | 105.2538 | 73.39% | 90.865 | 1909.3774 | 67.54% | 568.3482 | 12768.8906
2 | 22 | 17 | 23.6367 | 23.8233 | 23.77 | 24.9733 | 1.457% | 1.6237 | 0.32475 | 0.32475 | 0.32475 | 38.3799 | 7.7366 | 7.7193 | 8.1101 | 79.39% | 98.291 | 2323.2706 | 89.41% | 752.3628 | 18789.008
2 | 22 | 18 | 29.6967 | 29.87 | 29.87 | 30.3033 | 0% | 0 | 0 | 0 | 0 | 0 | 0 | 0 | 0 | 89.57% | 110.8953 | 3293.2217 | 97.47% | 820.1283 | 24852.6218
2 | 22 | 19 | 30.3633 | 30.6133 | 30.5133 | 31.2233 | 0% | 0 | 0 | 0 | 0 | 0 | 0 | 0 | 0 | 94.28% | 116.7199 | 3544.0041 | 99.71% | 839.008 | 26196.6263
2 | 22 | 20 | 24.8933 | 25.14 | 25.0333 | 25.2467 | 0% | 0 | 0 | 0 | 0 | 0 | 0 | 0 | 0 | 93.28% | 115.4825 | 2874.745 | 100% | 841.4568 | 21243.98
2 | 22 | 21 | 20.8133 | 21.02 | 20.94 | 21.1033 | 0% | 0 | 0 | 0 | 0 | 0 | 0 | 0 | 0 | 90.5% | 112.0398 | 2331.9213 | 100% | 841.4568 | 17757.5439
2 | 22 | 22 | 22.5367 | 22.74 | 22.6733 | 22.7867 | 0% | 0 | 0 | 0 | 0 | 0 | 0 | 0 | 0 | 85.01% | 105.2499 | 2371.9817 | 100% | 841.4568 | 19173.9962
2 | 22 | 23 | 35.58 | 35.83 | 35.7933 | 36.0367 | 0% | 0 | 0 | 0 | 0 | 0 | 0 | 0 | 0 | 84.73% | 104.9034 | 3732.4613 | 100% | 841.452 | 30323.1247
2 | 23 | 0 | 21.48 | 21.64 | 21.6 | 21.7167 | 0% | 0 | 0 | 0 | 0 | 0 | 0 | 0 | 0 | 83.01% | 102.7766 | 2207.6416 | 100% | 841.4333 | 18273.1256
2 | 23 | 1 | 19.16 | 19.3133 | 19.2533 | 19.3367 | 0% | 0 | 0 | 0 | 0 | 0 | 0 | 0 | 0 | 81.58% | 100.9943 | 1935.0508 | 99.99% | 841.3653 | 16269.2001
2 | 23 | 2 | 18.13 | 18.2733 | 18.22 | 18.3033 | 0% | 0 | 0 | 0 | 0 | 0 | 0 | 0 | 0 | 79.56% | 98.5004 | 1785.8114 | 99.93% | 840.8463 | 15390.2907
2 | 23 | 3 | 17.4767 | 17.6233 | 17.5533 | 17.6167 | 0% | 0 | 0 | 0 | 0 | 0 | 0 | 0 | 0 | 81.34% | 100.7003 | 1759.9056 | 99.82% | 839.9841 | 14797.7196
2 | 23 | 4 | 18.75 | 18.8967 | 18.8267 | 18.8967 | 0% | 0 | 0 | 0 | 0 | 0 | 0 | 0 | 0 | 80.64% | 99.8384 | 1871.9697 | 99.56% | 837.7401 | 15830.4957
2 | 23 | 5 | 18.3867 | 18.51 | 18.4633 | 18.54 | 0% | 0 | 0 | 0 | 0 | 0 | 0 | 0 | 0 | 82.58% | 102.2352 | 1879.7652 | 99.7% | 838.9317 | 15553.7931
2 | 23 | 6 | 20.35 | 20.4833 | 20.4267 | 20.52 | 0% | 0 | 0 | 0 | 0 | 0 | 0 | 0 | 0 | 79.68% | 98.651 | 2007.5486 | 99.84% | 840.1347 | 17239.564
2 | 23 | 7 | 18.6967 | 18.8167 | 18.79 | 18.93 | 10.62% | 11.8333 | 2.3667 | 2.3667 | 2.3667 | 221.2436 | 44.5327 | 44.4696 | 44.8009 | 76.51% | 94.7233 | 1771.0097 | 99.82% | 839.9297 | 15899.8692
2 | 23 | 8 | 22.0933 | 22.1667 | 22.1767 | 22.4233 | 27.12% | 30.224 | 6.0448 | 6.0448 | 6.0448 | 667.7492 | 133.9931 | 134.0536 | 135.5446 | 71.53% | 88.5527 | 1956.4234 | 99.65% | 838.55 | 18803.0871
2 | 23 | 9 | 21.6933 | 21.7867 | 21.8 | 23.0567 | 27.23% | 30.3396 | 6.0679 | 6.0679 | 6.0679 | 658.1661 | 132.1996 | 132.2805 | 139.9058 | 68.65% | 84.9892 | 1843.6997 | 99.57% | 837.873 | 19318.5593
2 | 23 | 10 | 23.25 | 23.3433 | 23.38 | 24.3433 | 27.59% | 30.7467 | 6.1493 | 6.1493 | 6.1493 | 714.8614 | 143.5462 | 143.7717 | 149.6956 | 67.91% | 84.0798 | 1954.8561 | 99.63% | 838.3751 | 20408.8436
2 | 23 | 11 | 19.9367 | 20.0367 | 20.06 | 21.4833 | 30.71% | 34.2247 | 6.8449 | 6.8449 | 6.8449 | 682.326 | 137.1497 | 137.3094 | 147.052 | 71.13% | 88.0603 | 1755.6293 | 99.79% | 839.6965 | 18039.4799
2 | 23 | 12 | 17.8833 | 17.98 | 18.0067 | 19.9633 | 30.49% | 33.9726 | 6.7945 | 6.7945 | 6.7945 | 607.5431 | 122.1654 | 122.3466 | 135.6412 | 78.45% | 97.1203 | 1736.8343 | 99.94% | 840.9436 | 16788.0365
2 | 23 | 13 | 21.3733 | 21.52 | 21.5067 | 22.8133 | 25.98% | 28.9494 | 5.7899 | 5.7899 | 5.7899 | 618.7444 | 124.5981 | 124.5209 | 132.0863 | 85.62% | 106.0021 | 2265.6172 | 99.97% | 841.225 | 19191.1473
2 | 23 | 14 | 19.5767 | 19.7133 | 19.71 | 22.2533 | 23.89% | 26.6194 | 5.3239 | 5.3239 | 5.3239 | 521.1191 | 104.9514 | 104.9337 | 118.4741 | 86.66% | 107.2869 | 2100.3199 | 99.97% | 841.199 | 18719.4823
2 | 23 | 15 | 20.05 | 20.19 | 20.1933 | 25.9333 | 19.5% | 21.7296 | 4.3459 | 4.3459 | 4.3459 | 435.6791 | 87.7442 | 87.7587 | 112.7044 | 84.82% | 105.0105 | 2105.4604 | 100% | 841.4451 | 21821.4752
2 | 23 | 16 | 22.0567 | 22.2167 | 22.2067 | 24.6467 | 14.22% | 15.8445 | 3.1689 | 3.1689 | 3.1689 | 349.4765 | 70.4023 | 70.3706 | 78.1027 | 81.09% | 100.3967 | 2214.4164 | 100% | 841.4568 | 20739.1059
2 | 23 | 17 | 23.3233 | 23.4767 | 23.4767 | 24.69 | 0.3244% | 0.36145 | 0.07229 | 0.07229 | 0.07229 | 8.4302 | 1.6971 | 1.6971 | 1.7848 | 80.89% | 100.1411 | 2335.6236 | 100% | 841.4497 | 20775.3932
2 | 23 | 18 | 27.9833 | 28.2433 | 28.1333 | 29.0067 | 0% | 0 | 0 | 0 | 0 | 0 | 0 | 0 | 0 | 80.57% | 99.7547 | 2791.4679 | 100% | 841.4192 | 24406.7669
2 | 23 | 19 | 24.1533 | 24.37 | 24.2867 | 42.71 | 0% | 0 | 0 | 0 | 0 | 0 | 0 | 0 | 0 | 76.14% | 94.2658 | 2276.8326 | 99.99% | 841.3418 | 35933.7096
2 | 23 | 20 | 24.62 | 24.91 | 24.76 | 27.9167 | 0% | 0 | 0 | 0 | 0 | 0 | 0 | 0 | 0 | 63.66% | 78.8181 | 1940.5006 | 99.95% | 841.0104 | 23478.2068
2 | 23 | 21 | 22.2633 | 22.48 | 22.4167 | 24.54 | 0% | 0 | 0 | 0 | 0 | 0 | 0 | 0 | 0 | 58.76% | 72.7506 | 1619.6702 | 99.95% | 840.9999 | 20638.1369
2 | 23 | 22 | 21.07 | 21.3133 | 21.2033 | 22.0167 | 0% | 0 | 0 | 0 | 0 | 0 | 0 | 0 | 0 | 52.15% | 64.5614 | 1360.3085 | 99.59% | 838.0331 | 18450.6949
2 | 23 | 23 | 21.9167 | 22.1433 | 22.04 | 22.1133 | 0% | 0 | 0 | 0 | 0 | 0 | 0 | 0 | 0 | 48.13% | 59.5922 | 1306.0615 | 99.14% | 834.2307 | 18447.6225
2 | 24 | 0 | 21.7833 | 22.0133 | 21.8967 | 22.0633 | 0% | 0 | 0 | 0 | 0 | 0 | 0 | 0 | 0 | 44.98% | 55.6822 | 1212.9438 | 97.86% | 823.4631 | 18168.3406
2 | 24 | 1 | 16.9133 | 17.1533 | 16.9933 | 17.0133 | 0% | 0 | 0 | 0 | 0 | 0 | 0 | 0 | 0 | 43.33% | 53.6501 | 907.4015 | 96.03% | 808.035 | 13747.3694
2 | 24 | 2 | 13.9767 | 14.1633 | 14.0533 | 14.07 | 0% | 0 | 0 | 0 | 0 | 0 | 0 | 0 | 0 | 43.08% | 53.3297 | 745.3709 | 94.96% | 799.0299 | 11242.3514
2 | 24 | 3 | 13.2133 | 13.37 | 13.28 | 14.3367 | 0% | 0 | 0 | 0 | 0 | 0 | 0 | 0 | 0 | 41.26% | 51.0867 | 675.0254 | 94.55% | 795.6037 | 11406.3048
2 | 24 | 4 | 21.24 | 21.4733 | 21.3333 | 21.37 | 0% | 0 | 0 | 0 | 0 | 0 | 0 | 0 | 0 | 35.85% | 44.3847 | 942.7316 | 94.37% | 794.1063 | 16970.0527
2 | 24 | 5 | 26.1267 | 26.4133 | 26.21 | 26.26 | 0% | 0 | 0 | 0 | 0 | 0 | 0 | 0 | 0 | 32.35% | 40.0529 | 1046.4491 | 92.03% | 774.3656 | 20334.8411
2 | 24 | 6 | 22.6 | 22.8367 | 22.69 | 22.76 | 0.02495% | 0.027804 | 0.0055608 | 0.0055608 | 0.0055608 | 0.62837 | 0.12699 | 0.12617 | 0.12656 | 29.5% | 36.5196 | 825.3434 | 89.01% | 748.9914 | 17047.0443
2 | 24 | 7 | 21.1633 | 21.4 | 21.2533 | 21.7733 | 16.21% | 18.0694 | 3.6139 | 3.6139 | 3.6139 | 382.4089 | 77.3371 | 76.807 | 78.6863 | 23.72% | 29.372 | 621.6093 | 87.6% | 737.0864 | 16048.8284
2 | 24 | 8 | 22.6567 | 22.9 | 22.7567 | 24.1767 | 41.71% | 46.4862 | 9.2972 | 9.2972 | 9.2972 | 1053.2217 | 212.9067 | 211.5741 | 224.7761 | 13.25% | 16.4081 | 371.7532 | 83.9% | 705.9789 | 17068.2173
2 | 24 | 9 | 22.07 | 22.2433 | 22.1867 | 22.3833 | 47.56% | 53.0015 | 10.6003 | 10.6003 | 10.6003 | 1169.744 | 235.7862 | 235.1855 | 237.2702 | 10.91% | 13.5042 | 298.0369 | 78.16% | 657.6697 | 14720.8408
2 | 24 | 10 | 23.9033 | 24.0933 | 24.05 | 25.0033 | 50.16% | 55.9018 | 11.1804 | 11.1804 | 11.1804 | 1336.2391 | 269.3721 | 268.8876 | 279.5462 | 9.734% | 12.0516 | 288.0733 | 73.01% | 614.3175 | 15359.9857
2 | 24 | 11 | 24.38 | 24.5833 | 24.55 | 24.82 | 44.35% | 49.4198 | 9.884 | 9.884 | 9.884 | 1204.8544 | 242.9806 | 242.6512 | 245.3198 | 10.31% | 12.7584 | 311.0502 | 67.31% | 566.3988 | 14058.0194
2 | 24 | 12 | 25.2567 | 25.47 | 26.03 | 27.2667 | 42.94% | 47.8473 | 9.5695 | 9.5695 | 9.5695 | 1208.464 | 243.7343 | 249.0932 | 260.9274 | 10.93% | 13.5364 | 341.8837 | 62.06% | 522.1973 | 14238.5806
2 | 24 | 13 | 25.65 | 25.84 | 26.25 | 27.15 | 47.88% | 53.3537 | 10.6707 | 10.6707 | 10.6707 | 1368.523 | 275.732 | 280.107 | 289.7107 | 9.108% | 11.2765 | 289.242 | 56.75% | 477.507 | 12964.3143
2 | 24 | 14 | 25.0967 | 25.2733 | 25.4267 | 25.8567 | 52.49% | 58.4894 | 11.6979 | 11.6979 | 11.6979 | 1467.889 | 295.6444 | 297.4381 | 302.4682 | 8.338% | 10.3231 | 259.0749 | 52.8% | 444.3196 | 11488.6235
2 | 24 | 15 | 26.9733 | 27.1967 | 27.1433 | 27.3467 | 50.6% | 56.393 | 11.2786 | 11.2786 | 11.2786 | 1521.107 | 306.7403 | 306.1388 | 308.4321 | 8.344% | 10.3309 | 278.6584 | 48.77% | 410.3971 | 11222.993
2 | 24 | 16 | 51.9533 | 52.2333 | 52.3233 | 59.3 | 32.64% | 36.3761 | 7.2752 | 7.2752 | 7.2752 | 1889.8585 | 380.0088 | 380.6635 | 431.4203 | 9.136% | 11.3107 | 587.6269 | 45.23% | 380.6047 | 22569.8611
2 | 24 | 17 | 25.83 | 25.9767 | 25.9933 | 29.4367 | 2.039% | 2.2725 | 0.4545 | 0.4545 | 0.4545 | 58.6987 | 11.8064 | 11.814 | 13.379 | 15% | 18.5758 | 479.8117 | 44.31% | 372.82 | 10974.5781
2 | 24 | 18 | 38.8433 | 39.05 | 39.1 | 45.3733 | 0% | 0 | 0 | 0 | 0 | 0 | 0 | 0 | 0 | 14.29% | 17.6923 | 687.2287 | 45.89% | 386.1413 | 17520.5192
2 | 24 | 19 | 37.12 | 37.3267 | 37.36 | 40.5533 | 0% | 0 | 0 | 0 | 0 | 0 | 0 | 0 | 0 | 10.25% | 12.6839 | 470.8248 | 44.78% | 376.7884 | 15280.026
2 | 24 | 20 | 27.56 | 27.77 | 27.71 | 29.2967 | 0% | 0 | 0 | 0 | 0 | 0 | 0 | 0 | 0 | 5.692% | 7.0472 | 194.2219 | 38.68% | 325.4788 | 9535.4443
2 | 24 | 21 | 37.4567 | 37.8033 | 37.65 | 39.8533 | 0% | 0 | 0 | 0 | 0 | 0 | 0 | 0 | 0 | 3.292% | 4.0757 | 152.6603 | 32.62% | 274.4679 | 10938.4609
2 | 24 | 22 | 29.12 | 29.3633 | 29.2967 | 30.97 | 0% | 0 | 0 | 0 | 0 | 0 | 0 | 0 | 0 | 2.712% | 3.3581 | 97.787 | 30.02% | 252.5799 | 7822.4
2 | 24 | 23 | 22.7967 | 22.9933 | 22.9267 | 23.0567 | 0% | 0 | 0 | 0 | 0 | 0 | 0 | 0 | 0 | 4.724% | 5.8491 | 133.3408 | 29.29% | 246.4965 | 5683.3871
2 | 25 | 0 | 23.0633 | 23.19 | 23.1933 | 23.34 | 0% | 0 | 0 | 0 | 0 | 0 | 0 | 0 | 0 | 9.334% | 11.5565 | 266.5325 | 27.42% | 230.7668 | 5386.0966
2 | 25 | 1 | 24.7233 | 24.82 | 24.7967 | 24.92 | 0% | 0 | 0 | 0 | 0 | 0 | 0 | 0 | 0 | 14.79% | 18.315 | 452.8073 | 25.67% | 215.9921 | 5382.5225
2 | 25 | 2 | 17.6267 | 17.68 | 17.6967 | 17.8 | 0% | 0 | 0 | 0 | 0 | 0 | 0 | 0 | 0 | 19.63% | 24.3062 | 428.4369 | 19.02% | 160.0709 | 2849.2628
2 | 25 | 3 | 20.9933 | 21.0633 | 21.03 | 21.13 | 0% | 0 | 0 | 0 | 0 | 0 | 0 | 0 | 0 | 27.19% | 33.6616 | 706.6689 | 13.37% | 112.4828 | 2376.762
2 | 25 | 4 | 27 | 27.1733 | 27.0367 | 27.1167 | 0% | 0 | 0 | 0 | 0 | 0 | 0 | 0 | 0 | 33.98% | 42.068 | 1135.8351 | 9.876% | 83.1014 | 2253.432
2 | 25 | 5 | 27.5333 | 28.0333 | 27.6833 | 27.62 | 0% | 0 | 0 | 0 | 0 | 0 | 0 | 0 | 0 | 37.59% | 46.5388 | 1281.3689 | 5.939% | 49.9712 | 1380.2059
2 | 25 | 6 | 33.93 | 34.2833 | 34.0567 | 34.1667 | 0.001109% | 0.0012357 | 0.00024715 | 0.00024715 | 0.00024715 | 0.041928 | 0.008473 | 0.0084169 | 0.0084441 | 41.77% | 51.7098 | 1754.514 | 2.929% | 24.6466 | 842.0912
2 | 25 | 7 | 20.97 | 21.1233 | 21.0533 | 21.2567 | 9.083% | 10.1225 | 2.0245 | 2.0245 | 2.0245 | 212.2678 | 42.764 | 42.6223 | 43.0339 | 40.83% | 50.5539 | 1060.1159 | 1.202% | 10.1179 | 215.0729
2 | 25 | 8 | 19.64 | 19.7433 | 19.7667 | 20.79 | 21.29% | 23.7198 | 4.744 | 4.744 | 4.744 | 465.8562 | 93.6615 | 93.7721 | 98.6268 | 28.35% | 35.0961 | 689.2881 | 0.4591% | 3.8633 | 80.3172
2 | 25 | 9 | 26.8733 | 27.0367 | 27.0867 | 28.3 | 20.48% | 22.8263 | 4.5653 | 4.5653 | 4.5653 | 613.4198 | 123.4296 | 123.6579 | 129.1971 | 17.47% | 21.6258 | 581.1575 | 0.3259% | 2.7427 | 77.6187
2 | 25 | 10 | 32.64 | 32.8167 | 32.8533 | 33.88 | 20.01% | 22.3036 | 4.4607 | 4.4607 | 4.4607 | 727.9903 | 146.3861 | 146.5497 | 151.1294 | 13.27% | 16.4271 | 536.1801 | 0.1037% | 0.87258 | 29.5629
2 | 25 | 11 | 26.6133 | 26.75 | 26.7567 | 27.77 | 25.87% | 28.8283 | 5.7657 | 5.7657 | 5.7657 | 767.2161 | 154.2312 | 154.2696 | 160.1122 | 13.57% | 16.7966 | 447.0127 | 0% | 0 | 0
2 | 25 | 12 | 24.37 | 24.5067 | 24.4567 | 26.0767 | 18.5% | 20.6162 | 4.1232 | 4.1232 | 4.1232 | 502.4178 | 101.0471 | 100.8409 | 107.5206 | 16.29% | 20.1678 | 491.4903 | 0% | 0 | 0
2 | 25 | 13 | 23.03 | 23.1533 | 23.11 | 24.9 | 16.39% | 18.269 | 3.6538 | 3.6538 | 3.6538 | 420.7346 | 84.5976 | 84.4392 | 90.9795 | 21.25% | 26.3077 | 605.8668 | 0% | 0 | 0
2 | 25 | 14 | 24.3667 | 24.49 | 24.45 | 26.12 | 31.97% | 35.6223 | 7.1245 | 7.1245 | 7.1245 | 867.9963 | 174.4779 | 174.193 | 186.0908 | 29.99% | 37.1292 | 904.7151 | 0% | 0 | 0
2 | 25 | 15 | 22.73 | 22.8567 | 22.8233 | 23.23 | 35.23% | 39.2584 | 7.8517 | 7.8517 | 7.8517 | 892.3436 | 179.4633 | 179.2016 | 182.3946 | 43.38% | 53.7008 | 1220.6185 | 0% | 0 | 0
2 | 25 | 16 | 19.9767 | 20.0867 | 20.0833 | 27.4933 | 23.37% | 26.0429 | 5.2086 | 5.2086 | 5.2086 | 520.251 | 104.6231 | 104.6058 | 143.2014 | 58.06% | 71.8798 | 1435.918 | 0.03652% | 0.30727 | 8.448
2 | 25 | 17 | 25.6 | 25.7433 | 25.69 | 26.9233 | 1.367% | 1.5237 | 0.30473 | 0.30473 | 0.30473 | 39.0055 | 7.8448 | 7.8285 | 8.2044 | 71.58% | 88.6167 | 2268.5884 | 0.6709% | 5.6455 | 151.9951
2 | 25 | 18 | 27.0167 | 27.1667 | 27.1267 | 27.7633 | 0% | 0 | 0 | 0 | 0 | 0 | 0 | 0 | 0 | 83.92% | 103.9031 | 2807.1156 | 2.406% | 20.2469 | 562.1209
2 | 25 | 19 | 38.1133 | 38.3233 | 38.3033 | 46.5867 | 0% | 0 | 0 | 0 | 0 | 0 | 0 | 0 | 0 | 87.65% | 108.5093 | 4135.6526 | 4.839% | 40.7161 | 1896.8294
2 | 25 | 20 | 25.3567 | 25.5033 | 25.4833 | 29.32 | 0% | 0 | 0 | 0 | 0 | 0 | 0 | 0 | 0 | 87.26% | 108.0331 | 2739.3591 | 7.354% | 61.8782 | 1814.2693
2 | 25 | 21 | 27.8433 | 27.99 | 28.0067 | 31.15 | 0% | 0 | 0 | 0 | 0 | 0 | 0 | 0 | 0 | 92.25% | 114.2077 | 3179.9237 | 9.946% | 83.694 | 2607.067
2 | 25 | 22 | 17.73 | 17.85 | 17.83 | 18.05 | 0% | 0 | 0 | 0 | 0 | 0 | 0 | 0 | 0 | 92.37% | 114.3643 | 2027.6793 | 13.08% | 110.0741 | 1986.8373
2 | 25 | 23 | 33.7933 | 34.09 | 33.9367 | 34.0633 | 0% | 0 | 0 | 0 | 0 | 0 | 0 | 0 | 0 | 87.51% | 108.3464 | 3661.385 | 15.81% | 133.0511 | 4532.1649
2 | 26 | 0 | 22.95 | 23.05 | 23.0067 | 23.1167 | 0% | 0 | 0 | 0 | 0 | 0 | 0 | 0 | 0 | 83.71% | 103.6325 | 2378.3656 | 17.41% | 146.4611 | 3385.6933
2 | 26 | 1 | 20.3133 | 20.3833 | 20.3667 | 20.4667 | 0% | 0 | 0 | 0 | 0 | 0 | 0 | 0 | 0 | 85.44% | 105.7778 | 2148.6996 | 17.9% | 150.6512 | 3083.327
2 | 26 | 2 | 14.7 | 14.74 | 14.7467 | 14.8367 | 0% | 0 | 0 | 0 | 0 | 0 | 0 | 0 | 0 | 85.41% | 105.7422 | 1554.4107 | 18.55% | 156.1225 | 2316.3382
2 | 26 | 3 | 15.74 | 15.8067 | 15.79 | 15.8667 | 0% | 0 | 0 | 0 | 0 | 0 | 0 | 0 | 0 | 84.48% | 104.5915 | 1646.2702 | 19.27% | 162.1586 | 2572.9162
2 | 26 | 4 | 20.25 | 20.32 | 20.2967 | 20.39 | 0% | 0 | 0 | 0 | 0 | 0 | 0 | 0 | 0 | 85.82% | 106.2512 | 2151.5859 | 23.62% | 198.759 | 4052.696
2 | 26 | 5 | 20.97 | 21.0367 | 21.04 | 21.13 | 0% | 0 | 0 | 0 | 0 | 0 | 0 | 0 | 0 | 83.53% | 103.4171 | 2168.6569 | 25.71% | 216.3353 | 4571.1651
2 | 26 | 6 | 25.79 | 25.8933 | 25.8933 | 26.0067 | 0% | 0 | 0 | 0 | 0 | 0 | 0 | 0 | 0 | 80.87% | 100.1161 | 2581.9941 | 25.54% | 214.9448 | 5589.999
2 | 26 | 7 | 30.2467 | 30.3633 | 30.39 | 30.55 | 19.91% | 22.1825 | 4.4365 | 4.4365 | 4.4365 | 670.9474 | 134.7071 | 134.8254 | 135.5352 | 71.62% | 88.6669 | 2681.8769 | 26.06% | 219.3127 | 6700.0024
2 | 26 | 8 | 29.3 | 29.4133 | 29.4667 | 28.91 | 48.61% | 54.1724 | 10.8345 | 10.8345 | 10.8345 | 1587.2511 | 318.6781 | 319.256 | 313.2248 | 48.23% | 59.7129 | 1749.5893 | 27.5% | 231.4185 | 6690.3099
2 | 26 | 9 | 24.87 | 24.9867 | 25.0333 | 31.5667 | 60.52% | 67.4373 | 13.4875 | 13.4875 | 13.4875 | 1677.1655 | 337.0066 | 337.6361 | 425.7541 | 33.44% | 41.3991 | 1029.5945 | 26.71% | 224.7364 | 7094.1781
2 | 26 | 10 | 24.5333 | 24.6467 | 24.7033 | 32.8433 | 62.05% | 69.1488 | 13.8298 | 13.8298 | 13.8298 | 1696.45 | 340.8574 | 341.6411 | 454.2153 | 30.33% | 37.5483 | 921.1852 | 28.29% | 238.0505 | 7818.3732
2 | 26 | 11 | 25.7967 | 25.92 | 25.9567 | 34.68 | 59.94% | 66.791 | 13.3582 | 13.3582 | 13.3582 | 1722.9854 | 346.2446 | 346.7344 | 463.2625 | 24.04% | 29.7637 | 767.8035 | 37.03% | 311.6241 | 10807.1235
2 | 26 | 12 | 23.0867 | 23.2267 | 23.2667 | 26.2933 | 55.96% | 62.364 | 12.4728 | 12.4728 | 12.4728 | 1439.7774 | 289.7017 | 290.2006 | 327.9516 | 17.73% | 21.9512 | 506.7801 | 44.51% | 374.4926 | 9846.6581
2 | 26 | 13 | 19.28 | 19.3933 | 19.44 | 25.4533 | 54.77% | 61.0301 | 12.206 | 12.206 | 12.206 | 1176.6595 | 236.7152 | 237.2849 | 310.6837 | 15.39% | 19.0491 | 367.267 | 49.09% | 413.0489 | 10513.4723
2 | 26 | 14 | 17.9567 | 18.0633 | 18.12 | 22.6967 | 56.1% | 62.5148 | 12.503 | 12.503 | 12.503 | 1122.5571 | 225.8451 | 226.5536 | 283.7754 | 15.97% | 19.7695 | 354.9952 | 54.64% | 459.7773 | 10435.4111
2 | 26 | 15 | 22.0267 | 22.16 | 22.1967 | 23.3233 | 45.84% | 51.0806 | 10.2161 | 10.2161 | 10.2161 | 1125.1354 | 226.3892 | 226.7638 | 238.274 | 14.53% | 17.9928 | 396.3223 | 59.37% | 499.5729 | 11651.7058
2 | 26 | 16 | 21.7733 | 21.92 | 21.96 | 23.1467 | 26.56% | 29.6006 | 5.9201 | 5.9201 | 5.9201 | 644.5035 | 129.769 | 130.0058 | 137.031 | 23.81% | 29.4793 | 641.862 | 58.49% | 492.2017 | 11392.8288
2 | 26 | 17 | 27.18 | 27.3333 | 27.3933 | 28.8467 | 1.959% | 2.1829 | 0.43658 | 0.43658 | 0.43658 | 59.3315 | 11.9332 | 11.9594 | 12.5939 | 43.66% | 54.0505 | 1469.0926 | 55.29% | 465.2751 | 13421.6358
2 | 26 | 18 | 32.3767 | 32.55 | 32.58 | 33.6133 | 0% | 0 | 0 | 0 | 0 | 0 | 0 | 0 | 0 | 57.46% | 71.1379 | 2303.2097 | 52.88% | 444.9236 | 14955.3663
2 | 26 | 19 | 28.6233 | 28.7967 | 28.82 | 30.4333 | 0% | 0 | 0 | 0 | 0 | 0 | 0 | 0 | 0 | 60.28% | 74.6256 | 2136.0333 | 47.79% | 402.1651 | 12239.2246
2 | 26 | 20 | 28.6733 | 28.85 | 28.8867 | 30.6167 | 0% | 0 | 0 | 0 | 0 | 0 | 0 | 0 | 0 | 62.73% | 77.6569 | 2226.6826 | 46.63% | 392.3763 | 12013.2556
2 | 26 | 21 | 27.21 | 27.43 | 27.4033 | 29.22 | 0% | 0 | 0 | 0 | 0 | 0 | 0 | 0 | 0 | 69.9% | 86.5418 | 2354.8028 | 44.8% | 376.9983 | 11015.8917
2 | 26 | 22 | 23.68 | 23.8967 | 23.86 | 24.3967 | 0% | 0 | 0 | 0 | 0 | 0 | 0 | 0 | 0 | 77.86% | 96.3919 | 2282.5603 | 46.96% | 395.127 | 9639.7828
2 | 26 | 23 | 26.56 | 26.7333 | 26.67 | 26.7867 | 0% | 0 | 0 | 0 | 0 | 0 | 0 | 0 | 0 | 85.9% | 106.3449 | 2824.5212 | 51.72% | 435.1978 | 11657.4979
2 | 27 | 0 | 25.1533 | 25.2867 | 25.2533 | 25.3967 | 0% | 0 | 0 | 0 | 0 | 0 | 0 | 0 | 0 | 88.85% | 110.0014 | 2766.9013 | 57.41% | 483.0763 | 12268.527
2 | 27 | 1 | 20.7067 | 20.7933 | 20.81 | 20.9567 | 0% | 0 | 0 | 0 | 0 | 0 | 0 | 0 | 0 | 89.6% | 110.931 | 2297.0106 | 64.56% | 543.2492 | 11384.6931
2 | 27 | 2 | 18.9533 | 19.0267 | 19.04 | 19.1733 | 0% | 0 | 0 | 0 | 0 | 0 | 0 | 0 | 0 | 87.55% | 108.387 | 2054.2948 | 70.92% | 596.7491 | 11441.6698
2 | 27 | 3 | 20.1933 | 20.27 | 20.2633 | 20.38 | 0% | 0 | 0 | 0 | 0 | 0 | 0 | 0 | 0 | 87.5% | 108.33 | 2187.5434 | 75.19% | 632.7149 | 12894.7307
2 | 27 | 4 | 20.6533 | 20.7333 | 20.7367 | 20.8633 | 0% | 0 | 0 | 0 | 0 | 0 | 0 | 0 | 0 | 92.86% | 114.9705 | 2374.5242 | 78.78% | 662.9044 | 13830.3957
2 | 27 | 5 | 21.8767 | 21.9633 | 21.9633 | 22.09 | 0% | 0 | 0 | 0 | 0 | 0 | 0 | 0 | 0 | 95.79% | 118.5973 | 2594.5143 | 82.67% | 695.633 | 15366.5327
2 | 27 | 6 | 34.9367 | 35.0833 | 35.0533 | 35.24 | 0% | 0 | 0 | 0 | 0 | 0 | 0 | 0 | 0 | 98.13% | 121.4872 | 4244.3578 | 89.61% | 754.0216 | 26571.7198
2 | 27 | 7 | 28.8367 | 28.9733 | 28.99 | 29.41 | 21.81% | 24.3043 | 4.8609 | 4.8609 | 4.8609 | 700.854 | 140.8351 | 140.9161 | 142.9577 | 99.06% | 122.6459 | 3536.698 | 89.64% | 754.2941 | 22183.7896
2 | 27 | 8 | 29.8067 | 29.95 | 29.9867 | 30.5433 | 52.26% | 58.2404 | 11.6481 | 11.6481 | 11.6481 | 1735.9523 | 348.86 | 349.2871 | 355.7712 | 99.98% | 123.7761 | 3689.3528 | 95.13% | 800.457 | 24448.6264
2 | 27 | 9 | 21.35 | 21.4767 | 21.5 | 23.7933 | 65.29% | 72.7633 | 14.5527 | 14.5527 | 14.5527 | 1553.496 | 312.5425 | 312.8821 | 346.2562 | 99.9% | 123.683 | 2640.6322 | 98.2% | 826.2922 | 19660.2455
2 | 27 | 10 | 22.6067 | 22.7667 | 22.7867 | 26.68 | 67.67% | 75.4065 | 15.0813 | 15.0813 | 15.0813 | 1704.6895 | 343.3509 | 343.6525 | 402.3691 | 97.19% | 120.3274 | 2720.2024 | 99.83% | 839.9853 | 22410.8068
2 | 27 | 11 | 25.8833 | 26.0433 | 26.0167 | 28.0167 | 66.79% | 74.4266 | 14.8853 | 14.8853 | 14.8853 | 1926.4076 | 387.6632 | 387.2662 | 417.0368 | 99.69% | 123.4152 | 3194.3977 | 100% | 841.4568 | 23574.8155
2 | 27 | 12 | 21.17 | 21.2667 | 21.2933 | 23.6733 | 64.28% | 71.632 | 14.3264 | 14.3264 | 14.3264 | 1516.4488 | 304.6746 | 305.0567 | 339.1535 | 98.31% | 121.7124 | 2576.6524 | 100% | 841.4568 | 19920.088
2 | 27 | 13 | 18.48 | 18.5667 | 18.62 | 19.7467 | 64.87% | 72.2851 | 14.457 | 14.457 | 14.457 | 1335.8277 | 268.4185 | 269.1895 | 285.4778 | 91.3% | 113.0387 | 2088.9559 | 100% | 841.4567 | 16615.9646
2 | 27 | 14 | 21.33 | 21.45 | 21.5133 | 22.2667 | 60.86% | 67.8173 | 13.5635 | 13.5635 | 13.5635 | 1446.5426 | 290.9361 | 291.7952 | 302.013 | 87% | 107.7057 | 2297.3632 | 100% | 841.4568 | 18736.4387
2 | 27 | 15 | 20.56 | 20.6733 | 20.7233 | 20.9167 | 53.06% | 59.1233 | 11.8247 | 11.8247 | 11.8247 | 1215.5756 | 244.4553 | 245.0465 | 247.3326 | 89.73% | 111.0959 | 2284.1318 | 100% | 841.4568 | 17600.472
2 | 27 | 16 | 25.1833 | 25.3133 | 25.3667 | 26.6833 | 33.96% | 37.841 | 7.5682 | 7.5682 | 7.5682 | 952.9633 | 191.5765 | 191.9802 | 201.945 | 91.9% | 113.7785 | 2865.3214 | 100% | 841.4568 | 22452.873
2 | 27 | 17 | 32.13 | 32.28 | 32.3067 | 34.03 | 2.926% | 3.2605 | 0.65209 | 0.65209 | 0.65209 | 104.7587 | 21.0496 | 21.0669 | 22.1907 | 74.78% | 92.5803 | 2974.6057 | 100% | 841.4568 | 28634.7758
2 | 27 | 18 | 38.5967 | 38.7767 | 38.7867 | 65.04 | 0% | 0 | 0 | 0 | 0 | 0 | 0 | 0 | 0 | 59.24% | 73.3467 | 2830.9362 | 100% | 841.4568 | 54728.3521
2 | 27 | 19 | 32.87 | 33.0767 | 33.0533 | 41.4767 | 0% | 0 | 0 | 0 | 0 | 0 | 0 | 0 | 0 | 55.61% | 68.8419 | 2262.833 | 100% | 841.4568 | 34900.8244
2 | 27 | 20 | 28.7867 | 28.95 | 28.9633 | 31.26 | 0% | 0 | 0 | 0 | 0 | 0 | 0 | 0 | 0 | 56.42% | 69.8569 | 2010.9473 | 100% | 841.4568 | 26303.9404
2 | 27 | 21 | 36.3067 | 36.6067 | 36.4667 | 38.0667 | 0% | 0 | 0 | 0 | 0 | 0 | 0 | 0 | 0 | 56.67% | 70.1604 | 2547.2892 | 100% | 841.4568 | 32031.4566
2 | 27 | 22 | 29.3633 | 29.5467 | 29.46 | 30.6067 | 0% | 0 | 0 | 0 | 0 | 0 | 0 | 0 | 0 | 51.04% | 63.1864 | 1855.3644 | 100% | 841.4568 | 25754.1886
2 | 27 | 23 | 21.92 | 22.04 | 22.0267 | 22.1767 | 0% | 0 | 0 | 0 | 0 | 0 | 0 | 0 | 0 | 46.74% | 57.8702 | 1268.5139 | 99.99% | 841.3694 | 18658.7685
2 | 28 | 0 | 24.2367 | 24.3767 | 24.35 | 24.5233 | 0% | 0 | 0 | 0 | 0 | 0 | 0 | 0 | 0 | 48.98% | 60.6404 | 1469.7219 | 98.04% | 824.9816 | 20231.2987
2 | 28 | 1 | 23.8267 | 23.9433 | 23.9333 | 24.1133 | 0% | 0 | 0 | 0 | 0 | 0 | 0 | 0 | 0 | 47.52% | 58.8378 | 1401.9093 | 81.7% | 687.4291 | 16576.2077
2 | 28 | 2 | 27.0333 | 27.1767 | 27.0733 | 27.23 | 0% | 0 | 0 | 0 | 0 | 0 | 0 | 0 | 0 | 43.02% | 53.2559 | 1439.6849 | 83.32% | 701.1039 | 19091.0583
2 | 28 | 3 | 28.6167 | 28.7733 | 28.64 | 28.7867 | 0% | 0 | 0 | 0 | 0 | 0 | 0 | 0 | 0 | 38.5% | 47.6614 | 1363.9118 | 76.89% | 646.9818 | 18624.4508
2 | 28 | 4 | 20.7267 | 20.81 | 20.79 | 20.9233 | 0% | 0 | 0 | 0 | 0 | 0 | 0 | 0 | 0 | 38.19% | 47.2772 | 979.8996 | 77.84% | 655.0058 | 13704.9052
2 | 28 | 5 | 24.3767 | 24.4733 | 24.4733 | 24.6633 | 0% | 0 | 0 | 0 | 0 | 0 | 0 | 0 | 0 | 31.61% | 39.1354 | 953.9908 | 75.4% | 634.4514 | 15647.6869
2 | 28 | 6 | 43.3967 | 43.5633 | 43.5867 | 45.4 | 0% | 0 | 0 | 0 | 0 | 0 | 0 | 0 | 0 | 26.31% | 32.5766 | 1413.7143 | 78.53% | 660.8214 | 30001.291
2 | 28 | 7 | 53.5667 | 53.8 | 53.83 | 54.4267 | 21.65% | 24.1245 | 4.8249 | 4.8249 | 4.8249 | 1292.2674 | 259.5793 | 259.724 | 262.6029 | 22.06% | 27.3058 | 1462.6787 | 78.11% | 657.3001 | 35774.6553
2 | 28 | 8 | 38.26 | 38.4333 | 38.4767 | 39.03 | 51.78% | 57.7022 | 11.5404 | 11.5404 | 11.5404 | 2207.6878 | 443.5379 | 444.038 | 450.4237 | 20.12% | 24.9153 | 953.2603 | 74.1% | 623.5152 | 24335.798
2 | 28 | 9 | 26.2133 | 26.3467 | 26.39 | 27.63 | 63.72% | 71.0036 | 14.2007 | 14.2007 | 14.2007 | 1861.2411 | 374.1416 | 374.757 | 392.3659 | 15.77% | 19.5246 | 511.8045 | 72.47% | 609.7783 | 16848.1733
2 | 28 | 10 | 24.0467 | 24.18 | 24.2267 | 26.72 | 62.16% | 69.2668 | 13.8534 | 13.8534 | 13.8534 | 1665.6354 | 334.9742 | 335.6207 | 370.1617 | 15.87% | 19.6517 | 472.5583 | 73.77% | 620.7797 | 16587.2323
2 | 28 | 11 | 25.3333 | 25.4833 | 25.55 | 28.28 | 59.02% | 65.7728 | 13.1546 | 13.1546 | 13.1546 | 1666.2436 | 335.2219 | 336.0989 | 372.0108 | 14.77% | 18.2865 | 463.2572 | 72.55% | 610.4383 | 17263.1939
2 | 28 | 12 | 23.8833 | 24.0267 | 24.08 | 24.8567 | 53.08% | 59.148 | 11.8296 | 11.8296 | 11.8296 | 1412.6524 | 284.2261 | 284.857 | 294.0446 | 14.88% | 18.4252 | 440.0545 | 69.8% | 587.3663 | 14599.9686
2 | 28 | 13 | 19.6467 | 19.7733 | 19.82 | 21.2333 | 53.01% | 59.0727 | 11.8145 | 11.8145 | 11.8145 | 1160.5809 | 233.6127 | 234.164 | 250.8619 | 13.51% | 16.7293 | 328.675 | 57.24% | 481.6218 | 10226.4371
2 | 28 | 14 | 24.5733 | 24.7367 | 24.7233 | 28.11 | 56.01% | 62.411 | 12.4822 | 12.4822 | 12.4822 | 1533.6458 | 308.7679 | 308.6015 | 350.8745 | 10.9% | 13.4992 | 331.7214 | 53.44% | 449.6457 | 12639.5419
2 | 28 | 15 | 27.42 | 27.6033 | 27.6333 | 28.45 | 47.02% | 52.401 | 10.4802 | 10.4802 | 10.4802 | 1436.8348 | 289.2883 | 289.6027 | 298.1616 | 9.628% | 11.9203 | 326.8535 | 51.81% | 435.9339 | 12402.3183
2 | 28 | 16 | 30.89 | 31.1067 | 31.08 | 31.3533 | 30.56% | 34.0541 | 6.8108 | 6.8108 | 6.8108 | 1051.9326 | 211.8622 | 211.6806 | 213.5422 | 7.809% | 9.6676 | 298.6334 | 49.66% | 417.8506 | 13101.0096
2 | 28 | 17 | 26.62 | 26.78 | 26.8633 | 29.4967 | 2.825% | 3.148 | 0.6296 | 0.6296 | 0.6296 | 83.8001 | 16.8608 | 16.9132 | 18.5712 | 8.923% | 11.0476 | 294.0876 | 51.54% | 433.6799 | 12792.1104
2 | 28 | 18 | 34.3133 | 34.57 | 34.56 | 39.25 | 0% | 0 | 0 | 0 | 0 | 0 | 0 | 0 | 0 | 11.2% | 13.871 | 475.9614 | 60.8% | 511.5759 | 20079.3551
2 | 28 | 19 | 25.2033 | 25.3867 | 25.38 | 27.1133 | 0% | 0 | 0 | 0 | 0 | 0 | 0 | 0 | 0 | 8.462% | 10.4766 | 264.0456 | 58.69% | 493.8575 | 13390.1217
2 | 28 | 20 | 29.0433 | 29.24 | 29.1933 | 30.2233 | 0% | 0 | 0 | 0 | 0 | 0 | 0 | 0 | 0 | 8.301% | 10.2776 | 298.4949 | 70.48% | 593.0304 | 17923.3561
2 | 28 | 21 | 24.77 | 24.9133 | 24.9067 | 25.9833 | 0% | 0 | 0 | 0 | 0 | 0 | 0 | 0 | 0 | 8.465% | 10.4799 | 259.5881 | 81.59% | 686.55 | 17838.8583
2 | 28 | 22 | 22.11 | 22.23 | 22.26 | 23.12 | 0% | 0 | 0 | 0 | 0 | 0 | 0 | 0 | 0 | 6.763% | 8.3731 | 185.1282 | 85.79% | 721.8895 | 16690.0851
2 | 28 | 23 | 22.9033 | 23.0067 | 23.05 | 23.72 | 0% | 0 | 0 | 0 | 0 | 0 | 0 | 0 | 0 | 5.782% | 7.1589 | 163.9618 | 91.28% | 768.0485 | 18218.1097
3 | 1 | 0 | 19.6867 | 19.7733 | 19.8233 | 22.8667 | 0% | 0 | 0 | 0 | 0 | 0 | 0 | 0 | 0 | 5.345% | 6.6178 | 130.2816 | 91.04% | 766.0425 | 17516.839
3 | 1 | 1 | 18.2367 | 18.3033 | 18.34 | 19.1433 | 0% | 0 | 0 | 0 | 0 | 0 | 0 | 0 | 0 | 3.778% | 4.6772 | 85.2971 | 87.29% | 734.5072 | 14060.9154
3 | 1 | 2 | 17.4933 | 17.5567 | 17.5833 | 18.0667 | 0% | 0 | 0 | 0 | 0 | 0 | 0 | 0 | 0 | 2.288% | 2.8323 | 49.5459 | 93.79% | 789.2373 | 14258.8865
3 | 1 | 3 | 16.38 | 16.4367 | 16.4633 | 16.6 | 0% | 0 | 0 | 0 | 0 | 0 | 0 | 0 | 0 | 1.628% | 2.0151 | 33.0077 | 97.92% | 823.983 | 13678.1179
3 | 1 | 4 | 10.2167 | 10.2567 | 10.2667 | 10.3 | 0% | 0 | 0 | 0 | 0 | 0 | 0 | 0 | 0 | 1.388% | 1.7183 | 17.555 | 98.76% | 831.0354 | 8559.6646
3 | 1 | 5 | 16.79 | 16.85 | 16.8833 | 16.9933 | 0% | 0 | 0 | 0 | 0 | 0 | 0 | 0 | 0 | 1.459% | 1.8067 | 30.3352 | 98.28% | 827.012 | 14053.6906
3 | 1 | 6 | 23.8467 | 23.9567 | 23.9867 | 24.21 | 0% | 0 | 0 | 0 | 0 | 0 | 0 | 0 | 0 | 1.41% | 1.7458 | 41.6305 | 98.85% | 831.7741 | 20137.2498
3 | 1 | 7 | 22.92 | 23.0333 | 23.08 | 23.3267 | 22.1% | 24.6268 | 4.9254 | 4.9254 | 4.9254 | 564.4461 | 113.4474 | 113.6773 | 114.8922 | 1.291% | 1.5986 | 36.64 | 99.18% | 834.5641 | 19467.5997
3 | 1 | 8 | 23.4367 | 23.55 | 23.6067 | 24.5233 | 49.19% | 54.8205 | 10.9641 | 10.9641 | 10.9641 | 1284.8105 | 258.2047 | 258.826 | 268.8764 | 0.8564% | 1.0603 | 24.8503 | 98.59% | 829.6264 | 20345.2048
3 | 1 | 9 | 22.4567 | 22.58 | 22.63 | 24.9 | 61.47% | 68.5006 | 13.7001 | 13.7001 | 13.7001 | 1538.296 | 309.3489 | 310.0339 | 341.1332 | 1.087% | 1.3456 | 30.2169 | 96.31% | 810.4017 | 20179.0022
3 | 1 | 10 | 19.9833 | 20.1 | 20.1567 | 29.1 | 63.24% | 70.4698 | 14.094 | 14.094 | 14.094 | 1408.2209 | 283.2885 | 284.0871 | 410.1341 | 4.121% | 5.1022 | 101.9583 | 92.18% | 775.6129 | 22570.3362
3 | 1 | 11 | 20.12 | 20.2467 | 20.3133 | 21.3033 | 63.96% | 71.2798 | 14.256 | 14.256 | 14.256 | 1434.1493 | 288.6356 | 289.586 | 303.6994 | 7.971% | 9.8681 | 198.5471 | 84.52% | 711.2167 | 15151.286
3 | 1 | 12 | 19.89 | 20.0167 | 20.0967 | 22.8167 | 63.73% | 71.024 | 14.2048 | 14.2048 | 14.2048 | 1412.6672 | 284.3327 | 285.4691 | 324.1061 | 11.46% | 14.1849 | 282.1381 | 76.59% | 644.4411 | 14703.9969
3 | 1 | 13 | 20.9467 | 21.0767 | 21.15 | 24.0767 | 63.44% | 70.7015 | 14.1403 | 14.1403 | 14.1403 | 1480.9601 | 298.0303 | 299.0672 | 340.4511 | 13.93% | 17.2478 | 361.2833 | 68.1% | 573.0684 | 13797.5766
3 | 1 | 14 | 19.9833 | 20.1067 | 20.1867 | 23.99 | 64.76% | 72.1633 | 14.4327 | 14.4327 | 14.4327 | 1442.0639 | 290.1928 | 291.3474 | 346.2397 | 22.35% | 27.6745 | 553.028 | 64.37% | 541.6452 | 12994.0677
3 | 1 | 15 | 20.1633 | 20.29 | 20.36 | 23.0233 | 56.08% | 62.4919 | 12.4984 | 12.4984 | 12.4984 | 1260.0454 | 253.5922 | 254.4671 | 287.7545 | 33.09% | 40.9685 | 826.0619 | 60.72% | 510.957 | 11763.934
3 | 1 | 16 | 21.1233 | 21.24 | 21.3067 | 21.5433 | 34.34% | 38.2674 | 7.6535 | 7.6535 | 7.6535 | 808.3341 | 162.5597 | 163.07 | 164.8813 | 38.64% | 47.838 | 1010.4972 | 60.11% | 505.7831 | 10896.2532
3 | 1 | 17 | 24.48 | 24.6167 | 24.6733 | 25.38 | 3.618% | 4.0316 | 0.80631 | 0.80631 | 0.80631 | 98.6925 | 19.8487 | 19.8944 | 20.4642 | 47.53% | 58.8403 | 1440.4106 | 67.75% | 570.1141 | 14469.4971
3 | 1 | 18 | 24.01 | 24.1267 | 24.18 | 27.3767 | 0% | 0 | 0 | 0 | 0 | 0 | 0 | 0 | 0 | 57.21% | 70.8349 | 1700.7448 | 60.57% | 509.6525 | 13952.5878
3 | 1 | 19 | 23.5467 | 23.6533 | 23.7 | 24.63 | 0% | 0 | 0 | 0 | 0 | 0 | 0 | 0 | 0 | 63.24% | 78.2956 | 1843.5993 | 59.23% | 498.4123 | 12275.8955
3 | 1 | 20 | 22.4833 | 22.6 | 22.6333 | 23.4933 | 0% | 0 | 0 | 0 | 0 | 0 | 0 | 0 | 0 | 66.61% | 82.4696 | 1854.1921 | 85.06% | 715.7253 | 16814.7722
3 | 1 | 21 | 20.0467 | 20.15 | 20.18 | 21.41 | 0% | 0 | 0 | 0 | 0 | 0 | 0 | 0 | 0 | 69.6% | 86.1728 | 1727.4776 | 95.35% | 802.319 | 17177.6503
3 | 1 | 22 | 20.32 | 20.4833 | 20.4767 | 29.0467 | 0% | 0 | 0 | 0 | 0 | 0 | 0 | 0 | 0 | 54.44% | 67.3994 | 1369.5558 | 98.52% | 829.0272 | 24080.4758
3 | 1 | 23 | 20.91 | 21.0567 | 21.0567 | 21.2333 | 0% | 0 | 0 | 0 | 0 | 0 | 0 | 0 | 0 | 47.24% | 58.4858 | 1222.9379 | 99.68% | 838.7692 | 17809.8657
3 | 2 | 0 | 20.0567 | 20.1733 | 20.19 | 20.82 | 0% | 0 | 0 | 0 | 0 | 0 | 0 | 0 | 0 | 50.09% | 62.0188 | 1243.8899 | 99.97% | 841.2127 | 17514.0487
3 | 2 | 1 | 20.39 | 20.5167 | 20.5133 | 20.6833 | 0% | 0 | 0 | 0 | 0 | 0 | 0 | 0 | 0 | 70.33% | 87.0713 | 1775.3847 | 99.9% | 840.6236 | 17386.8977
3 | 2 | 2 | 21.3167 | 21.4633 | 21.44 | 21.6 | 0% | 0 | 0 | 0 | 0 | 0 | 0 | 0 | 0 | 77.27% | 95.6664 | 2039.2891 | 99.99% | 841.403 | 18174.3049
3 | 2 | 3 | 20.3 | 20.4433 | 20.4033 | 20.52 | 0% | 0 | 0 | 0 | 0 | 0 | 0 | 0 | 0 | 75.67% | 93.6844 | 1901.7923 | 99.98% | 841.2598 | 17262.6513
3 | 2 | 4 | 21.5067 | 21.6367 | 21.62 | 21.7667 | 0% | 0 | 0 | 0 | 0 | 0 | 0 | 0 | 0 | 80.01% | 99.0564 | 2130.3735 | 99.98% | 841.3207 | 18312.7463
3 | 2 | 5 | 22.2633 | 22.4533 | 22.4033 | 22.4 | 0% | 0 | 0 | 0 | 0 | 0 | 0 | 0 | 0 | 78.33% | 96.9774 | 2159.0394 | 99.96% | 841.1272 | 18841.2485
3 | 2 | 6 | 22.42 | 22.6 | 22.55 | 22.5833 | 0% | 0 | 0 | 0 | 0 | 0 | 0 | 0 | 0 | 76.21% | 94.3478 | 2115.2784 | 98.57% | 829.4133 | 18730.9177
3 | 2 | 7 | 26.4833 | 26.86 | 26.7767 | 26.8133 | 3.632% | 4.0476 | 0.80952 | 0.80952 | 0.80952 | 107.1945 | 21.7438 | 21.6764 | 21.706 | 76.67% | 94.9248 | 2513.9263 | 100% | 841.4568 | 22562.2624
3 | 2 | 8 | 24.8567 | 25.1333 | 25.0933 | 26.4967 | 13.17% | 14.6804 | 2.9361 | 2.9361 | 2.9361 | 364.9065 | 73.7936 | 73.6762 | 77.7965 | 81.06% | 100.3546 | 2494.4802 | 100% | 841.4568 | 22295.8011
3 | 2 | 9 | 24.6133 | 24.8233 | 24.81 | 28.5633 | 8.985% | 10.0131 | 2.0026 | 2.0026 | 2.0026 | 246.4555 | 49.7117 | 49.685 | 57.2015 | 83.63% | 103.5331 | 2548.2943 | 92.37% | 777.2135 | 22199.8071
3 | 2 | 10 | 24.5267 | 24.7967 | 24.7667 | 27.77 | 5.541% | 6.1749 | 1.235 | 1.235 | 1.235 | 151.4503 | 30.6235 | 30.5865 | 34.2955 | 83.92% | 103.8953 | 2548.2046 | 100% | 841.4305 | 23366.5254
3 | 2 | 11 | 28.87 | 29.0533 | 29.0733 | 30.09 | 7.435% | 8.2849 | 1.657 | 1.657 | 1.657 | 239.1859 | 48.141 | 48.1741 | 49.8587 | 79.63% | 98.5883 | 2846.2448 | 99.88% | 840.4375 | 25288.7656
3 | 2 | 12 | 28.0233 | 28.2233 | 28.2467 | 29.2167 | 8.876% | 9.8908 | 1.9782 | 1.9782 | 1.9782 | 277.1719 | 55.83 | 55.8762 | 57.795 | 78.48% | 97.1639 | 2722.8569 | 99.92% | 840.8111 | 24565.6989
3 | 2 | 13 | 25.5233 | 25.6967 | 25.7367 | 30.9267 | 7.894% | 8.7965 | 1.7593 | 1.7593 | 1.7593 | 224.5165 | 45.2082 | 45.2786 | 54.4094 | 80.23% | 99.3247 | 2535.0975 | 99.67% | 838.657 | 25936.8658
3 | 2 | 14 | 28.7 | 28.93 | 28.9467 | 30.1467 | 3.959% | 4.4115 | 0.88231 | 0.88231 | 0.88231 | 126.6113 | 25.5252 | 25.5399 | 26.5987 | 78.44% | 97.1118 | 2787.1074 | 99.63% | 838.3527 | 25273.5386
3 | 2 | 15 | 39.2367 | 39.5967 | 39.55 | 40.1467 | 2.856% | 3.1826 | 0.63652 | 0.63652 | 0.63652 | 124.8751 | 25.2042 | 25.1745 | 25.5543 | 76.82% | 95.105 | 3731.6039 | 99.84% | 840.1171 | 33727.8993
3 | 2 | 16 | 24.5667 | 24.8067 | 24.81 | 33.6267 | 1.356% | 1.5107 | 0.30214 | 0.30214 | 0.30214 | 37.1123 | 7.495 | 7.496 | 10.1598 | 76.26% | 94.4103 | 2319.3475 | 100% | 841.4209 | 28294.18
3 | 2 | 17 | 24.1267 | 24.3867 | 24.3833 | 27.88 | 0.2151% | 0.23973 | 0.047946 | 0.047946 | 0.047946 | 5.7839 | 1.1692 | 1.1691 | 1.3367 | 76.93% | 95.2461 | 2297.9708 | 99.99% | 841.3701 | 23457.3982
3 | 2 | 18 | 26.1033 | 26.3167 | 26.3367 | 36.2967 | 0% | 0 | 0 | 0 | 0 | 0 | 0 | 0 | 0 | 80.39% | 99.5273 | 2597.9936 | 99.98% | 841.2722 | 30535.3749
3 | 2 | 19 | 28.91 | 29.0367 | 29.1033 | 32.1867 | 0% | 0 | 0 | 0 | 0 | 0 | 0 | 0 | 0 | 78.96% | 97.7505 | 2825.9679 | 98.81% | 831.4301 | 26760.9642
3 | 2 | 20 | 23.6367 | 23.7833 | 23.8233 | 25.45 | 0% | 0 | 0 | 0 | 0 | 0 | 0 | 0 | 0 | 79.67% | 98.6361 | 2331.4287 | 97.04% | 816.5201 | 20780.4353
3 | 2 | 21 | 23.5 | 23.6667 | 23.7067 | 51.39 | 0% | 0 | 0 | 0 | 0 | 0 | 0 | 0 | 0 | 78.54% | 97.2421 | 2285.1904 | 96.94% | 815.71 | 41919.3392
3 | 2 | 22 | 22.3633 | 22.5267 | 22.5367 | 34.78 | 0% | 0 | 0 | 0 | 0 | 0 | 0 | 0 | 0 | 75.01% | 92.8714 | 2076.9134 | 97.16% | 817.5795 | 28435.4135
3 | 2 | 23 | 24.06 | 24.2 | 24.2467 | 25.2933 | 0% | 0 | 0 | 0 | 0 | 0 | 0 | 0 | 0 | 66.53% | 82.3649 | 1981.6993 | 97% | 816.2155 | 20644.8112
3 | 3 | 0 | 25.9 | 26.0167 | 26.0667 | 26.3533 | 0% | 0 | 0 | 0 | 0 | 0 | 0 | 0 | 0 | 59.47% | 73.6251 | 1906.8895 | 95.13% | 800.4932 | 21095.6643
3 | 3 | 1 | 24.4967 | 24.5867 | 24.6333 | 24.88 | 0% | 0 | 0 | 0 | 0 | 0 | 0 | 0 | 0 | 53.64% | 66.4033 | 1626.6594 | 89.77% | 755.4103 | 18794.6091
3 | 3 | 2 | 20.9933 | 21.0633 | 21.1033 | 21.7167 | 0% | 0 | 0 | 0 | 0 | 0 | 0 | 0 | 0 | 48.93% | 60.5811 | 1271.8001 | 85.81% | 722.0742 | 15681.0441
3 | 3 | 3 | 19.1333 | 19.2067 | 19.23 | 19.5767 | 0% | 0 | 0 | 0 | 0 | 0 | 0 | 0 | 0 | 46.04% | 56.9954 | 1090.5129 | 83.93% | 706.2193 | 13825.4205
3 | 3 | 4 | 21.53 | 21.5933 | 21.63 | 21.8467 | 0% | 0 | 0 | 0 | 0 | 0 | 0 | 0 | 0 | 44.84% | 55.5164 | 1195.2682 | 84.62% | 712.0051 | 15554.9389
3 | 3 | 5 | 22.56 | 22.6433 | 22.6667 | 22.8867 | 0% | 0 | 0 | 0 | 0 | 0 | 0 | 0 | 0 | 43.4% | 53.7284 | 1212.1119 | 82.24% | 692.0278 | 15838.2094
3 | 3 | 6 | 23.73 | 23.8433 | 23.87 | 24.4667 | 0% | 0 | 0 | 0 | 0 | 0 | 0 | 0 | 0 | 42.09% | 52.1114 | 1236.6043 | 81.12% | 682.5626 | 16700.0308
3 | 3 | 7 | 19.59 | 19.7033 | 19.7167 | 19.9367 | 23.48% | 26.1696 | 5.2339 | 5.2339 | 5.2339 | 512.6624 | 103.1257 | 103.1954 | 104.3469 | 39.75% | 49.2127 | 964.077 | 78.65% | 661.7993 | 13194.0713
3 | 3 | 8 | 21.5167 | 21.6233 | 21.6367 | 22.2367 | 50.96% | 56.7841 | 11.3568 | 11.3568 | 11.3568 | 1221.8045 | 245.5723 | 245.7237 | 252.5378 | 37.2% | 46.0615 | 991.089 | 65.82% | 553.846 | 12315.6885
3 | 3 | 9 | 20.5933 | 20.6967 | 20.73 | 23.4333 | 55.81% | 62.1972 | 12.4394 | 12.4394 | 12.4394 | 1280.8476 | 257.4549 | 257.8696 | 291.4975 | 35.17% | 43.5384 | 896.6005 | 56.57% | 476.0288 | 11154.9421
3 | 3 | 10 | 20.0067 | 20.1133 | 20.15 | 15.3367 | 56.89% | 63.3977 | 12.6795 | 12.6795 | 12.6795 | 1268.3768 | 255.0278 | 255.4928 | 194.4619 | 35.38% | 43.8068 | 876.4281 | 53.29% | 448.3888 | 6876.79
3 | 3 | 11 | 20.2733 | 20.4133 | 20.44 | 20.68 | 54.41% | 60.6322 | 12.1264 | 12.1264 | 12.1264 | 1229.2158 | 247.5409 | 247.8642 | 250.7746 | 37.24% | 46.1059 | 934.7199 | 52.97% | 445.6819 | 9216.7027
3 | 3 | 12 | 19.51 | 19.63 | 19.6633 | 19.8933 | 51.19% | 57.0399 | 11.408 | 11.408 | 11.408 | 1112.8483 | 223.9386 | 224.3189 | 226.9427 | 39.39% | 48.7725 | 951.5515 | 51.91% | 436.8026 | 8689.4596
3 | 3 | 13 | 17.55 | 17.64 | 17.6833 | 17.9067 | 51.41% | 57.2895 | 11.4579 | 11.4579 | 11.4579 | 1005.4309 | 202.1174 | 202.6139 | 205.1728 | 41.1% | 50.8797 | 892.9387 | 51.17% | 430.5345 | 7709.4371
3 | 3 | 14 | 19.57 | 19.7367 | 19.7667 | 20.03 | 55.59% | 61.9538 | 12.3908 | 12.3908 | 12.3908 | 1212.4351 | 244.5521 | 244.9239 | 248.1868 | 40.62% | 50.2907 | 984.1885 | 54.74% | 460.5749 | 9225.3159
3 | 3 | 15 | 22.1967 | 22.4 | 22.4133 | 23.16 | 54.52% | 60.76 | 12.152 | 12.152 | 12.152 | 1348.6705 | 272.205 | 272.367 | 281.4405 | 40.7% | 50.3937 | 1118.5731 | 61.57% | 518.0764 | 11998.6491
3 | 3 | 16 | 27.23 | 27.5233 | 27.51 | 27.6633 | 34.88% | 38.8747 | 7.7749 | 7.7749 | 7.7749 | 1058.5585 | 213.9924 | 213.8887 | 215.0808 | 43.28% | 53.5805 | 1458.9969 | 66.74% | 561.5589 | 15534.59
3 | 3 | 17 | 34.2433 | 34.8533 | 34.72 | 37.3267 | 3.601% | 4.0124 | 0.80248 | 0.80248 | 0.80248 | 137.3981 | 27.9691 | 27.8621 | 29.9539 | 39.67% | 49.1084 | 1681.6336 | 74.97% | 630.8135 | 23546.167
3 | 3 | 18 | 32.3233 | 32.8967 | 32.7533 | 34.68 | 0% | 0 | 0 | 0 | 0 | 0 | 0 | 0 | 0 | 45.51% | 56.3476 | 1821.3437 | 82.34% | 692.8901 | 24029.4302
3 | 3 | 19 | 37.9 | 38.3233 | 38.2533 | 40.81 | 0% | 0 | 0 | 0 | 0 | 0 | 0 | 0 | 0 | 54% | 66.8549 | 2533.8009 | 87.01% | 732.142 | 29878.7141
3 | 3 | 20 | 41.0767 | 41.7333 | 41.6033 | 45.1667 | 0% | 0 | 0 | 0 | 0 | 0 | 0 | 0 | 0 | 57.68% | 71.41 | 2933.2831 | 89.64% | 754.2831 | 34068.4514
3 | 3 | 21 | 25.82 | 26.1 | 26.0767 | 26.4867 | 0% | 0 | 0 | 0 | 0 | 0 | 0 | 0 | 0 | 48.7% | 60.2893 | 1556.6708 | 84.51% | 711.126 | 18835.3562
3 | 3 | 22 | 23.9367 | 24.2467 | 24.21 | 24.4933 | 0% | 0 | 0 | 0 | 0 | 0 | 0 | 0 | 0 | 42.67% | 52.8336 | 1264.6601 | 84.09% | 707.5496 | 17330.2487
3 | 3 | 23 | 26.3233 | 26.6267 | 26.6 | 26.86 | 0% | 0 | 0 | 0 | 0 | 0 | 0 | 0 | 0 | 33.89% | 41.9597 | 1104.5193 | 77.28% | 650.2833 | 17466.6085
3 | 4 | 0 | 25.9733 | 26.2467 | 26.2267 | 28.5067 | 0% | 0 | 0 | 0 | 0 | 0 | 0 | 0 | 0 | 30.62% | 37.9083 | 984.6037 | 71.49% | 601.5196 | 17147.319
3 | 4 | 1 | 22.2067 | 22.48 | 22.45 | 24.39 | 0% | 0 | 0 | 0 | 0 | 0 | 0 | 0 | 0 | 27.97% | 34.6338 | 769.1013 | 64.03% | 538.7467 | 13140.031
3 | 4 | 2 | 23.54 | 23.7733 | 23.7567 | 24.3067 | 0% | 0 | 0 | 0 | 0 | 0 | 0 | 0 | 0 | 27.65% | 34.2371 | 805.9422 | 55.39% | 466.0938 | 11329.1865
3 | 4 | 3 | 19.9667 | 20.1833 | 20.1467 | 21.4267 | 0% | 0 | 0 | 0 | 0 | 0 | 0 | 0 | 0 | 28.45% | 35.2262 | 703.3495 | 45.47% | 382.6433 | 8198.7705
3 | 4 | 4 | 22.2 | 22.44 | 22.4167 | 22.6133 | 0% | 0 | 0 | 0 | 0 | 0 | 0 | 0 | 0 | 26.88% | 33.2829 | 738.8814 | 38.08% | 320.4006 | 7245.3247
3 | 4 | 5 | 24.5433 | 24.7733 | 24.76 | 25.44 | 0% | 0 | 0 | 0 | 0 | 0 | 0 | 0 | 0 | 28.56% | 35.3548 | 867.7257 | 34.88% | 293.4918 | 7466.431
3 | 4 | 6 | 23.4633 | 23.7267 | 23.7067 | 25.26 | 0.005544% | 0.0061786 | 0.0012357 | 0.0012357 | 0.0012357 | 0.14497 | 0.02932 | 0.029295 | 0.031214 | 32.26% | 39.9394 | 937.1105 | 29.9% | 251.6098 | 6355.6637
3 | 4 | 7 | 22.1133 | 22.47 | 22.4167 | 27.7633 | 20.91% | 23.2996 | 4.6599 | 4.6599 | 4.6599 | 515.2323 | 104.7085 | 104.46 | 129.375 | 27.05% | 33.4952 | 740.6903 | 26.45% | 222.601 | 6180.1453
3 | 4 | 8 | 21.3533 | 21.6533 | 21.6167 | 28.1367 | 45.52% | 50.7297 | 10.1459 | 10.1459 | 10.1459 | 1083.2473 | 219.6932 | 219.3212 | 285.4727 | 14.06% | 17.4111 | 371.7853 | 22.21% | 186.9162 | 5259.1983
3 | 4 | 9 | 34.82 | 35.1 | 35.0933 | 40.1867 | 52.75% | 58.7798 | 11.756 | 11.756 | 11.756 | 2046.7125 | 412.6342 | 412.5558 | 472.4328 | 16.29% | 20.1617 | 702.0292 | 15.72% | 132.2453 | 5314.4993
3 | 4 | 10 | 33.5967 | 33.8233 | 33.8567 | 36.9633 | 53.28% | 59.3742 | 11.8748 | 11.8748 | 11.8748 | 1994.7746 | 401.6465 | 402.0424 | 438.9335 | 21.04% | 26.0449 | 875.0209 | 11.55% | 97.1873 | 3592.3682
3 | 4 | 11 | 22.94 | 23.16 | 23.16 | 33.0467 | 52.26% | 58.2429 | 11.6486 | 11.6486 | 11.6486 | 1336.0915 | 269.781 | 269.781 | 384.9466 | 24.85% | 30.7692 | 705.8457 | 11.04% | 92.9244 | 3070.8406
3 | 4 | 12 | 20.2133 | 20.3333 | 20.36 | 28.6467 | 49.27% | 54.9107 | 10.9821 | 10.9821 | 10.9821 | 1109.929 | 223.3037 | 223.5965 | 314.6019 | 29.86% | 36.9715 | 747.3173 | 10.62% | 89.3936 | 2560.8285
3 | 4 | 13 | 23.6333 | 23.78 | 23.75 | 30.2933 | 49.64% | 55.321 | 11.0642 | 11.0642 | 11.0642 | 1307.4196 | 263.1067 | 262.7747 | 335.1715 | 32.41% | 40.1209 | 948.1896 | 13.07% | 109.995 | 3332.1159
3 | 4 | 14 | 23.47 | 23.62 | 23.5867 | 28.27 | 54.46% | 60.6841 | 12.1368 | 12.1368 | 12.1368 | 1424.2547 | 286.6715 | 286.2669 | 343.1076 | 33.17% | 41.065 | 963.7957 | 16.56% | 139.3417 | 3939.1907
3 | 4 | 15 | 25 | 25.1533 | 25.0967 | 30.1967 | 46.82% | 52.1711 | 10.4342 | 10.4342 | 10.4342 | 1304.2783 | 262.4556 | 261.8643 | 315.0789 | 32.18% | 39.8396 | 995.9904 | 19.59% | 164.8159 | 4976.8915
3 | 4 | 16 | 22.6933 | 22.8033 | 22.8233 | 25.97 | 27.7% | 30.8715 | 6.1743 | 6.1743 | 6.1743 | 700.578 | 140.7948 | 140.9183 | 160.3467 | 28.31% | 35.0549 | 795.5134 | 24.31% | 204.5632 | 5312.5051
3 | 4 | 17 | 30.8133 | 30.9433 | 31.0033 | 32.3233 | 2.633% | 2.9336 | 0.58672 | 0.58672 | 0.58672 | 90.3944 | 18.1552 | 18.1904 | 18.9648 | 20.21% | 25.0254 | 771.1145 | 29.99% | 252.3129 | 8155.5948
3 | 4 | 18 | 34.1633 | 34.2933 | 34.35 | 34.5067 | 0% | 0 | 0 | 0 | 0 | 0 | 0 | 0 | 0 | 16.24% | 20.1058 | 686.8813 | 39.15% | 329.4268 | 11367.4209
3 | 4 | 19 | 47.18 | 47.3867 | 47.42 | 47.7667 | 0% | 0 | 0 | 0 | 0 | 0 | 0 | 0 | 0 | 19.43% | 24.0524 | 1134.7933 | 43.83% | 368.7931 | 17616.0191
3 | 4 | 20 | 31.6767 | 31.83 | 31.8333 | 31.74 | 0% | 0 | 0 | 0 | 0 | 0 | 0 | 0 | 0 | 16.79% | 20.7874 | 658.4758 | 46.75% | 393.4135 | 12486.9445
3 | 4 | 21 | 34.1733 | 34.3167 | 34.3567 | 36.38 | 0% | 0 | 0 | 0 | 0 | 0 | 0 | 0 | 0 | 13.22% | 16.3729 | 559.5162 | 38.8% | 326.4689 | 11876.9368
3 | 4 | 22 | 26.3167 | 26.4167 | 26.4567 | 27.1333 | 0% | 0 | 0 | 0 | 0 | 0 | 0 | 0 | 0 | 10.02% | 12.4074 | 326.5223 | 28.92% | 243.3217 | 6602.129
3 | 4 | 23 | 24.6167 | 24.7067 | 24.75 | 25.08 | 0% | 0 | 0 | 0 | 0 | 0 | 0 | 0 | 0 | 8.231% | 10.1905 | 250.8549 | 17.96% | 151.0913 | 3789.3707
3 | 5 | 0 | 26.35 | 26.4433 | 26.49 | 26.86 | 0% | 0 | 0 | 0 | 0 | 0 | 0 | 0 | 0 | 9.105% | 11.2725 | 297.031 | 11.76% | 98.9612 | 2658.099
3 | 5 | 1 | 25.3733 | 25.4633 | 25.5167 | 25.8533 | 0% | 0 | 0 | 0 | 0 | 0 | 0 | 0 | 0 | 10.15% | 12.5657 | 318.8325 | 8.534% | 71.8091 | 1856.504
3 | 5 | 2 | 23.08 | 23.16 | 23.1933 | 23.47 | 0% | 0 | 0 | 0 | 0 | 0 | 0 | 0 | 0 | 12.73% | 15.7608 | 363.7582 | 6.376% | 53.6534 | 1259.2455
3 | 5 | 3 | 24.7367 | 24.82 | 24.86 | 25.16 | 0% | 0 | 0 | 0 | 0 | 0 | 0 | 0 | 0 | 18.75% | 23.2156 | 574.2762 | 4.813% | 40.4984 | 1018.9404
3 | 5 | 4 | 26.5867 | 26.6833 | 26.7233 | 27.07 | 0% | 0 | 0 | 0 | 0 | 0 | 0 | 0 | 0 | 23.36% | 28.9229 | 768.9643 | 3.091% | 26.0131 | 704.1738
3 | 5 | 5 | 26.5833 | 26.6867 | 26.7233 | 27.0733 | 0% | 0 | 0 | 0 | 0 | 0 | 0 | 0 | 0 | 34.26% | 42.411 | 1127.426 | 2.081% | 17.509 | 474.026
3 | 5 | 6 | 32.6967 | 32.84 | 32.8667 | 33.6533 | 0.002772% | 0.0030893 | 0.00061786 | 0.00061786 | 0.00061786 | 0.10101 | 0.020291 | 0.020307 | 0.020793 | 44.43% | 55.0015 | 1798.3669 | 2.124% | 17.8743 | 601.5296
3 | 5 | 7 | 38.6467 | 38.8233 | 38.84 | 43.4767 | 24.82% | 27.663 | 5.5326 | 5.5326 | 5.5326 | 1069.0816 | 214.7937 | 214.886 | 240.5388 | 44.46% | 55.0416 | 2127.1724 | 1.758% | 14.796 | 643.2805
3 | 5 | 8 | 23.0533 | 23.15 | 23.18 | 28.6633 | 50.79% | 56.5987 | 11.3197 | 11.3197 | 11.3197 | 1304.7896 | 262.0522 | 262.3918 | 324.4617 | 28.97% | 35.8723 | 826.9767 | 1.039% | 8.739 | 250.4882
3 | 5 | 9 | 28.2133 | 28.3567 | 28.3667 | 37.8167 | 62.22% | 69.3329 | 13.8666 | 13.8666 | 13.8666 | 1956.1122 | 393.21 | 393.3487 | 524.3878 | 19.53% | 24.1837 | 682.3036 | 0.4296% | 3.6146 | 136.6915
3 | 5 | 10 | 32.2033 | 32.3967 | 32.3667 | 39.8933 | 63.12% | 70.3345 | 14.0669 | 14.0669 | 14.0669 | 2265.0039 | 455.7204 | 455.2984 | 561.1752 | 18.22% | 22.5516 | 726.2376 | 0.03557% | 0.29935 | 11.9419
3 | 5 | 11 | 29.3533 | 29.5267 | 29.5533 | 37.73 | 61.18% | 68.1744 | 13.6349 | 13.6349 | 13.6349 | 2001.1461 | 402.5926 | 402.9562 | 514.4441 | 23.98% | 29.6844 | 871.3368 | 0.06596% | 0.55501 | 20.9406
3 | 5 | 12 | 30.5267 | 30.7067 | 30.75 | 42.46 | 61.98% | 69.0703 | 13.8141 | 13.8141 | 13.8141 | 2108.4863 | 424.1838 | 424.7824 | 586.5451 | 30.56% | 37.8374 | 1155.0484 | 0.8592% | 7.2297 | 306.9728
3 | 5 | 13 | 27.3667 | 27.5267 | 27.6067 | 39.4333 | 62.77% | 69.9545 | 13.9909 | 13.9909 | 13.9909 | 1914.4207 | 385.1227 | 386.2419 | 551.7076 | 41.01% | 50.7709 | 1389.4292 | 2.455% | 20.6586 | 814.6374
3 | 5 | 14 | 26.6533 | 26.8167 | 26.8867 | 34.4467 | 64.38% | 71.7401 | 14.348 | 14.348 | 14.348 | 1912.1127 | 384.766 | 385.7704 | 494.2414 | 52.77% | 65.3329 | 1741.3386 | 5.247% | 44.1549 | 1520.9891
3 | 5 | 15 | 22.3267 | 22.47 | 22.5367 | 31.5533 | 55.82% | 62.2046 | 12.4409 | 12.4409 | 12.4409 | 1388.8216 | 279.5475 | 280.3769 | 392.5526 | 60.97% | 75.4867 | 1685.3663 | 10.84% | 91.1901 | 2877.3524
3 | 5 | 16 | 25.9267 | 26.0867 | 26.1667 | 34.1967 | 35.17% | 39.1917 | 7.8383 | 7.8383 | 7.8383 | 1016.1096 | 204.4761 | 205.1031 | 268.045 | 67.7% | 83.8147 | 2173.0361 | 22.49% | 189.2255 | 6470.8822
3 | 5 | 17 | 57.6567 | 57.9533 | 58.0733 | 66.0067 | 4.485% | 4.9985 | 0.9997 | 0.9997 | 0.9997 | 288.1976 | 57.9361 | 58.0561 | 65.987 | 78.46% | 97.1323 | 5600.324 | 34.48% | 290.1214 | 19149.9472
3 | 5 | 18 | 55.6033 | 55.9167 | 56.0067 | 64.3033 | 0% | 0 | 0 | 0 | 0 | 0 | 0 | 0 | 0 | 82.72% | 102.4131 | 5694.5118 | 41.4% | 348.3486 | 22399.974
3 | 5 | 19 | 35.6233 | 35.8533 | 35.91 | 48.1867 | 0% | 0 | 0 | 0 | 0 | 0 | 0 | 0 | 0 | 83.52% | 103.4018 | 3683.516 | 48.57% | 408.6782 | 19692.8379
3 | 5 | 20 | 28.5533 | 28.7567 | 28.8033 | 35.8867 | 0% | 0 | 0 | 0 | 0 | 0 | 0 | 0 | 0 | 88.34% | 109.3726 | 3122.9517 | 53.74% | 452.1985 | 16227.8967
3 | 5 | 21 | 26.5 | 26.6967 | 26.7267 | 41.7567 | 0% | 0 | 0 | 0 | 0 | 0 | 0 | 0 | 0 | 92.21% | 114.1621 | 3025.295 | 60.13% | 505.9829 | 21128.1596
3 | 5 | 22 | 26.3933 | 26.5667 | 26.5833 | 32.0233 | 0% | 0 | 0 | 0 | 0 | 0 | 0 | 0 | 0 | 93.19% | 115.3735 | 3045.0908 | 64.75% | 544.8758 | 17448.7403
3 | 5 | 23 | 22.3367 | 22.4767 | 22.5267 | 26.63 | 0% | 0 | 0 | 0 | 0 | 0 | 0 | 0 | 0 | 94.44% | 116.9224 | 2611.6567 | 71.49% | 601.5804 | 16020.0871
3 | 6 | 0 | 24.6 | 24.7367 | 24.7867 | 25.35 | 0% | 0 | 0 | 0 | 0 | 0 | 0 | 0 | 0 | 96.84% | 119.8898 | 2949.2887 | 79.76% | 671.1261 | 17013.0466
3 | 6 | 1 | 24.7133 | 24.8433 | 24.8933 | 25.44 | 0% | 0 | 0 | 0 | 0 | 0 | 0 | 0 | 0 | 96.6% | 119.5994 | 2955.7001 | 83.26% | 700.6042 | 17823.3701
3 | 6 | 2 | 22.0633 | 22.18 | 22.2033 | 22.6367 | 0% | 0 | 0 | 0 | 0 | 0 | 0 | 0 | 0 | 97.85% | 121.1431 | 2672.8199 | 90.59% | 762.2821 | 17255.5269
3 | 6 | 3 | 20.78 | 20.88 | 20.9167 | 21.1933 | 0% | 0 | 0 | 0 | 0 | 0 | 0 | 0 | 0 | 98.22% | 121.6029 | 2526.9081 | 91.2% | 767.3949 | 16263.6557
3 | 6 | 4 | 23.89 | 24.03 | 24.0167 | 24.6267 | 0% | 0 | 0 | 0 | 0 | 0 | 0 | 0 | 0 | 99.07% | 122.6572 | 2930.2806 | 89.87% | 756.1879 | 18622.3875
3 | 6 | 5 | 26.8933 | 27.06 | 27.0567 | 30.0833 | 0% | 0 | 0 | 0 | 0 | 0 | 0 | 0 | 0 | 95.95% | 118.7894 | 3194.6416 | 91.7% | 771.6262 | 23213.0883
3 | 6 | 6 | 32.3533 | 32.5533 | 32.5333 | 36.6067 | 0.0316% | 0.035218 | 0.0070436 | 0.0070436 | 0.0070436 | 1.1394 | 0.22929 | 0.22915 | 0.25784 | 95.58% | 118.3281 | 3828.3086 | 92.04% | 774.4479 | 28349.9543
3 | 6 | 7 | 35.0033 | 35.2167 | 35.18 | 38.4633 | 26.03% | 29.0118 | 5.8024 | 5.8024 | 5.8024 | 1015.5085 | 204.3395 | 204.1268 | 223.1778 | 94.2% | 116.6214 | 4082.1369 | 93.78% | 789.1138 | 30351.9475
3 | 6 | 8 | 29.3067 | 29.5067 | 29.48 | 35.93 | 52.43% | 58.4264 | 11.6853 | 11.6853 | 11.6853 | 1712.2824 | 344.7935 | 344.4819 | 419.852 | 92.42% | 114.4224 | 3353.3405 | 95.72% | 805.4274 | 28939.0051
3 | 6 | 9 | 33.5433 | 33.7533 | 33.6367 | 45.94 | 62.57% | 69.7296 | 13.9459 | 13.9459 | 13.9459 | 2338.9622 | 470.7211 | 469.094 | 640.6753 | 86.51% | 107.108 | 3592.7599 | 94.35% | 793.9143 | 36472.4208
3 | 6 | 10 | 25.7733 | 25.9433 | 25.9433 | 36.45 | 63.8% | 71.1 | 14.22 | 14.22 | 14.22 | 1832.4837 | 368.9141 | 368.9141 | 518.3189 | 86.41% | 106.979 | 2757.2059 | 89.04% | 749.2751 | 27311.0781
3 | 6 | 11 | 22.6867 | 22.8433 | 22.8567 | 33.6267 | 63.27% | 70.5087 | 14.1017 | 14.1017 | 14.1017 | 1599.6072 | 322.1307 | 322.3187 | 474.1945 | 84.85% | 105.0533 | 2383.309 | 84.1% | 707.678 | 23796.8537
3 | 6 | 12 | 21.3067 | 21.4433 | 21.48 | 33.47 | 61.73% | 68.7941 | 13.7588 | 13.7588 | 13.7588 | 1465.7735 | 295.0351 | 295.5396 | 460.5079 | 87.69% | 108.566 | 2313.1806 | 85.22% | 717.0917 | 24001.0596
3 | 6 | 13 | 23.72 | 23.8733 | 23.88 | 33.08 | 62.35% | 69.4867 | 13.8973 | 13.8973 | 13.8973 | 1648.2257 | 331.7761 | 331.8687 | 459.7243 | 86.15% | 106.6633 | 2530.0526 | 85.99% | 723.5861 | 23936.2276
3 | 6 | 14 | 25.52 | 25.6833 | 25.56 | 31.3533 | 57.12% | 63.6541 | 12.7308 | 12.7308 | 12.7308 | 1624.4531 | 326.97 | 325.3999 | 399.1538 | 88.66% | 109.7656 | 2801.2176 | 86.4% | 727.0572 | 22795.6675
3 | 6 | 15 | 23.3833 | 23.5433 | 23.5667 | 29.46 | 43.31% | 48.2644 | 9.6529 | 9.6529 | 9.6529 | 1128.5822 | 227.2609 | 227.4861 | 284.3737 | 89.7% | 111.0522 | 2596.7704 | 87.41% | 735.5513 | 21669.3423
3 | 6 | 16 | 24.4167 | 24.5933 | 24.6267 | 30.91 | 25.81% | 28.7566 | 5.7513 | 5.7513 | 5.7513 | 702.14 | 141.4441 | 141.6358 | 177.7732 | 87.52% | 108.3596 | 2645.7796 | 90.58% | 762.2002 | 23559.609
3 | 6 | 17 | 28.2967 | 28.4867 | 28.5267 | 32.8633 | 2.465% | 2.747 | 0.5494 | 0.5494 | 0.5494 | 77.7315 | 15.6507 | 15.6727 | 18.0552 | 86.52% | 107.1191 | 3031.1148 | 93.61% | 787.6644 | 25885.2763
3 | 6 | 18 | 28.6433 | 28.84 | 28.87 | 30.5333 | 0% | 0 | 0 | 0 | 0 | 0 | 0 | 0 | 0 | 73.96% | 91.5685 | 2622.8271 | 94.68% | 796.7011 | 24325.9409
3 | 6 | 19 | 38.17 | 38.43 | 38.4467 | 40.5233 | 0% | 0 | 0 | 0 | 0 | 0 | 0 | 0 | 0 | 72.94% | 90.3019 | 3446.8253 | 96.08% | 808.478 | 32762.2243
3 | 6 | 20 | 37.3133 | 37.5733 | 37.5767 | 39.17 | 0% | 0 | 0 | 0 | 0 | 0 | 0 | 0 | 0 | 85.59% | 105.9606 | 3953.7438 | 96.02% | 807.9781 | 31648.5013
3 | 6 | 21 | 32.7933 | 33.03 | 33.0367 | 34.1133 | 0% | 0 | 0 | 0 | 0 | 0 | 0 | 0 | 0 | 69.79% | 86.4074 | 2833.5862 | 93.43% | 786.2065 | 26820.1243
3 | 6 | 22 | 33.1267 | 33.3833 | 33.2733 | 34.3333 | 0% | 0 | 0 | 0 | 0 | 0 | 0 | 0 | 0 | 49.7% | 61.5357 | 2038.4717 | 87.15% | 733.3667 | 25178.9224
3 | 6 | 23 | 27.9367 | 28.1267 | 28.0767 | 28.3733 | 0% | 0 | 0 | 0 | 0 | 0 | 0 | 0 | 0 | 39.71% | 49.1581 | 1373.3126 | 89.85% | 756.0711 | 21452.2574
3 | 7 | 0 | 24.7067 | 24.86 | 24.82 | 25.02 | 0% | 0 | 0 | 0 | 0 | 0 | 0 | 0 | 0 | 28.15% | 34.8525 | 861.089 | 95.54% | 803.9372 | 20114.5091
3 | 7 | 1 | 24.6033 | 24.7667 | 24.71 | 24.8567 | 0% | 0 | 0 | 0 | 0 | 0 | 0 | 0 | 0 | 25.81% | 31.9514 | 786.1117 | 96.13% | 808.9225 | 20107.1182
3 | 7 | 2 | 21.12 | 21.2467 | 21.23 | 21.3667 | 0% | 0 | 0 | 0 | 0 | 0 | 0 | 0 | 0 | 21.86% | 27.0653 | 571.6187 | 91.03% | 765.9533 | 16365.8681
3 | 7 | 3 | 24.4033 | 24.55 | 24.4867 | 24.6467 | 0% | 0 | 0 | 0 | 0 | 0 | 0 | 0 | 0 | 20.98% | 25.9713 | 633.7862 | 85.66% | 720.7764 | 17764.7349
3 | 7 | 4 | 24.1033 | 24.2367 | 24.2167 | 24.3967 | 0% | 0 | 0 | 0 | 0 | 0 | 0 | 0 | 0 | 18.24% | 22.581 | 544.2778 | 80.74% | 679.4014 | 16575.1285
3 | 7 | 5 | 26.66 | 26.8167 | 26.8033 | 27.06 | 0% | 0 | 0 | 0 | 0 | 0 | 0 | 0 | 0 | 17.42% | 21.5724 | 575.1208 | 63.68% | 535.8134 | 14499.1108
3 | 7 | 6 | 28.78 | 28.95 | 28.95 | 29.4133 | 0.01053% | 0.011739 | 0.0023479 | 0.0023479 | 0.0023479 | 0.33786 | 0.067971 | 0.067971 | 0.069059 | 15.77% | 19.5278 | 562.0113 | 38.17% | 321.1632 | 9446.4796
3 | 7 | 7 | 35.13 | 35.3367 | 35.3533 | 37.93 | 26.9% | 29.9744 | 5.9949 | 5.9949 | 5.9949 | 1053.0006 | 211.8391 | 211.939 | 227.3858 | 10.71% | 13.2556 | 465.6682 | 18.84% | 158.5336 | 6013.1798
3 | 7 | 8 | 34.9067 | 35.1067 | 35.1367 | 37.3033 | 52.57% | 58.5827 | 11.7165 | 11.7165 | 11.7165 | 2044.9267 | 411.3287 | 411.6801 | 437.066 | 5.229% | 6.4732 | 225.9584 | 11.1% | 93.4362 | 3485.4821
3 | 7 | 9 | 29.6233 | 29.7967 | 29.8367 | 34.5567 | 64.12% | 71.4546 | 14.2909 | 14.2909 | 14.2909 | 2116.7247 | 425.822 | 426.3937 | 493.8469 | 3.432% | 4.2494 | 125.8828 | 5.853% | 49.2482 | 1701.8521
3 | 7 | 10 | 29.04 | 29.21 | 29.2267 | 36.1333 | 67.11% | 74.7911 | 14.9582 | 14.9582 | 14.9582 | 2171.9336 | 436.9296 | 437.1789 | 540.4904 | 2.335% | 2.8914 | 83.9661 | 2.942% | 24.7517 | 894.3605
3 | 7 | 11 | 29.5133 | 29.6533 | 29.6567 | 37.07 | 66.54% | 74.1461 | 14.8292 | 14.8292 | 14.8292 | 2188.2972 | 439.7355 | 439.785 | 549.7188 | 1.798% | 2.2263 | 65.707 | 1.241% | 10.4448 | 387.1902
3 | 7 | 12 | 28.7333 | 28.9033 | 28.9267 | 32.52 | 66.02% | 73.5684 | 14.7137 | 14.7137 | 14.7137 | 2113.864 | 425.2741 | 425.6174 | 478.4886 | 2.878% | 3.5634 | 102.3882 | 0.8745% | 7.3588 | 239.309
3 | 7 | 13 | 24.0467 | 24.21 | 24.2333 | 29.1467 | 67.05% | 74.7163 | 14.9433 | 14.9433 | 14.9433 | 1796.679 | 361.7765 | 362.1252 | 435.5465 | 6.136% | 7.5973 | 182.689 | 0.6195% | 5.2131 | 151.9453
3 | 7 | 14 | 23.31 | 23.4767 | 23.4433 | 29.2267 | 64.85% | 72.2659 | 14.4532 | 14.4532 | 14.4532 | 1684.5181 | 339.3125 | 338.8307 | 422.4183 | 15.65% | 19.3813 | 451.7789 | 1.076% | 9.051 | 264.5295
3 | 7 | 15 | 30.03 | 30.25 | 30.1867 | 36.8333 | 56.61% | 63.0863 | 12.6173 | 12.6173 | 12.6173 | 1894.4817 | 381.6721 | 380.873 | 464.7358 | 23.72% | 29.3709 | 882.0073 | 10.18% | 85.6184 | 3153.6121
3 | 7 | 16 | 25.9667 | 26.1533 | 27.77 | 36.4133 | 36.68% | 40.8809 | 8.1762 | 8.1762 | 8.1762 | 1061.5412 | 213.8345 | 227.0526 | 297.7221 | 44.81% | 55.4738 | 1440.4692 | 33% | 277.7013 | 10112.0283
3 | 7 | 17 | 24.7833 | 24.9333 | 27.2733 | 32.7533 | 5.234% | 5.8326 | 1.1665 | 1.1665 | 1.1665 | 144.552 | 29.0854 | 31.815 | 38.2076 | 35.44% | 43.8731 | 1087.3212 | 58.69% | 493.8309 | 16174.609
3 | 7 | 18 | 24.1567 | 24.2967 | 26.7433 | 31.4367 | 0% | 0 | 0 | 0 | 0 | 0 | 0 | 0 | 0 | 30.95% | 38.3132 | 925.5199 | 72.95% | 613.8482 | 19297.3424
3 | 7 | 19 | 25.8067 | 25.9667 | 28.36 | 33.0033 | 0% | 0 | 0 | 0 | 0 | 0 | 0 | 0 | 0 | 30.52% | 37.7864 | 975.1414 | 87.06% | 732.5425 | 24176.3443
3 | 7 | 20 | 23.56 | 23.7567 | 24.88 | 31.56 | 0% | 0 | 0 | 0 | 0 | 0 | 0 | 0 | 0 | 23.68% | 29.317 | 690.7089 | 94.29% | 793.3798 | 25039.0662
3 | 7 | 21 | 23.2733 | 23.43 | 24.2 | 32.6767 | 0% | 0 | 0 | 0 | 0 | 0 | 0 | 0 | 0 | 20.4% | 25.2588 | 587.8559 | 97.56% | 820.9157 | 26824.7889
3 | 7 | 22 | 19.2567 | 19.4 | 19.9233 | 31.34 | 0% | 0 | 0 | 0 | 0 | 0 | 0 | 0 | 0 | 13.5% | 16.7111 | 321.801 | 98.06% | 825.1579 | 25860.4471
3 | 7 | 23 | 14.6867 | 14.8167 | 14.8233 | 26.33 | 0% | 0 | 0 | 0 | 0 | 0 | 0 | 0 | 0 | 5.385% | 6.6667 | 97.912 | 96.38% | 810.9623 | 21352.6362
3 | 8 | 0 | 23.6367 | 23.7467 | 23.7767 | 29.65 | 0% | 0 | 0 | 0 | 0 | 0 | 0 | 0 | 0 | 7.689% | 9.519 | 224.9981 | 96.05% | 808.179 | 23962.506
3 | 8 | 1 | 19.3667 | 19.49 | 19.49 | 26.74 | 0% | 0 | 0 | 0 | 0 | 0 | 0 | 0 | 0 | 8.193% | 10.1439 | 196.4527 | 95.23% | 801.3277 | 21427.5037
3 | 8 | 2 | 20.695 | 20.81 | 20.8 | 21.95 | 0% | 0 | 0 | 0 | 0 | 0 | 0 | 0 | 0 | 12.44% | 15.4025 | 318.7549 | 97.2% | 817.899 | 17952.8821
3 | 8 | 3 | 17.4033 | 17.4967 | 17.5233 | 18.3233 | 0% | 0 | 0 | 0 | 0 | 0 | 0 | 0 | 0 | 9.392% | 11.6275 | 202.3569 | 97.93% | 824.0262 | 15098.9063
3 | 8 | 4 | 20.8133 | 20.9467 | 20.96 | 28.9633 | 0% | 0 | 0 | 0 | 0 | 0 | 0 | 0 | 0 | 7.845% | 9.713 | 202.1609 | 98.17% | 826.0498 | 23925.1571
3 | 8 | 5 | 25.17 | 25.32 | 25.3467 | 29.9167 | 0% | 0 | 0 | 0 | 0 | 0 | 0 | 0 | 0 | 6.522% | 8.0747 | 203.2403 | 98.44% | 828.3089 | 24780.2408
3 | 8 | 6 | 22.5367 | 22.8067 | 22.7767 | 26.17 | 0.01053% | 0.011739 | 0.0023479 | 0.0023479 | 0.0023479 | 0.26457 | 0.053547 | 0.053477 | 0.061444 | 7.362% | 9.1149 | 205.4186 | 99.33% | 835.7945 | 21872.7423
3 | 8 | 7 | 27.4633 | 27.6833 | 27.6833 | 29.6267 | 27.5% | 30.6411 | 6.1282 | 6.1282 | 6.1282 | 841.506 | 169.6494 | 169.6494 | 181.5586 | 7.915% | 9.7998 | 269.1341 | 97.46% | 820.0564 | 24295.5383
3 | 8 | 8 | 21.8067 | 21.93 | 21.97 | 27.48 | 51.77% | 57.6911 | 11.5382 | 11.5382 | 11.5382 | 1258.0511 | 253.0333 | 253.4948 | 317.0704 | 4.173% | 5.1661 | 112.6555 | 80.53% | 677.6501 | 18621.8247
3 | 8 | 9 | 23.08 | 23.21 | 23.2433 | 28.2433 | 60.19% | 67.0697 | 13.4139 | 13.4139 | 13.4139 | 1547.9679 | 311.3374 | 311.7845 | 378.8542 | 4.21% | 5.2128 | 120.3115 | 42.46% | 357.2817 | 10090.8273
3 | 8 | 10 | 22.04 | 22.17 | 22.2133 | 27.4867 | 62.15% | 69.2563 | 13.8513 | 13.8513 | 13.8513 | 1526.4085 | 307.0824 | 307.6826 | 380.7249 | 4.75% | 5.8809 | 129.6151 | 13.58% | 114.2762 | 3141.0714
3 | 8 | 11 | 24.3833 | 24.53 | 24.5867 | 30.95 | 63.93% | 71.247 | 14.2494 | 14.2494 | 14.2494 | 1737.2403 | 349.538 | 350.3454 | 441.0192 | 6.244% | 7.7304 | 188.4939 | 7.065% | 59.4488 | 1839.9404
3 | 8 | 12 | 25.95 | 26.0967 | 26.1567 | 29.33 | 62.61% | 69.771 | 13.9542 | 13.9542 | 13.9542 | 1810.5565 | 364.1579 | 364.9952 | 409.2765 | 11.43% | 14.1562 | 367.3546 | 5.241% | 44.0992 | 1293.4283
3 | 8 | 13 | 27.09 | 27.2433 | 27.3133 | 30.9633 | 63.21% | 70.4364 | 14.0873 | 14.0873 | 14.0873 | 1908.1222 | 383.7845 | 384.7706 | 436.1892 | 11.58% | 14.3311 | 388.2293 | 3.633% | 30.5696 | 946.5382
3 | 8 | 14 | 25.4267 | 25.59 | 25.6233 | 28.77 | 62.9% | 70.0935 | 14.0187 | 14.0187 | 14.0187 | 1782.2438 | 358.7385 | 359.2058 | 403.3179 | 11.68% | 14.4571 | 367.596 | 3.734% | 31.4237 | 904.0597
3 | 8 | 15 | 26.41 | 26.5933 | 26.5867 | 28.9233 | 52.68% | 58.7026 | 11.7405 | 11.7405 | 11.7405 | 1550.3347 | 312.2194 | 312.1411 | 339.5748 | 21.26% | 26.3268 | 695.2915 | 4.929% | 41.4774 | 1199.6633
3 | 8 | 16 | 35.5333 | 35.71 | 35.7667 | 37.14 | 31.37% | 34.9544 | 6.9909 | 6.9909 | 6.9909 | 1242.0454 | 249.6441 | 250.0403 | 259.6411 | 29.45% | 36.4664 | 1295.7718 | 9.73% | 81.8749 | 3040.8324
3 | 8 | 17 | 39.8667 | 40.04 | 40.09 | 40.8633 | 4.782% | 5.3291 | 1.0658 | 1.0658 | 1.0658 | 212.4523 | 42.6752 | 42.7285 | 43.5527 | 29.5% | 36.5163 | 1455.7843 | 18.71% | 157.4621 | 6434.4245
3 | 8 | 18 | 34.6733 | 34.8367 | 34.8567 | 35.5267 | 0% | 0 | 0 | 0 | 0 | 0 | 0 | 0 | 0 | 39.92% | 49.417 | 1713.4538 | 27.6% | 232.2325 | 8250.4483
3 | 8 | 19 | 43.97 | 44.2 | 44.24 | 44.84 | 0% | 0 | 0 | 0 | 0 | 0 | 0 | 0 | 0 | 50.39% | 62.383 | 2742.9788 | 45.73% | 384.8199 | 17255.3259
3 | 8 | 20 | 30.2233 | 30.4067 | 30.4233 | 30.21 | 0% | 0 | 0 | 0 | 0 | 0 | 0 | 0 | 0 | 57.12% | 70.7151 | 2137.2445 | 58.79% | 494.6713 | 14944.021
3 | 8 | 21 | 34.9167 | 35.0833 | 35.1033 | 35.7467 | 0% | 0 | 0 | 0 | 0 | 0 | 0 | 0 | 0 | 63.63% | 78.7721 | 2750.4594 | 60.78% | 511.4441 | 18282.4225
3 | 8 | 22 | 27.3667 | 27.58 | 27.58 | 28 | 0% | 0 | 0 | 0 | 0 | 0 | 0 | 0 | 0 | 60.48% | 74.8764 | 2049.1183 | 67.13% | 564.8322 | 15815.3019
3 | 8 | 23 | 23.9333 | 24.1333 | 24.1267 | 24.4567 | 0% | 0 | 0 | 0 | 0 | 0 | 0 | 0 | 0 | 76.09% | 94.197 | 2254.4485 | 83.8% | 705.1097 | 17244.6341
3 | 9 | 0 | 19.8567 | 19.99 | 20.0033 | 20.3667 | 0% | 0 | 0 | 0 | 0 | 0 | 0 | 0 | 0 | 68.23% | 84.4739 | 1677.3698 | 85.97% | 723.4 | 14733.2476
3 | 9 | 1 | 21.0067 | 21.1167 | 21.1433 | 21.79 | 0% | 0 | 0 | 0 | 0 | 0 | 0 | 0 | 0 | 76.22% | 94.3665 | 1982.3256 | 82.5% | 694.2217 | 15127.0911
3 | 9 | 2 | 20.38 | 20.4533 | 20.4867 | 20.79 | 0% | 0 | 0 | 0 | 0 | 0 | 0 | 0 | 0 | 80.85% | 100.0927 | 2039.8902 | 84.69% | 712.6023 | 14815.0022
3 | 9 | 3 | 20.2333 | 20.3033 | 20.3367 | 20.7567 | 0% | 0 | 0 | 0 | 0 | 0 | 0 | 0 | 0 | 83.38% | 103.2245 | 2088.5761 | 91.39% | 769.0104 | 15962.0923
3 | 9 | 4 | 21.5733 | 21.71 | 21.6967 | 22.0033 | 0% | 0 | 0 | 0 | 0 | 0 | 0 | 0 | 0 | 85.21% | 105.4978 | 2275.9386 | 91.67% | 771.3823 | 16972.9812
3 | 9 | 5 | 25.2733 | 25.4167 | 25.4033 | 25.85 | 0% | 0 | 0 | 0 | 0 | 0 | 0 | 0 | 0 | 82.64% | 102.3112 | 2585.7456 | 92.29% | 776.5683 | 20074.2897
3 | 9 | 6 | 43.2167 | 43.3967 | 43.3167 | 44.1733 | 0% | 0 | 0 | 0 | 0 | 0 | 0 | 0 | 0 | 80.23% | 99.3335 | 4292.8638 | 84.12% | 707.8652 | 31268.7654
3 | 9 | 7 | 29.5833 | 29.6867 | 29.6833 | 30.1967 | 2.67% | 2.9756 | 0.59513 | 0.59513 | 0.59513 | 88.029 | 17.6673 | 17.6653 | 17.9708 | 75.14% | 93.0291 | 2752.1123 | 66.09% | 556.1415 | 16793.6207
3 | 9 | 8 | 28.4033 | 28.5233 | 28.5233 | 29.0067 | 8.275% | 9.221 | 1.8442 | 1.8442 | 1.8442 | 261.9069 | 52.6027 | 52.6027 | 53.494 | 48.67% | 60.2535 | 1711.3994 | 54.42% | 457.9461 | 13283.489
3 | 9 | 9 | 38.5267 | 38.6533 | 38.65 | 39.5033 | 9.108% | 10.1496 | 2.0299 | 2.0299 | 2.0299 | 391.0317 | 78.4635 | 78.4567 | 80.1889 | 40.55% | 50.2077 | 1934.3365 | 55.36% | 465.8238 | 18401.5927
3 | 9 | 10 | 25.2033 | 25.31 | 25.3367 | 26.1233 | 8.027% | 8.9454 | 1.7891 | 1.7891 | 1.7891 | 225.4545 | 45.2817 | 45.3294 | 46.7369 | 35.07% | 43.4176 | 1094.2675 | 68.63% | 577.4691 | 15085.4169
3 | 9 | 11 | 23.96 | 24.0733 | 24.1067 | 25.3667 | 11.85% | 13.205 | 2.641 | 2.641 | 2.641 | 316.3911 | 63.5775 | 63.6656 | 66.9932 | 39.95% | 49.4656 | 1185.1953 | 60.13% | 505.9712 | 12834.8025
3 | 9 | 12 | 21.0267 | 21.13 | 21.16 | 23.5633 | 16.54% | 18.4327 | 3.6865 | 3.6865 | 3.6865 | 387.5785 | 77.8966 | 78.0072 | 86.8672 | 32.05% | 39.6804 | 834.3475 | 45.64% | 384.03 | 9049.0258
3 | 9 | 13 | 24.93 | 25.05 | 25.0833 | 27.8567 | 14.09% | 15.7042 | 3.1408 | 3.1408 | 3.1408 | 391.5064 | 78.6782 | 78.7829 | 87.4935 | 25.38% | 31.4178 | 783.2456 | 38.04% | 320.0601 | 8915.8083
3 | 9 | 14 | 18.87 | 18.97 | 19.01 | 19.3333 | 12.25% | 13.6505 | 2.7301 | 2.7301 | 2.7301 | 257.584 | 51.7898 | 51.899 | 52.7817 | 23.35% | 28.9094 | 545.5195 | 43.06% | 362.3141 | 7004.7396
3 | 9 | 15 | 19.7267 | 19.82 | 19.8667 | 20.2 | 10.84% | 12.0836 | 2.4167 | 2.4167 | 2.4167 | 238.3682 | 47.8992 | 48.012 | 48.8175 | 21.81% | 26.9992 | 532.6049 | 42.26% | 355.626 | 7183.6451
3 | 9 | 16 | 19.4067 | 19.4967 | 19.53 | 19.8667 | 10.17% | 11.3322 | 2.2664 | 2.2664 | 2.2664 | 219.9208 | 44.1881 | 44.2637 | 45.0267 | 19.72% | 24.4172 | 473.8562 | 33.91% | 285.2974 | 5667.9079
3 | 9 | 17 | 26.6367 | 26.7433 | 26.7733 | 27.23 | 1.484% | 1.6534 | 0.33068 | 0.33068 | 0.33068 | 44.0411 | 8.8435 | 8.8534 | 9.0044 | 20.02% | 24.7898 | 660.3173 | 33.36% | 280.6711 | 7642.6751
3 | 9 | 18 | 32.7233 | 32.8567 | 32.8667 | 33.3267 | 0% | 0 | 0 | 0 | 0 | 0 | 0 | 0 | 0 | 29.01% | 35.9113 | 1175.1381 | 35.38% | 297.7202 | 9922.0227
3 | 9 | 19 | 34.18 | 34.3133 | 34.31 | 34.9467 | 0% | 0 | 0 | 0 | 0 | 0 | 0 | 0 | 0 | 27.22% | 33.7026 | 1151.9555 | 39.18% | 329.7181 | 11522.547
3 | 9 | 20 | 25.9767 | 26.1833 | 26.1467 | 26.5167 | 0% | 0 | 0 | 0 | 0 | 0 | 0 | 0 | 0 | 20.64% | 25.5491 | 663.6816 | 40.68% | 342.3187 | 9077.1513
3 | 9 | 21 | 21.7833 | 21.8967 | 21.9033 | 22.2767 | 0% | 0 | 0 | 0 | 0 | 0 | 0 | 0 | 0 | 14.5% | 17.946 | 390.9246 | 38.52% | 324.155 | 7221.0927
3 | 9 | 22 | 20.8233 | 20.92 | 20.9533 | 21.65 | 0% | 0 | 0 | 0 | 0 | 0 | 0 | 0 | 0 | 6.762% | 8.3722 | 174.3379 | 36.42% | 306.4466 | 6634.5695
3 | 9 | 23 | 21.0367 | 21.1267 | 21.1467 | 21.4967 | 0% | 0 | 0 | 0 | 0 | 0 | 0 | 0 | 0 | 3.129% | 3.8735 | 81.4845 | 37.53% | 315.7619 | 6787.8285
3 | 10 | 0 | 22.0067 | 22.0833 | 22.09 | 22.4633 | 0% | 0 | 0 | 0 | 0 | 0 | 0 | 0 | 0 | 1.552% | 1.9212 | 42.2788 | 35.98% | 302.7452 | 6800.6674
3 | 10 | 1 | 20.27 | 20.3467 | 20.31 | 20.5867 | 0% | 0 | 0 | 0 | 0 | 0 | 0 | 0 | 0 | 0.8253% | 1.0218 | 20.7111 | 29.65% | 249.4679 | 5135.7115
3 | 10 | 2 | 16.895 | 16.955 | 16.95 | 17.28 | 0% | 0 | 0 | 0 | 0 | 0 | 0 | 0 | 0 | 0.5309% | 0.65734 | 11.1058 | 25.3% | 212.8621 | 3678.2568
3 | 10 | 3 | 19.8333 | 19.9033 | 19.8767 | 20.1433 | 0% | 0 | 0 | 0 | 0 | 0 | 0 | 0 | 0 | 3.101% | 3.839 | 76.1396 | 23.78% | 200.1126 | 4030.9354
3 | 10 | 4 | 20.0733 | 20.1367 | 20.1333 | 20.4333 | 0% | 0 | 0 | 0 | 0 | 0 | 0 | 0 | 0 | 6.617% | 8.1916 | 164.4324 | 21.66% | 182.2498 | 3723.9701
3 | 10 | 5 | 20.6633 | 20.7333 | 20.7267 | 21.03 | 0% | 0 | 0 | 0 | 0 | 0 | 0 | 0 | 0 | 9.047% | 11.2002 | 231.4328 | 17.45% | 146.8608 | 3088.4831
3 | 10 | 6 | 21.1967 | 21.2767 | 21.28 | 22.54 | 0.2246% | 0.25023 | 0.050047 | 0.050047 | 0.050047 | 5.3041 | 1.0648 | 1.065 | 1.1281 | 11.95% | 14.8007 | 313.7253 | 14.93% | 125.5946 | 2830.902
3 | 10 | 7 | 21.4833 | 21.5967 | 21.5733 | 25.79 | 12.71% | 14.1639 | 2.8328 | 2.8328 | 2.8328 | 304.2877 | 61.1786 | 61.1125 | 73.0574 | 15.1% | 18.6924 | 401.575 | 12.94% | 108.8479 | 2807.1878
3 | 10 | 8 | 18.9733 | 19.1333 | 19.11 | 23.3867 | 22.83% | 25.4393 | 5.0879 | 5.0879 | 5.0879 | 482.668 | 97.3476 | 97.2289 | 118.988 | 15.95% | 19.7475 | 374.675 | 10.35% | 87.1179 | 2037.3984
3 | 10 | 9 | 22.0833 | 22.1667 | 22.1767 | 26.8733 | 21.88% | 24.3815 | 4.8763 | 4.8763 | 4.8763 | 538.4248 | 108.0913 | 108.1401 | 131.0424 | 14.62% | 18.1055 | 399.8293 | 6.428% | 54.0896 | 1453.5683
3 | 10 | 10 | 25.1933 | 25.3 | 25.2967 | 29.9033 | 39.58% | 44.1018 | 8.8204 | 8.8204 | 8.8204 | 1111.0723 | 223.1553 | 223.1259 | 263.7584 | 20.39% | 25.2382 | 635.8337 | 4.202% | 35.3553 | 1057.2419
3 | 10 | 11 | 26.3033 | 26.42 | 26.36 | 31.9967 | 44.97% | 50.1149 | 10.023 | 10.023 | 10.023 | 1318.1885 | 264.807 | 264.2057 | 320.7018 | 27.12% | 33.5704 | 883.0134 | 2.733% | 23.001 | 735.9564
3 | 10 | 12 | 23.5633 | 23.6767 | 23.5833 | 30.7533 | 21.41% | 23.8569 | 4.7714 | 4.7714 | 4.7714 | 562.1489 | 112.9705 | 112.5252 | 146.736 | 28.8% | 35.6569 | 840.1944 | 2.045% | 17.2105 | 529.2809
3 | 10 | 13 | 21.9467 | 22.0567 | 21.9967 | 25.96 | 14.68% | 16.361 | 3.2722 | 3.2722 | 3.2722 | 359.0698 | 72.1739 | 71.9776 | 84.9464 | 43.47% | 53.8234 | 1181.244 | 2.85% | 23.9814 | 622.5564
3 | 10 | 14 | 25.3467 | 25.5233 | 25.46 | 26.0333 | 17.05% | 18.9974 | 3.7995 | 3.7995 | 3.7995 | 481.5218 | 96.9756 | 96.735 | 98.9133 | 56.19% | 69.5666 | 1763.2814 | 4.199% | 35.3367 | 919.9331
3 | 10 | 15 | 34.6733 | 34.8267 | 34.85 | 35.78 | 17.74% | 19.7729 | 3.9546 | 3.9546 | 3.9546 | 685.5909 | 137.7245 | 137.8168 | 141.4946 | 44.15% | 54.6557 | 1895.0957 | 5.308% | 44.6612 | 1597.9787
3 | 10 | 16 | 26.9767 | 27.1067 | 27.1 | 27.6333 | 11.46% | 12.7663 | 2.5533 | 2.5533 | 2.5533 | 344.3919 | 69.2103 | 69.1933 | 70.555 | 48.15% | 59.615 | 1608.2149 | 8.201% | 69.0116 | 1907.0216
3 | 10 | 17 | 28.4967 | 28.63 | 28.6333 | 29.2333 | 2.331% | 2.5975 | 0.5195 | 0.5195 | 0.5195 | 74.02 | 14.8733 | 14.875 | 15.1867 | 55.53% | 68.7548 | 1959.2828 | 10.28% | 86.5323 | 2529.6268
3 | 10 | 18 | 23.81 | 23.9333 | 23.92 | 25.5233 | 0% | 0 | 0 | 0 | 0 | 0 | 0 | 0 | 0 | 56.05% | 69.3957 | 1652.3121 | 14.2% | 119.4651 | 3049.1485
3 | 10 | 19 | 26.86 | 27.0067 | 26.91 | 27.6533 | 0% | 0 | 0 | 0 | 0 | 0 | 0 | 0 | 0 | 61.68% | 76.3599 | 2051.0264 | 26.71% | 224.769 | 6215.6107
3 | 10 | 20 | 30.7033 | 30.8567 | 30.7467 | 33.01 | 0% | 0 | 0 | 0 | 0 | 0 | 0 | 0 | 0 | 69.67% | 86.2517 | 2648.2151 | 22.54% | 189.6436 | 6260.1356
3 | 10 | 21 | 26.96 | 27.09 | 27.03 | 30.5833 | 0% | 0 | 0 | 0 | 0 | 0 | 0 | 0 | 0 | 77.72% | 96.2176 | 2594.0265 | 25.7% | 216.2187 | 6612.6887
3 | 10 | 22 | 25.51 | 25.6533 | 25.5833 | 28.07 | 0% | 0 | 0 | 0 | 0 | 0 | 0 | 0 | 0 | 85.69% | 106.092 | 2706.4058 | 37.44% | 315.0589 | 8843.7022
3 | 10 | 23 | 27.2667 | 27.4233 | 27.3667 | 27.75 | 0% | 0 | 0 | 0 | 0 | 0 | 0 | 0 | 0 | 89.31% | 110.5674 | 3014.8042 | 40.73% | 342.7352 | 9510.9017
3 | 11 | 0 | 24.5167 | 24.69 | 24.6867 | 25.0067 | 0% | 0 | 0 | 0 | 0 | 0 | 0 | 0 | 0 | 88.09% | 109.0597 | 2673.7813 | 47.13% | 396.5429 | 9916.2173
3 | 11 | 1 | 24.04 | 24.2033 | 24.1933 | 24.4933 | 0% | 0 | 0 | 0 | 0 | 0 | 0 | 0 | 0 | 88.59% | 109.6777 | 2636.6531 | 35.33% | 297.2543 | 7280.7497
3 | 11 | 2 | 21.3 | 21.515 | 21.52 | 21.615 | 0% | 0 | 0 | 0 | 0 | 0 | 0 | 0 | 0 | 92.03% | 113.937 | 2426.8574 | 40.94% | 344.5114 | 7446.6137
3 | 11 | 3 | 23.1067 | 23.2767 | 23.2667 | 23.5433 | 0% | 0 | 0 | 0 | 0 | 0 | 0 | 0 | 0 | 89.75% | 111.1195 | 2567.6018 | 68.93% | 580.0101 | 13655.3711
3 | 11 | 4 | 23.2667 | 23.4333 | 23.43 | 23.7 | 0% | 0 | 0 | 0 | 0 | 0 | 0 | 0 | 0 | 89.28% | 110.5306 | 2571.6779 | 82.82% | 696.8744 | 16515.9231
3 | 11 | 5 | 23.7467 | 23.9267 | 23.9133 | 24.16 | 0% | 0 | 0 | 0 | 0 | 0 | 0 | 0 | 0 | 91.08% | 112.7656 | 2677.8073 | 88.62% | 745.7217 | 18016.6354
3 | 11 | 6 | 22.6933 | 22.8667 | 22.8667 | 22.9833 | 0.3316% | 0.36948 | 0.073896 | 0.073896 | 0.073896 | 8.3848 | 1.6898 | 1.6898 | 1.6984 | 93.91% | 116.2678 | 2638.505 | 93.41% | 785.9734 | 18064.2894
3 | 11 | 7 | 27.58 | 27.7767 | 27.8 | 28.0333 | 27.7% | 30.866 | 6.1732 | 6.1732 | 6.1732 | 851.2836 | 171.4708 | 171.6148 | 173.0552 | 96.59% | 119.5878 | 3298.2326 | 93.32% | 785.2185 | 22012.2923
3 | 11 | 8 | 25.42 | 25.6933 | 25.6533 | 25.8767 | 51.21% | 57.0671 | 11.4134 | 11.4134 | 11.4134 | 1450.6452 | 293.2487 | 292.7922 | 295.3412 | 94.71% | 117.2587 | 2980.716 | 98.16% | 826.0119 | 21374.4333
3 | 11 | 9 | 26.39 | 26.6633 | 26.61 | 27.85 | 62.04% | 69.1383 | 13.8277 | 13.8277 | 13.8277 | 1824.559 | 368.6914 | 367.9539 | 385.1002 | 95.65% | 118.421 | 3125.1291 | 99.94% | 840.9682 | 23420.9651
3 | 11 | 10 | 22.8967 | 23.09 | 23.0933 | 24.3167 | 63.27% | 70.5025 | 14.1005 | 14.1005 | 14.1005 | 1614.2726 | 325.5806 | 325.6276 | 342.8772 | 91.3% | 113.0308 | 2588.0285 | 99.97% | 841.2028 | 20455.2489
3 | 11 | 11 | 22.6 | 22.7567 | 22.8067 | 23.6133 | 63.29% | 70.5235 | 14.1047 | 14.1047 | 14.1047 | 1593.8316 | 320.9761 | 321.6813 | 333.0591 | 97.88% | 121.1802 | 2738.6732 | 99.51% | 837.3335 | 19772.2355
3 | 11 | 12 | 20.6867 | 20.8667 | 20.94 | 22.5 | 61.85% | 68.9251 | 13.785 | 13.785 | 13.785 | 1425.8308 | 287.6475 | 288.6584 | 310.163 | 96.88% | 119.9462 | 2481.2875 | 98.64% | 830.0383 | 18675.8614
3 | 11 | 13 | 18.79 | 19.01 | 19.18 | 22.6967 | 60.19% | 67.0728 | 13.4146 | 13.4146 | 13.4146 | 1260.2971 | 255.0106 | 257.2911 | 304.4656 | 97.52% | 120.7383 | 2268.6719 | 95.99% | 807.7249 | 18332.6633
3 | 11 | 14 | 18.3933 | 18.6367 | 18.8267 | 23.18 | 57.36% | 63.9235 | 12.7847 | 12.7847 | 12.7847 | 1175.7664 | 238.2642 | 240.6933 | 296.3494 | 99.37% | 123.0295 | 2262.9226 | 94.05% | 791.3681 | 18343.9118
3 | 11 | 15 | 18.5033 | 18.7467 | 18.8767 | 23.2567 | 43.45% | 48.4213 | 9.6843 | 9.6843 | 9.6843 | 895.9558 | 181.5477 | 182.8066 | 225.2237 | 99.78% | 123.5321 | 2285.7559 | 92.08% | 774.8441 | 18020.2899
3 | 11 | 16 | 17.6733 | 17.87 | 18.0133 | 22.3767 | 22.24% | 24.78 | 4.956 | 4.956 | 4.956 | 437.9456 | 88.5638 | 89.2742 | 110.8989 | 98.9% | 122.4383 | 2163.8936 | 81.74% | 687.7935 | 15390.5253
3 | 11 | 17 | 32.51 | 32.77 | 32.8167 | 35.3333 | 2.228% | 2.4826 | 0.49651 | 0.49651 | 0.49651 | 80.7085 | 16.2708 | 16.294 | 17.5435 | 93.35% | 115.5723 | 3757.2552 | 85.83% | 722.2364 | 25519.0192
3 | 11 | 18 | 42.11 | 42.4867 | 42.4967 | 44.11 | 0% | 0 | 0 | 0 | 0 | 0 | 0 | 0 | 0 | 83.37% | 103.2173 | 4346.4787 | 98.46% | 828.5101 | 36545.5793
3 | 11 | 19 | 30.14 | 30.4033 | 30.36 | 31.61 | 0% | 0 | 0 | 0 | 0 | 0 | 0 | 0 | 0 | 74.75% | 92.5428 | 2789.2406 | 99.93% | 840.8948 | 26580.6838
3 | 11 | 20 | 31.54 | 31.8433 | 31.7767 | 32.1967 | 0% | 0 | 0 | 0 | 0 | 0 | 0 | 0 | 0 | 78.34% | 96.9872 | 3058.9765 | 99.81% | 839.8736 | 27041.1318
3 | 11 | 21 | 27.4167 | 27.6233 | 27.6633 | 28.3067 | 0% | 0 | 0 | 0 | 0 | 0 | 0 | 0 | 0 | 74.92% | 92.7526 | 2542.9659 | 99.42% | 836.5864 | 23680.9731
3 | 11 | 22 | 24.75 | 24.91 | 24.9467 | 25.2933 | 0% | 0 | 0 | 0 | 0 | 0 | 0 | 0 | 0 | 69.5% | 86.0397 | 2129.4827 | 98.74% | 830.8143 | 21014.0633
3 | 11 | 23 | 21.8367 | 22.0167 | 22.01 | 22.2867 | 0% | 0 | 0 | 0 | 0 | 0 | 0 | 0 | 0 | 64.1% | 79.3582 | 1732.9188 | 98.33% | 827.4382 | 18440.8396
3 | 12 | 0 | 21.3133 | 21.4367 | 21.47 | 21.7567 | 0% | 0 | 0 | 0 | 0 | 0 | 0 | 0 | 0 | 61.69% | 76.372 | 1627.7411 | 97.57% | 821.0331 | 17862.9442
3 | 12 | 1 | 20.2967 | 20.4233 | 20.4333 | 20.7167 | 0% | 0 | 0 | 0 | 0 | 0 | 0 | 0 | 0 | 52.52% | 65.0225 | 1319.7394 | 96.4% | 811.1801 | 16804.9475
3 | 12 | 2 | 21.0867 | 21.23 | 21.2167 | 21.4867 | 0% | 0 | 0 | 0 | 0 | 0 | 0 | 0 | 0 | 47.75% | 59.1191 | 1246.6241 | 97.22% | 818.0993 | 17578.2275
3 | 12 | 3 | 19.6333 | 19.7267 | 19.74 | 20.0167 | 0% | 0 | 0 | 0 | 0 | 0 | 0 | 0 | 0 | 39.63% | 49.0605 | 963.2205 | 94.37% | 794.1095 | 15895.4252
3 | 12 | 4 | 18.8133 | 18.9033 | 18.92 | 19.1567 | 0% | 0 | 0 | 0 | 0 | 0 | 0 | 0 | 0 | 39.3% | 48.6495 | 915.2601 | 88.1% | 741.3615 | 14202.0148
3 | 12 | 5 | 22.1167 | 22.2267 | 22.24 | 22.5267 | 0% | 0 | 0 | 0 | 0 | 0 | 0 | 0 | 0 | 35.82% | 44.3456 | 980.776 | 78.4% | 659.6918 | 14860.6583
3 | 12 | 6 | 28.8133 | 29 | 28.9967 | 29.4667 | 0.1946% | 0.21687 | 0.043374 | 0.043374 | 0.043374 | 6.2487 | 1.2578 | 1.2577 | 1.2781 | 32.85% | 40.676 | 1172.0114 | 69.2% | 582.261 | 17157.2901
3 | 12 | 7 | 32.2033 | 32.46 | 32.4233 | 33.1733 | 7.825% | 8.7199 | 1.744 | 1.744 | 1.744 | 280.8099 | 56.6096 | 56.5457 | 57.8537 | 28.67% | 35.4921 | 1142.9636 | 61.14% | 514.486 | 17067.2166
3 | 12 | 8 | 30.4833 | 30.6967 | 30.6533 | 32.6167 | 20.31% | 22.6367 | 4.5273 | 4.5273 | 4.5273 | 690.0407 | 138.974 | 138.7778 | 147.6664 | 29.68% | 36.7437 | 1120.0708 | 52.12% | 438.6005 | 14305.686
3 | 12 | 9 | 34.7367 | 34.9433 | 34.95 | 35.7267 | 25.99% | 28.9636 | 5.7927 | 5.7927 | 5.7927 | 1006.098 | 202.4168 | 202.4554 | 206.9544 | 35.42% | 43.8557 | 1523.4022 | 40.12% | 337.5739 | 12060.3885
3 | 12 | 10 | 32.38 | 32.6033 | 32.6433 | 34.0433 | 10.85% | 12.0922 | 2.4184 | 2.4184 | 2.4184 | 391.5455 | 78.8492 | 78.9459 | 82.3318 | 34.76% | 43.0312 | 1393.351 | 30.24% | 254.4458 | 8662.1832
3 | 12 | 11 | 30.88 | 31.1033 | 31.1567 | 34.8533 | 8.48% | 9.4496 | 1.8899 | 1.8899 | 1.8899 | 291.8036 | 58.7828 | 58.8836 | 65.87 | 32.61% | 40.3723 | 1246.6977 | 22.93% | 192.9606 | 6725.3203
3 | 12 | 12 | 26.64 | 26.8267 | 26.8767 | 29.32 | 7.865% | 8.7644 | 1.7529 | 1.7529 | 1.7529 | 233.4833 | 47.0239 | 47.1115 | 51.3944 | 32.48% | 40.2113 | 1071.2281 | 15.4% | 129.545 | 3798.2596
3 | 12 | 13 | 25.2933 | 25.48 | 25.53 | 28.0467 | 6.361% | 7.0887 | 1.4177 | 1.4177 | 1.4177 | 179.298 | 36.1242 | 36.1951 | 39.7631 | 30.93% | 38.2976 | 968.6736 | 11.16% | 93.9234 | 2634.2388
3 | 12 | 14 | 24.29 | 24.4933 | 24.5267 | 27.26 | 4.556% | 5.077 | 1.0154 | 1.0154 | 1.0154 | 123.3199 | 24.8704 | 24.9043 | 27.6797 | 29.87% | 36.9827 | 898.3098 | 9.271% | 78.0087 | 2126.5162
3 | 12 | 15 | 24.9833 | 25.16 | 25.2 | 27.89 | 1.581% | 1.7621 | 0.35243 | 0.35243 | 0.35243 | 44.0243 | 8.8671 | 8.8812 | 9.8292 | 28.56% | 35.3577 | 883.3531 | 7.285% | 61.3022 | 1709.7177
3 | 12 | 16 | 26.01 | 26.2333 | 26.25 | 27.2833 | 0.2268% | 0.25271 | 0.050541 | 0.050541 | 0.050541 | 6.5729 | 1.3259 | 1.3267 | 1.3789 | 26.05% | 32.2478 | 838.7655 | 8.37% | 70.4314 | 1921.6047
3 | 12 | 17 | 26.99 | 27.2533 | 27.2467 | 27.7867 | 0.9015% | 1.0046 | 0.20093 | 0.20093 | 0.20093 | 27.1154 | 5.476 | 5.4746 | 5.5832 | 22.42% | 27.757 | 749.1605 | 12.68% | 106.6627 | 2963.8021
3 | 12 | 18 | 42.88 | 43.1533 | 43.1267 | 43.9667 | 0% | 0 | 0 | 0 | 0 | 0 | 0 | 0 | 0 | 17.99% | 22.2739 | 955.104 | 17.33% | 145.8089 | 6410.7293
3 | 12 | 19 | 33.4867 | 33.7467 | 33.7233 | 34.31 | 0% | 0 | 0 | 0 | 0 | 0 | 0 | 0 | 0 | 12.89% | 15.9565 | 534.3302 | 20.99% | 176.6219 | 6059.8966
3 | 12 | 20 | 28.2633 | 28.4667 | 28.4733 | 28.9133 | 0% | 0 | 0 | 0 | 0 | 0 | 0 | 0 | 0 | 11.42% | 14.1403 | 399.6509 | 24.45% | 205.7144 | 5947.8884
3 | 12 | 21 | 27.6567 | 27.8633 | 27.8633 | 64.3667 | 0% | 0 | 0 | 0 | 0 | 0 | 0 | 0 | 0 | 11.96% | 14.8074 | 409.5245 | 28.86% | 242.8552 | 15631.7777
3 | 12 | 22 | 27.03 | 27.4633 | 27.4 | 15.21 | 0% | 0 | 0 | 0 | 0 | 0 | 0 | 0 | 0 | 9.914% | 12.2737 | 331.7568 | 32.04% | 269.6428 | 4101.2671
3 | 12 | 23 | 23.6967 | 23.9967 | 23.95 | 24.27 | 0% | 0 | 0 | 0 | 0 | 0 | 0 | 0 | 0 | 5.276% | 6.5316 | 154.7769 | 30% | 252.4773 | 6127.6248
3 | 13 | 0 | 23.4233 | 23.6 | 23.59 | 23.93 | 0% | 0 | 0 | 0 | 0 | 0 | 0 | 0 | 0 | 4.855% | 6.0103 | 140.7814 | 27.31% | 229.7911 | 5498.9003
3 | 13 | 1 | 21.0633 | 21.15 | 21.1833 | 21.4567 | 0% | 0 | 0 | 0 | 0 | 0 | 0 | 0 | 0 | 4.348% | 5.3827 | 113.3782 | 26.04% | 219.0772 | 4700.6661
3 | 13 | 2 | 22.0933 | 22.2033 | 22.2167 | 22.4833 | 0% | 0 | 0 | 0 | 0 | 0 | 0 | 0 | 0 | 3.112% | 3.8529 | 85.123 | 25.24% | 212.3814 | 4775.0424
3 | 13 | 3 | 21.2333 | 21.4133 | 21.3967 | 21.63 | 0% | 0 | 0 | 0 | 0 | 0 | 0 | 0 | 0 | 3.02% | 3.7383 | 79.3775 | 25.76% | 216.7614 | 4688.5496
3 | 13 | 4 | 21.57 | 21.79 | 21.75 | 21.9867 | 0% | 0 | 0 | 0 | 0 | 0 | 0 | 0 | 0 | 4.034% | 4.9943 | 107.7266 | 25.62% | 215.5965 | 4740.2482
3 | 13 | 5 | 21.0233 | 21.2633 | 21.2333 | 21.4567 | 0% | 0 | 0 | 0 | 0 | 0 | 0 | 0 | 0 | 3.558% | 4.4051 | 92.6089 | 25.29% | 212.8174 | 4566.3525
3 | 13 | 6 | 21.9567 | 22.2067 | 22.1767 | 27.2933 | 0.1491% | 0.16621 | 0.033241 | 0.033241 | 0.033241 | 3.6493 | 0.73817 | 0.73718 | 0.90726 | 3.482% | 4.3106 | 94.6465 | 23.82% | 200.4151 | 5469.9973
3 | 13 | 7 | 33.9367 | 34.2467 | 34.2167 | 37.9533 | 5.523% | 6.1552 | 1.231 | 1.231 | 1.231 | 208.8854 | 42.1587 | 42.1218 | 46.7217 | 1.36% | 1.6842 | 57.1559 | 19.44% | 163.5471 | 6207.1591
3 | 13 | 8 | 25.1033 | 25.48 | 25.4167 | 30.4833 | 13.86% | 15.4404 | 3.0881 | 3.0881 | 3.0881 | 387.6055 | 78.6843 | 78.4887 | 94.135 | 0.8987% | 1.1127 | 27.932 | 14.34% | 120.6446 | 3677.6494
3 | 13 | 9 | 31.13 | 31.5267 | 31.4667 | 32.3067 | 9.709% | 10.8194 | 2.1639 | 2.1639 | 2.1639 | 336.808 | 68.2199 | 68.0901 | 69.9078 | 1.26% | 1.5605 | 48.577 | 9.981% | 83.982 | 2713.1769
3 | 13 | 10 | 34.4333 | 35.1133 | 34.9733 | 36.6333 | 9.502% | 10.5889 | 2.1178 | 2.1178 | 2.1178 | 364.6125 | 74.3626 | 74.0661 | 77.5816 | 2.454% | 3.0376 | 104.5958 | 6.169% | 51.907 | 1901.5255
3 | 13 | 11 | 30 | 30.3833 | 30.3433 | 31.9233 | 12.23% | 13.6276 | 2.7255 | 2.7255 | 2.7255 | 408.8277 | 82.8103 | 82.7013 | 87.0076 | 4.37% | 5.4104 | 162.3106 | 3.942% | 33.1668 | 1058.7953
3 | 13 | 12 | 27.6667 | 28.0233 | 27.9933 | 30.5167 | 18.47% | 20.5823 | 4.1165 | 4.1165 | 4.1165 | 569.4425 | 115.3567 | 115.2332 | 125.6204 | 6.559% | 8.1204 | 224.664 | 2.087% | 17.5641 | 535.9992
3 | 13 | 13 | 25.6467 | 25.9567 | 25.9467 | 28.8467 | 23.91% | 26.6472 | 5.3294 | 5.3294 | 5.3294 | 683.412 | 138.3345 | 138.2812 | 153.7366 | 6.783% | 8.3972 | 215.3597 | 1.283% | 10.7954 | 311.4117
3 | 13 | 14 | 23.9233 | 24.1833 | 24.1933 | 26.9133 | 26.97% | 30.0553 | 6.0111 | 6.0111 | 6.0111 | 719.0238 | 145.3676 | 145.4278 | 161.7779 | 8.743% | 10.8243 | 258.9527 | 1.389% | 11.6914 | 314.6558
3 | 13 | 15 | 21.48 | 21.7033 | 21.7267 | 25.16 | 24.48% | 27.2805 | 5.4561 | 5.4561 | 5.4561 | 585.9854 | 118.4156 | 118.5429 | 137.2755 | 9.283% | 11.4927 | 246.8641 | 1.236% | 10.4002 | 261.6701
3 | 13 | 16 | 22.4867 | 22.6667 | 22.7067 | 26.3067 | 10.84% | 12.0811 | 2.4162 | 2.4162 | 2.4162 | 271.6632 | 54.7676 | 54.8642 | 63.5626 | 9.09% | 11.2535 | 253.0541 | 1.161% | 9.7668 | 256.9324
3 | 13 | 17 | 25.06 | 25.2967 | 25.3033 | 26.9567 | 0.7585% | 0.84524 | 0.16905 | 0.16905 | 0.16905 | 21.1816 | 4.2763 | 4.2775 | 4.557 | 9.965% | 12.3377 | 309.1817 | 0.9865% | 8.3006 | 223.7553
3 | 13 | 18 | 26.2067 | 26.4833 | 26.4533 | 26.86 | 0% | 0 | 0 | 0 | 0 | 0 | 0 | 0 | 0 | 10.72% | 13.2767 | 347.9376 | 0.7734% | 6.5077 | 174.7977
3 | 13 | 19 | 31.7233 | 32.1267 | 32.05 | 32.4667 | 0% | 0 | 0 | 0 | 0 | 0 | 0 | 0 | 0 | 15.31% | 18.9503 | 601.1653 | 0.425% | 3.5762 | 116.1076
3 | 13 | 20 | 25.6033 | 25.8367 | 25.8133 | 26.2333 | 0% | 0 | 0 | 0 | 0 | 0 | 0 | 0 | 0 | 22.28% | 27.5788 | 706.1099 | 0.1467% | 1.2346 | 32.3884
3 | 13 | 21 | 24.2467 | 24.42 | 24.4267 | 24.9833 | 0% | 0 | 0 | 0 | 0 | 0 | 0 | 0 | 0 | 19.95% | 24.6954 | 598.7821 | 0.004303% | 0.03621 | 0.90464
3 | 13 | 22 | 22.8767 | 23.0667 | 23.0633 | 23.3833 | 0% | 0 | 0 | 0 | 0 | 0 | 0 | 0 | 0 | 16.18% | 20.0323 | 458.2729 | 0% | 0 | 0
3 | 13 | 23 | 22.04 | 22.16 | 22.2033 | 22.5267 | 0% | 0 | 0 | 0 | 0 | 0 | 0 | 0 | 0 | 15.98% | 19.787 | 436.1061 | 0% | 0 | 0
3 | 14 | 0 | 22.5067 | 22.6333 | 22.6767 | 22.99 | 0% | 0 | 0 | 0 | 0 | 0 | 0 | 0 | 0 | 16.29% | 20.1734 | 454.0369 | 0% | 0 | 0
3 | 14 | 1 | 21 | 21.12 | 21.1567 | 21.4467 | 0% | 0 | 0 | 0 | 0 | 0 | 0 | 0 | 0 | 19.4% | 24.0161 | 504.3383 | 0% | 0 | 0
3 | 14 | 2 | 20.83 | 20.9633 | 20.98 | 21.26 | 0% | 0 | 0 | 0 | 0 | 0 | 0 | 0 | 0 | 21.12% | 26.1463 | 544.6284 | 0% | 0 | 0
3 | 14 | 3 | 18.2467 | 18.38 | 18.3867 | 18.6367 | 0% | 0 | 0 | 0 | 0 | 0 | 0 | 0 | 0 | 16.45% | 20.3716 | 371.7145 | 0% | 0 | 0
3 | 14 | 4 | 18.1433 | 18.29 | 18.29 | 18.5533 | 0% | 0 | 0 | 0 | 0 | 0 | 0 | 0 | 0 | 13.15% | 16.2791 | 295.3575 | 0.0008505% | 0.0071566 | 0.13278
3 | 14 | 5 | 19.06 | 19.1967 | 19.21 | 19.4567 | 0% | 0 | 0 | 0 | 0 | 0 | 0 | 0 | 0 | 13.18% | 16.3173 | 311.0077 | 0.007296% | 0.061389 | 1.1944
3 | 14 | 6 | 23.0633 | 23.21 | 23.24 | 24.2733 | 0.3055% | 0.34044 | 0.068089 | 0.068089 | 0.068089 | 7.8517 | 1.5803 | 1.5824 | 1.6527 | 13.51% | 16.7309 | 385.8711 | 0.01208% | 0.10167 | 2.4679
3 | 14 | 7 | 26.9 | 27.0833 | 27.11 | 31.6267 | 9.589% | 10.6859 | 2.1372 | 2.1372 | 2.1372 | 287.4519 | 57.8822 | 57.9392 | 67.5922 | 9.935% | 12.3006 | 330.887 | 0.005862% | 0.049325 | 1.56
3 | 14 | 8 | 69.1333 | 69.8533 | 69.2767 | 71.9133 | 22.33% | 24.8881 | 4.9776 | 4.9776 | 4.9776 | 1720.6006 | 347.704 | 344.8336 | 357.9579 | 4.836% | 5.9875 | 413.9382 | 0% | 0 | 0
3 | 14 | 9 | 21.7 | 21.8733 | 21.8967 | 31.05 | 36.47% | 40.6455 | 8.1291 | 8.1291 | 8.1291 | 882.0076 | 177.8106 | 178.0002 | 252.4086 | 4.914% | 6.0834 | 132.0099 | 0% | 0 | 0
3 | 14 | 10 | 22.26 | 22.45 | 22.4767 | 27.52 | 53.7% | 59.8382 | 11.9676 | 11.9676 | 11.9676 | 1331.9983 | 268.6735 | 268.9926 | 329.3494 | 6.769% | 8.3801 | 186.5413 | 0% | 0 | 0
3 | 14 | 11 | 21.0333 | 21.2067 | 21.2533 | 25.7467 | 54.24% | 60.4425 | 12.0885 | 12.0885 | 12.0885 | 1271.3065 | 256.3566 | 256.9208 | 311.2384 | 8.963% | 11.097 | 233.4061 | 0% | 0 | 0
3 | 14 | 12 | 20.05 | 20.2067 | 20.2667 | 25.28 | 50.2% | 55.942 | 11.1884 | 11.1884 | 11.1884 | 1121.6361 | 226.0801 | 226.7514 | 282.8425 | 10.33% | 12.793 | 256.499 | 0.01046% | 0.088046 | 2.2258
3 | 14 | 13 | 19.1333 | 19.28 | 19.3467 | 25.0467 | 45.4% | 50.5875 | 10.1175 | 10.1175 | 10.1175 | 967.9084 | 195.0656 | 195.7401 | 253.4099 | 11.76% | 14.555 | 278.4853 | 0.1025% | 0.86258 | 21.6048
3 | 14 | 14 | 19.31 | 19.45 | 19.5133 | 21.9067 | 39.82% | 44.3762 | 8.8752 | 8.8752 | 8.8752 | 856.9038 | 172.6233 | 173.1854 | 194.4268 | 11.75% | 14.5506 | 280.9728 | 0.6799% | 5.7214 | 125.337
3 | 14 | 15 | 18.7033 | 18.8367 | 18.8933 | 21.16 | 25.91% | 28.8783 | 5.7757 | 5.7757 | 5.7757 | 540.1206 | 108.7942 | 109.1215 | 122.213 | 12.53% | 15.5178 | 290.2345 | 2.423% | 20.385 | 431.3457
3 | 14 | 16 | 19.7367 | 19.8767 | 19.9333 | 23.02 | 18.29% | 20.3833 | 4.0767 | 4.0767 | 4.0767 | 402.2985 | 81.0304 | 81.2614 | 93.8447 | 11.45% | 14.1736 | 279.7394 | 4.821% | 40.5702 | 933.9257
3 | 14 | 17 | 21.79 | 21.94 | 21.9867 | 25.8267 | 4.953% | 5.5194 | 1.1039 | 1.1039 | 1.1039 | 120.2671 | 24.219 | 24.2705 | 28.5094 | 15.03% | 18.6054 | 405.412 | 6.427% | 54.0818 | 1396.7527
3 | 14 | 18 | 22.51 | 22.6667 | 22.7 | 25.84 | 0% | 0 | 0 | 0 | 0 | 0 | 0 | 0 | 0 | 16.64% | 20.6031 | 463.7756 | 7.63% | 64.2057 | 1659.0765
3 | 14 | 19 | 23.4 | 23.5767 | 23.5933 | 48.7867 | 0% | 0 | 0 | 0 | 0 | 0 | 0 | 0 | 0 | 16.27% | 20.1417 | 471.3168 | 9.453% | 79.5443 | 3880.7026
3 | 14 | 20 | 23.7067 | 23.9367 | 23.9133 | 42.5767 | 0% | 0 | 0 | 0 | 0 | 0 | 0 | 0 | 0 | 13.68% | 16.933 | 401.4257 | 10.91% | 91.8238 | 3909.5504
3 | 14 | 21 | 22.21 | 22.3933 | 22.41 | 30.1033 | 0% | 0 | 0 | 0 | 0 | 0 | 0 | 0 | 0 | 9.346% | 11.5714 | 257.0003 | 12.28% | 103.352 | 3111.2388
3 | 14 | 22 | 21.8667 | 22.01 | 22.0467 | 29.2133 | 0% | 0 | 0 | 0 | 0 | 0 | 0 | 0 | 0 | 6.191% | 7.6651 | 167.6111 | 12.02% | 101.1783 | 2955.7565
3 | 14 | 23 | 21.6533 | 21.7733 | 21.8167 | 23.7667 | 0% | 0 | 0 | 0 | 0 | 0 | 0 | 0 | 0 | 5.066% | 6.2724 | 135.8178 | 11.18% | 94.0525 | 2235.3151
3 | 15 | 0 | 23.85 | 24 | 24.0133 | 24.3933 | 0% | 0 | 0 | 0 | 0 | 0 | 0 | 0 | 0 | 5.069% | 6.2756 | 149.6722 | 8.775% | 73.8397 | 1801.197
3 | 15 | 1 | 21.41 | 21.55 | 21.55 | 22.7833 | 0% | 0 | 0 | 0 | 0 | 0 | 0 | 0 | 0 | 4.5% | 5.5714 | 119.2842 | 5.655% | 47.5864 | 1084.1764
3 | 15 | 2 | 21.6133 | 21.7467 | 21.7533 | 21.9633 | 0% | 0 | 0 | 0 | 0 | 0 | 0 | 0 | 0 | 3.222% | 3.9888 | 86.2121 | 3.193% | 26.8678 | 590.1055
3 | 15 | 3 | 17.4167 | 17.5233 | 17.55 | 17.7567 | 0% | 0 | 0 | 0 | 0 | 0 | 0 | 0 | 0 | 2.951% | 3.6537 | 63.6359 | 1.517% | 12.7608 | 226.5898
3 | 15 | 4 | 17.5233 | 17.6167 | 17.65 | 17.8567 | 0% | 0 | 0 | 0 | 0 | 0 | 0 | 0 | 0 | 2.9% | 3.5904 | 62.9165 | 0.7852% | 6.6072 | 117.9829
3 | 15 | 5 | 20.1567 | 20.2667 | 20.3067 | 20.89 | 0% | 0 | 0 | 0 | 0 | 0 | 0 | 0 | 0 | 4.625% | 5.7254 | 115.4056 | 0.4666% | 3.9263 | 82.0202
3 | 15 | 6 | 20.3933 | 20.5267 | 20.5433 | 23.4933 | 1.492% | 1.6627 | 0.33253 | 0.33253 | 0.33253 | 33.9074 | 6.8258 | 6.8314 | 7.8123 | 4.794% | 5.9354 | 121.0434 | 0.3165% | 2.6635 | 62.5756
3 | 15 | 7 | 22.5567 | 22.71 | 22.7333 | 26.4067 | 19.48% | 21.7117 | 4.3423 | 4.3423 | 4.3423 | 489.7439 | 98.6146 | 98.7159 | 114.6668 | 2.697% | 3.3394 | 75.3251 | 0.1308% | 1.1005 | 29.0607
3 | 15 | 8 | 22.7067 | 22.8667 | 22.8967 | 26.6333 | 32.09% | 35.7607 | 7.1521 | 7.1521 | 7.1521 | 812.006 | 163.5455 | 163.7601 | 190.4853 | 0.4905% | 0.60721 | 13.7878 | 0.006942% | 0.058418 | 1.5559
3 | 15 | 9 | 22.9167 | 23.0933 | 23.1267 | 26.56 | 38.29% | 42.6727 | 8.5345 | 8.5345 | 8.5345 | 977.9165 | 197.0911 | 197.3756 | 226.6775 | 0.1665% | 0.2061 | 4.7232 | 0% | 0 | 0
3 | 15 | 10 | 22.7267 | 22.9 | 22.94 | 25.6667 | 29.6% | 32.9883 | 6.5977 | 6.5977 | 6.5977 | 749.7149 | 151.0866 | 151.3505 | 169.3401 | 0.1836% | 0.22731 | 5.1661 | 0% | 0 | 0
3 | 15 | 11 | 20.4233 | 20.5867 | 20.6333 | 25.32 | 34.66% | 38.6251 | 7.725 | 7.725 | 7.725 | 788.8533 | 159.0324 | 159.3929 | 195.5975 | 0.2288% | 0.28321 | 5.7841 | 0% | 0 | 0
3 | 15 | 12 | 14.8467 | 14.9967 | 15.05 | 24.0167 | 36.77% | 40.9711 | 8.1942 | 8.1942 | 8.1942 | 608.2847 | 122.8861 | 123.3231 | 196.798 | 0.2218% | 0.27462 | 4.0773 | 0% | 0 | 0
3 | 15 | 13 | 16.0033 | 16.18 | 16.2333 | 25.8333 | 37.79% | 42.1111 | 8.4222 | 8.4222 | 8.4222 | 673.9177 | 136.2715 | 136.7207 | 217.5739 | 0.3453% | 0.42745 | 6.8406 | 0.0009402% | 0.0079116 | 0.20438
3 | 15 | 14 | 14.8433 | 15.7167 | 15.7867 | 25.4833 | 34.19% | 38.1012 | 7.6202 | 7.6202 | 7.6202 | 565.5481 | 119.7646 | 120.298 | 194.1889 | 0.4502% | 0.55743 | 8.2741 | 0.02999% | 0.25237 | 6.4312
3 | 15 | 15 | 15.1067 | 15.27 | 15.3367 | 24.6867 | 27.98% | 31.1848 | 6.237 | 6.237 | 6.237 | 471.0982 | 95.2384 | 95.6541 | 153.9697 | 0.507% | 0.62768 | 9.4821 | 0.09259% | 0.77913 | 19.2342
3 | 15 | 16 | 17.1667 | 17.34 | 17.4067 | 25.5967 | 17.3% | 19.2761 | 3.8552 | 3.8552 | 3.8552 | 330.9063 | 66.8495 | 67.1065 | 98.6808 | 0.638% | 0.7899 | 13.56 | 0.04735% | 0.39842 | 10.1983
3 | 15 | 17 | 18.9267 | 19.1033 | 19.1667 | 25.7667 | 2.659% | 2.9633 | 0.59265 | 0.59265 | 0.59265 | 56.0849 | 11.3217 | 11.3592 | 15.2707 | 3.551% | 4.3957 | 83.1963 | 0.004087% | 0.034388 | 0.88606
3 | 15 | 18 | 18.68 | 19.7467 | 19.7933 | 15.36 | 0% | 0 | 0 | 0 | 0 | 0 | 0 | 0 | 0 | 6.818% | 8.4405 | 157.6676 | 0.002384% | 0.020058 | 0.30809
3 | 15 | 19 | 22.02 | 23.3733 | 23.45 | 27.2367 | 0% | 0 | 0 | 0 | 0 | 0 | 0 | 0 | 0 | 11% | 13.6143 | 299.7875 | 0% | 0 | 0
3 | 15 | 20 | 22.7233 | 23.2467 | 24.3033 | 29.57 | 0% | 0 | 0 | 0 | 0 | 0 | 0 | 0 | 0 | 9.346% | 11.5707 | 262.9249 | 0% | 0 | 0
3 | 15 | 21 | 67.09 | 68.2633 | 68.65 | 72.6367 | 0% | 0 | 0 | 0 | 0 | 0 | 0 | 0 | 0 | 8.871% | 10.9831 | 736.854 | 0% | 0 | 0
3 | 15 | 22 | 25.6633 | 25.83 | 25.97 | 27.0833 | 0% | 0 | 0 | 0 | 0 | 0 | 0 | 0 | 0 | 8.791% | 10.8834 | 279.305 | 0% | 0 | 0
3 | 15 | 23 | 28.2 | 28.4133 | 28.4633 | 28.82 | 0% | 0 | 0 | 0 | 0 | 0 | 0 | 0 | 0 | 8.438% | 10.4464 | 294.5897 | 0% | 0 | 0
3 | 16 | 0 | 21.5233 | 21.6867 | 21.68 | 21.9067 | 0% | 0 | 0 | 0 | 0 | 0 | 0 | 0 | 0 | 8.378% | 10.3719 | 223.2375 | 0% | 0 | 0
3 | 16 | 1 | 16.6233 | 16.76 | 16.7533 | 16.86 | 0% | 0 | 0 | 0 | 0 | 0 | 0 | 0 | 0 | 8.578% | 10.6202 | 176.5432 | 0% | 0 | 0
3 | 16 | 2 | 16.5367 | 16.67 | 16.6533 | 16.7467 | 0% | 0 | 0 | 0 | 0 | 0 | 0 | 0 | 0 | 11.1% | 13.7396 | 227.2065 | 0.002637% | 0.022192 | 0.37164
3 | 16 | 3 | 18.4433 | 18.58 | 18.5633 | 18.6633 | 0% | 0 | 0 | 0 | 0 | 0 | 0 | 0 | 0 | 10.49% | 12.9894 | 239.5672 | 0.679% | 5.7131 | 106.6253
3 | 16 | 4 | 16.9333 | 17.0367 | 17.07 | 17.26 | 0% | 0 | 0 | 0 | 0 | 0 | 0 | 0 | 0 | 11.67% | 14.4483 | 244.6581 | 2.428% | 20.431 | 352.6388
3 | 16 | 5 | 16.7033 | 16.8133 | 16.84 | 17.03 | 0% | 0 | 0 | 0 | 0 | 0 | 0 | 0 | 0 | 12.43% | 15.3831 | 256.949 | 4.639% | 39.034 | 664.7496
3 | 16 | 6 | 22.0867 | 22.2333 | 22.2367 | 22.4333 | 1.279% | 1.4248 | 0.28496 | 0.28496 | 0.28496 | 31.4689 | 6.3356 | 6.3365 | 6.3926 | 13.07% | 16.1754 | 357.2615 | 8.982% | 75.5836 | 1695.591
3 | 16 | 7 | 35.1 | 35.3233 | 35.34 | 37.13 | 20.61% | 22.9691 | 4.5938 | 4.5938 | 4.5938 | 806.2142 | 162.2688 | 162.3453 | 170.5683 | 11.13% | 13.7776 | 483.5938 | 19.14% | 161.0762 | 5980.7586
3 | 16 | 8 | 28.8333 | 29.0433 | 29.0833 | 34.4367 | 38.32% | 42.7079 | 8.5416 | 8.5416 | 8.5416 | 1231.4123 | 248.0762 | 248.4178 | 294.1438 | 5.184% | 6.4184 | 185.0651 | 27.27% | 229.4869 | 7902.7649
3 | 16 | 9 | 28.2867 | 28.5167 | 28.5833 | 35.93 | 60.06% | 66.9276 | 13.3855 | 13.3855 | 13.3855 | 1893.1575 | 381.7102 | 382.6025 | 480.9414 | 2.318% | 2.8703 | 81.1917 | 37.01% | 311.4001 | 11188.6039
3 | 16 | 10 | 23.89 | 24.1233 | 24.19 | 33.15 | 63.01% | 70.2121 | 14.0424 | 14.0424 | 14.0424 | 1677.3675 | 338.7501 | 339.6862 | 465.5064 | 1.947% | 2.4106 | 57.5884 | 47.02% | 395.6292 | 13115.1086
3 | 16 | 11 | 20.86 | 21.0467 | 21.1 | 28.2067 | 61.53% | 68.5674 | 13.7135 | 13.7135 | 13.7135 | 1430.3153 | 288.6229 | 289.3543 | 386.8114 | 2.847% | 3.5246 | 73.5225 | 56.55% | 475.8687 | 13422.6685
3 | 16 | 12 | 20.5133 | 20.7 | 20.75 | 26.1367 | 60.72% | 67.6647 | 13.5329 | 13.5329 | 13.5329 | 1388.0279 | 280.1317 | 280.8084 | 353.7058 | 3.485% | 4.3142 | 88.4986 | 67.8% | 570.5043 | 14911.0807
3 | 16 | 13 | 18.3767 | 18.5467 | 18.5967 | 25.5967 | 59.94% | 66.7935 | 13.3587 | 13.3587 | 13.3587 | 1227.4416 | 247.7593 | 248.4272 | 341.9381 | 3.831% | 4.743 | 87.1612 | 74.77% | 629.1588 | 16104.3681
3 | 16 | 14 | 16.9133 | 17.0767 | 17.12 | 25.2067 | 55.63% | 61.9902 | 12.398 | 12.398 | 12.398 | 1048.4612 | 211.7172 | 212.2545 | 312.5133 | 4.018% | 4.9749 | 84.1427 | 74.93% | 630.4645 | 15891.9076
3 | 16 | 15 | 14.3367 | 14.4867 | 14.5467 | 22.8433 | 46.59% | 51.916 | 10.3832 | 10.3832 | 10.3832 | 744.3017 | 150.4178 | 151.0408 | 237.1867 | 4.751% | 5.8817 | 84.3247 | 71.92% | 605.2173 | 13825.1809
3 | 16 | 16 | 15.4433 | 15.6867 | 15.76 | 16.73 | 31.54% | 35.1422 | 7.0284 | 7.0284 | 7.0284 | 542.7128 | 110.2528 | 110.7682 | 117.5858 | 6.712% | 8.3098 | 128.3304 | 70.36% | 592.046 | 9904.929
3 | 16 | 17 | 22.6167 | 22.8733 | 22.9533 | 24.3467 | 5.898% | 6.5722 | 1.3144 | 1.3144 | 1.3144 | 148.6415 | 30.0657 | 30.1708 | 32.0023 | 18.37% | 22.7463 | 514.4454 | 68.27% | 574.502 | 13987.2096
3 | 16 | 18 | 23.2667 | 23.4767 | 23.52 | 27.21 | 0% | 0 | 0 | 0 | 0 | 0 | 0 | 0 | 0 | 29.22% | 36.1765 | 841.7076 | 65.02% | 547.079 | 14886.0202
3 | 16 | 19 | 21.74 | 22.0133 | 22.0267 | 23.4833 | 0% | 0 | 0 | 0 | 0 | 0 | 0 | 0 | 0 | 26.45% | 32.7497 | 711.9781 | 61.63% | 518.5551 | 12177.4013
3 | 16 | 20 | 23.6133 | 24.0533 | 24.13 | 23.04 | 0% | 0 | 0 | 0 | 0 | 0 | 0 | 0 | 0 | 23.14% | 28.6513 | 676.5533 | 58.2% | 489.7605 | 11284.0828
3 | 16 | 21 | 17.8133 | 18.1367 | 18.19 | 20.17 | 0% | 0 | 0 | 0 | 0 | 0 | 0 | 0 | 0 | 31.94% | 39.5492 | 704.5026 | 53.54% | 450.496 | 9086.504
3 | 16 | 22 | 18.0767 | 18.2333 | 18.2667 | 24.8267 | 0% | 0 | 0 | 0 | 0 | 0 | 0 | 0 | 0 | 34.15% | 42.2853 | 764.3773 | 49.45% | 416.1067 | 10330.5429
3 | 16 | 23 | 21.1267 | 21.2867 | 21.3167 | 24.02 | 0% | 0 | 0 | 0 | 0 | 0 | 0 | 0 | 0 | 36.68% | 45.4116 | 959.3968 | 47.52% | 399.8361 | 9604.063
3 | 17 | 0 | 22.3267 | 22.4867 | 22.49 | 23.13 | 0% | 0 | 0 | 0 | 0 | 0 | 0 | 0 | 0 | 37.72% | 46.6983 | 1042.6181 | 51.29% | 431.5859 | 9982.5816
3 | 17 | 1 | 20.85 | 20.9867 | 21.0067 | 21.3333 | 0% | 0 | 0 | 0 | 0 | 0 | 0 | 0 | 0 | 38.92% | 48.1907 | 1004.7763 | 54.87% | 461.7434 | 9850.5261
3 | 17 | 2 | 21.8333 | 21.9767 | 21.9933 | 22.3667 | 0% | 0 | 0 | 0 | 0 | 0 | 0 | 0 | 0 | 37.96% | 46.9999 | 1026.1645 | 53.21% | 447.7066 | 10013.7033
3 | 17 | 3 | 20.6033 | 20.74 | 20.75 | 21.0367 | 0% | 0 | 0 | 0 | 0 | 0 | 0 | 0 | 0 | 31.3% | 38.7522 | 798.4255 | 48.07% | 404.5177 | 8509.704
3 | 17 | 4 | 20.9167 | 21.0567 | 21.07 | 22.0267 | 0% | 0 | 0 | 0 | 0 | 0 | 0 | 0 | 0 | 24.69% | 30.5694 | 639.4089 | 43.99% | 370.1679 | 8153.5656
3 | 17 | 5 | 20.4567 | 20.6033 | 20.6267 | 22.8033 | 0% | 0 | 0 | 0 | 0 | 0 | 0 | 0 | 0 | 19.71% | 24.3996 | 499.1353 | 39.03% | 328.4356 | 7489.4276
3 | 17 | 6 | 17.5533 | 17.7133 | 17.7133 | 18.5867 | 2.285% | 2.5462 | 0.50924 | 0.50924 | 0.50924 | 44.6945 | 9.0204 | 9.0204 | 9.4651 | 18.73% | 23.1912 | 407.082 | 32.18% | 270.8099 | 5033.4535
3 | 17 | 7 | 24.8733 | 25.1333 | 25.1067 | 25.6033 | 15.13% | 16.8603 | 3.3721 | 3.3721 | 3.3721 | 419.3706 | 84.7509 | 84.6609 | 86.3357 | 13.15% | 16.2769 | 404.8611 | 27.73% | 233.3514 | 5974.5725
3 | 17 | 8 | 28.5733 | 28.9467 | 28.9067 | 29.37 | 31.84% | 35.4864 | 7.0973 | 7.0973 | 7.0973 | 1013.9634 | 205.4423 | 205.1584 | 208.4468 | 4.563% | 5.6488 | 161.4051 | 23.09% | 194.3083 | 5706.8351
3 | 17 | 9 | 26.7867 | 27.1267 | 27.1267 | 27.51 | 67.11% | 74.7892 | 14.9578 | 14.9578 | 14.9578 | 2003.3547 | 405.7566 | 405.7566 | 411.4905 | 2.092% | 2.5894 | 69.3627 | 19.11% | 160.7663 | 4422.6818
3 | 17 | 10 | 36.2367 | 36.5633 | 36.5967 | 38.04 | 70.8% | 78.895 | 15.779 | 15.779 | 15.779 | 2858.89 | 576.9325 | 577.4584 | 600.2328 | 1.519% | 1.8801 | 68.1279 | 16.78% | 141.1583 | 5369.6601
3 | 17 | 11 | 29.0067 | 29.25 | 29.29 | 32.4067 | 70.68% | 78.7677 | 15.7535 | 15.7535 | 15.7535 | 2284.7876 | 460.7909 | 461.421 | 510.5195 | 1.644% | 2.0349 | 59.0269 | 14.26% | 119.9557 | 3887.3641
3 | 17 | 12 | 20.7433 | 20.94 | 20.97 | 25.8333 | 70.47% | 78.5316 | 15.7063 | 15.7063 | 15.7063 | 1629.0081 | 328.8905 | 329.3617 | 405.7468 | 2.091% | 2.5892 | 53.7082 | 11.27% | 94.8358 | 2449.9248
3 | 17 | 13 | 16.7333 | 16.89 | 16.92 | 22.6667 | 69.24% | 77.1618 | 15.4324 | 15.4324 | 15.4324 | 1291.1749 | 260.6527 | 261.1157 | 349.8004 | 2.669% | 3.3049 | 55.3013 | 9.052% | 76.1706 | 1726.5341
3 | 17 | 14 | 16.9867 | 17.1233 | 17.1633 | 22.56 | 69.46% | 77.4022 | 15.4804 | 15.4804 | 15.4804 | 1314.8053 | 265.0767 | 265.6959 | 349.2387 | 3.887% | 4.8126 | 81.7508 | 7.46% | 62.7707 | 1416.106
3 | 17 | 15 | 17.7667 | 17.9 | 17.9333 | 22.02 | 61.2% | 68.1966 | 13.6393 | 13.6393 | 13.6393 | 1211.6271 | 244.144 | 244.5987 | 300.338 | 5.329% | 6.5979 | 117.2228 | 5.841% | 49.1508 | 1082.2999
3 | 17 | 16 | 19.43 | 19.5733 | 19.6067 | 24.5767 | 40.76% | 45.421 | 9.0842 | 9.0842 | 9.0842 | 882.5296 | 177.808 | 178.1108 | 223.2592 | 9.208% | 11.3999 | 221.5005 | 4.182% | 35.1918 | 864.896
3 | 17 | 17 | 18.8433 | 18.9767 | 19.01 | 23.24 | 8.999% | 10.0279 | 2.0056 | 2.0056 | 2.0056 | 188.9594 | 38.0593 | 38.1262 | 46.6098 | 17.04% | 21.0935 | 397.4711 | 2.176% | 18.308 | 425.4769
3 | 17 | 18 | 23.2833 | 23.4367 | 23.4733 | 25.4233 | 0% | 0 | 0 | 0 | 0 | 0 | 0 | 0 | 0 | 53.66% | 66.4367 | 1546.8676 | 0.6052% | 5.0926 | 129.4721
3 | 17 | 19 | 34.82 | 35.0633 | 35.0933 | 36.6167 | 0% | 0 | 0 | 0 | 0 | 0 | 0 | 0 | 0 | 77.77% | 96.2789 | 3352.4322 | 0.06194% | 0.52117 | 19.0834
3 | 17 | 20 | 36.4933 | 36.7333 | 36.7567 | 37.1567 | 0% | 0 | 0 | 0 | 0 | 0 | 0 | 0 | 0 | 85.67% | 106.0579 | 3870.4081 | 0.000435% | 0.0036604 | 0.13601
3 | 17 | 21 | 48.8067 | 49.0433 | 49.02 | 49.9233 | 0% | 0 | 0 | 0 | 0 | 0 | 0 | 0 | 0 | 84.29% | 104.3518 | 5093.065 | 0.001104% | 0.0092904 | 0.46381
3 | 17 | 22 | 26.09 | 26.2633 | 26.2867 | 26.8467 | 0% | 0 | 0 | 0 | 0 | 0 | 0 | 0 | 0 | 86.28% | 106.8211 | 2786.9636 | 0.05623% | 0.47316 | 12.7026
3 | 17 | 23 | 24.7167 | 24.8667 | 24.8967 | 25.2433 | 0% | 0 | 0 | 0 | 0 | 0 | 0 | 0 | 0 | 89.66% | 111.0053 | 2743.6799 | 0.4469% | 3.7602 | 94.9211
3 | 18 | 0 | 21.1933 | 21.3067 | 21.34 | 21.6 | 0% | 0 | 0 | 0 | 0 | 0 | 0 | 0 | 0 | 89.5% | 110.809 | 2348.412 | 2.126% | 17.8892 | 386.4067
3 | 18 | 1 | 23.2467 | 23.37 | 23.4033 | 23.68 | 0% | 0 | 0 | 0 | 0 | 0 | 0 | 0 | 0 | 89.63% | 110.9687 | 2579.6517 | 4.609% | 38.7817 | 918.3498
3 | 18 | 2 | 22.77 | 22.8833 | 22.9133 | 23.1733 | 0% | 0 | 0 | 0 | 0 | 0 | 0 | 0 | 0 | 91.4% | 113.162 | 2576.6987 | 7.422% | 62.4517 | 1447.2135
3 | 18 | 3 | 22.0967 | 22.1933 | 22.2067 | 22.48 | 0% | 0 | 0 | 0 | 0 | 0 | 0 | 0 | 0 | 92.25% | 114.2082 | 2523.6212 | 11.65% | 98.0408 | 2203.9564
3 | 18 | 4 | 23.7967 | 23.8933 | 23.91 | 24.17 | 0% | 0 | 0 | 0 | 0 | 0 | 0 | 0 | 0 | 88.2% | 109.1926 | 2598.4193 | 16.75% | 140.9475 | 3406.7002
3 | 18 | 5 | 24.3233 | 24.4433 | 24.4633 | 24.7233 | 0% | 0 | 0 | 0 | 0 | 0 | 0 | 0 | 0 | 87.68% | 108.553 | 2640.3704 | 22.49% | 189.2599 | 4679.1355
3 | 18 | 6 | 24.22 | 24.3567 | 24.3667 | 24.6133 | 3.374% | 3.7603 | 0.75206 | 0.75206 | 0.75206 | 91.0748 | 18.3177 | 18.3253 | 18.5108 | 87.86% | 108.7802 | 2634.6564 | 27.31% | 229.8053 | 5656.274
3 | 18 | 7 | 46.9767 | 47.36 | 47.2733 | 47.54 | 22.16% | 24.6929 | 4.9386 | 4.9386 | 4.9386 | 1159.9902 | 233.8912 | 233.4632 | 234.7801 | 83.08% | 102.8618 | 4832.1042 | 32.57% | 274.0279 | 13027.2852
3 | 18 | 8 | 43.28 | 43.5 | 43.4867 | 43.9967 | 45.74% | 50.9731 | 10.1946 | 10.1946 | 10.1946 | 2206.1156 | 443.4659 | 443.33 | 448.5293 | 83.29% | 103.1124 | 4462.7057 | 34.94% | 293.9952 | 12934.8077
3 | 18 | 9 | 24.1533 | 24.3367 | 24.3267 | 25.8567 | 68.37% | 76.1862 | 15.2372 | 15.2372 | 15.2372 | 1840.1516 | 370.8238 | 370.6714 | 393.9844 | 83.81% | 103.7641 | 2506.2496 | 34.14% | 287.288 | 7428.3094
3 | 18 | 10 | 24.2 | 24.4167 | 24.3967 | 25.8033 | 71.57% | 79.76 | 15.952 | 15.952 | 15.952 | 1930.191 | 389.4945 | 389.1754 | 411.6146 | 78.15% | 96.7577 | 2341.5368 | 36.27% | 305.232 | 7876.0042
3 | 18 | 11 | 21.5367 | 21.7333 | 21.72 | 24.2933 | 70.47% | 78.5273 | 15.7055 | 15.7055 | 15.7055 | 1691.2168 | 341.3321 | 341.1227 | 381.5381 | 61.43% | 76.0486 | 1637.8342 | 47.92% | 403.2294 | 9795.7862
3 | 18 | 12 | 21.6833 | 21.8867 | 21.89 | 24.13 | 66.84% | 74.4877 | 14.8975 | 14.8975 | 14.8975 | 1615.1423 | 326.0576 | 326.1073 | 359.4778 | 45.74% | 56.6262 | 1227.8441 | 72.49% | 609.9888 | 14719.0306
3 | 18 | 13 | 22.36 | 22.5433 | 22.5867 | 24.3333 | 62.24% | 69.3644 | 13.8729 | 13.8729 | 13.8729 | 1550.9882 | 312.741 | 313.3422 | 337.5735 | 46.21% | 57.2041 | 1279.0844 | 88.94% | 748.3993 | 18211.0506
3 | 18 | 14 | 21.09 | 21.2833 | 21.3433 | 24.81 | 60.9% | 67.8667 | 13.5733 | 13.5733 | 13.5733 | 1431.3089 | 288.886 | 289.7004 | 336.7546 | 33.9% | 41.9724 | 885.1979 | 94.62% | 796.2192 | 19754.1996
3 | 18 | 15 | 21.0233 | 21.28 | 21.3533 | 23.8667 | 49.97% | 55.688 | 11.1376 | 11.1376 | 11.1376 | 1170.7476 | 237.0082 | 237.8249 | 265.8174 | 23.79% | 29.4567 | 619.2781 | 96.84% | 814.8384 | 19447.4754
3 | 18 | 16 | 19.23 | 19.4467 | 19.5167 | 20.7667 | 33.54% | 37.3776 | 7.4755 | 7.4755 | 7.4755 | 718.7719 | 145.3741 | 145.8974 | 155.2418 | 28.71% | 35.5445 | 683.5205 | 98.66% | 830.1885 | 17240.2476
3 | 18 | 17 | 22.2967 | 22.4933 | 22.5533 | 23.5933 | 6.978% | 7.7758 | 1.5552 | 1.5552 | 1.5552 | 173.3746 | 34.9808 | 35.0741 | 36.6914 | 31.66% | 39.1906 | 873.8203 | 97.57% | 821.0079 | 19370.3127
3 | 18 | 18 | 29.3167 | 29.5 | 29.5333 | 30.3833 | 0% | 0 | 0 | 0 | 0 | 0 | 0 | 0 | 0 | 37.48% | 46.3979 | 1360.2332 | 95.85% | 806.5482 | 24505.6229
3 | 18 | 19 | 38.74 | 38.9467 | 38.96 | 39.4633 | 0% | 0 | 0 | 0 | 0 | 0 | 0 | 0 | 0 | 39.19% | 48.5203 | 1879.6782 | 96.8% | 814.5398 | 32144.4554
3 | 18 | 20 | 31.1133 | 31.31 | 31.3167 | 31.7333 | 0% | 0 | 0 | 0 | 0 | 0 | 0 | 0 | 0 | 36.73% | 45.4782 | 1414.9784 | 94.46% | 794.839 | 25222.8924
3 | 18 | 21 | 24.98 | 25.1533 | 25.18 | 26.3167 | 0% | 0 | 0 | 0 | 0 | 0 | 0 | 0 | 0 | 38.1% | 47.1714 | 1178.3421 | 91.38% | 768.8864 | 20234.5283
3 | 18 | 22 | 22.0033 | 22.17 | 22.2 | 23.2433 | 0% | 0 | 0 | 0 | 0 | 0 | 0 | 0 | 0 | 32.78% | 40.5807 | 892.9102 | 88.34% | 743.3359 | 17277.6047
3 | 18 | 23 | 21.02 | 21.1667 | 21.1967 | 21.4333 | 0% | 0 | 0 | 0 | 0 | 0 | 0 | 0 | 0 | 30.15% | 37.3219 | 784.5058 | 84.11% | 707.7486 | 15169.4119
3 | 19 | 0 | 20.5833 | 20.73 | 20.7567 | 21.52 | 0% | 0 | 0 | 0 | 0 | 0 | 0 | 0 | 0 | 21.35% | 26.4264 | 543.9441 | 79.16% | 666.0776 | 14333.9893
3 | 19 | 1 | 19.3667 | 19.49 | 19.5167 | 19.7267 | 0% | 0 | 0 | 0 | 0 | 0 | 0 | 0 | 0 | 26.05% | 32.2512 | 624.5983 | 72.06% | 606.3557 | 11961.3769
3 | 19 | 2 | 19.57 | 19.6933 | 19.7167 | 19.9267 | 0% | 0 | 0 | 0 | 0 | 0 | 0 | 0 | 0 | 26.67% | 33.023 | 646.2598 | 54.34% | 457.2598 | 9111.6645
3 | 19 | 3 | 17.3 | 17.41 | 17.43 | 17.5833 | 0% | 0 | 0 | 0 | 0 | 0 | 0 | 0 | 0 | 18.84% | 23.3248 | 403.5184 | 48.5% | 408.1402 | 7176.4659
3 | 19 | 4 | 17.57 | 17.6767 | 17.6967 | 17.8633 | 0% | 0 | 0 | 0 | 0 | 0 | 0 | 0 | 0 | 9.8% | 12.1324 | 213.1657 | 52.45% | 441.331 | 7883.6423
3 | 19 | 5 | 20.7467 | 20.88 | 20.89 | 21.12 | 0% | 0 | 0 | 0 | 0 | 0 | 0 | 0 | 0 | 9.329% | 11.5499 | 239.6225 | 52.22% | 439.4012 | 9280.1542
3 | 19 | 6 | 30.64 | 30.8367 | 30.8233 | 31.31 | 5.305% | 5.9117 | 1.1823 | 1.1823 | 1.1823 | 181.1349 | 36.4595 | 36.4438 | 37.0192 | 10.77% | 13.3339 | 408.5517 | 37.55% | 315.9686 | 9892.9763
3 | 19 | 7 | 36.8333 | 37.0433 | 37.0133 | 38.47 | 30.05% | 33.4826 | 6.6965 | 6.6965 | 6.6965 | 1233.2767 | 248.0616 | 247.8607 | 257.6153 | 7.019% | 8.6897 | 320.069 | 17.53% | 147.5171 | 5674.9814
3 | 19 | 8 | 46.31 | 46.5867 | 46.5567 | 50.45 | 43.36% | 48.3249 | 9.665 | 9.665 | 9.665 | 2237.9277 | 450.2595 | 449.9696 | 487.5986 | 7.572% | 9.3749 | 434.1497 | 7.639% | 64.275 | 3242.6761
3 | 19 | 9 | 25.9733 | 26.17 | 26.1867 | 29.4067 | 44.48% | 49.573 | 9.9146 | 9.9146 | 9.9146 | 1287.5765 | 259.4652 | 259.6304 | 291.5554 | 10.94% | 13.5474 | 351.8721 | 3.82% | 32.1432 | 945.2232
3 | 19 | 10 | 29.6967 | 29.99 | 30.03 | 30.9267 | 36.59% | 40.7796 | 8.1559 | 8.1559 | 8.1559 | 1211.0178 | 244.596 | 244.9222 | 252.2353 | 13.98% | 17.3126 | 514.1263 | 11.58% | 97.4484 | 3013.753
3 | 19 | 11 | 28.9633 | 29.2367 | 29.2767 | 30.29 | 35.04% | 39.0527 | 7.8105 | 7.8105 | 7.8105 | 1131.0952 | 228.3539 | 228.6663 | 236.581 | 20.04% | 24.8132 | 718.6741 | 28.97% | 243.7313 | 7382.6199
3 | 19 | 12 | 30.2333 | 30.4833 | 30.5133 | 32.0533 | 33.69% | 37.5407 | 7.5081 | 7.5081 | 7.5081 | 1134.982 | 228.8734 | 229.0987 | 240.6612 | 27.16% | 33.6309 | 1016.7755 | 35.54% | 299.0199 | 9584.5835
3 | 19 | 13 | 31.6 | 31.94 | 31.9867 | 33.54 | 24.64% | 27.4578 | 5.4916 | 5.4916 | 5.4916 | 867.6678 | 175.4007 | 175.657 | 184.1872 | 28.43% | 35.1936 | 1112.119 | 31.74% | 267.1133 | 8958.9806
3 | 19 | 14 | 26.5033 | 26.7667 | 26.8167 | 28.9667 | 20.99% | 23.3867 | 4.6773 | 4.6773 | 4.6773 | 619.8266 | 125.197 | 125.4309 | 135.4872 | 36.28% | 44.9186 | 1190.4936 | 21.23% | 178.6475 | 5174.8231
3 | 19 | 15 | 25.29 | 25.5933 | 25.6567 | 28.2867 | 21.63% | 24.1078 | 4.8216 | 4.8216 | 4.8216 | 609.6859 | 123.3997 | 123.7051 | 136.3858 | 41.17% | 50.9674 | 1288.9662 | 5.276% | 44.3914 | 1255.685
3 | 19 | 16 | 25.38 | 25.66 | 25.72 | 28.4 | 19.01% | 21.1791 | 4.2358 | 4.2358 | 4.2358 | 537.5259 | 108.6912 | 108.9454 | 120.2974 | 40.91% | 50.6505 | 1285.5109 | 0.5069% | 4.2658 | 121.1473
3 | 19 | 17 | 25.5467 | 25.89 | 25.95 | 28.1233 | 3.995% | 4.4517 | 0.89034 | 0.89034 | 0.89034 | 113.7262 | 23.0509 | 23.1043 | 25.0394 | 36.16% | 44.7731 | 1143.8028 | 0.167% | 1.4054 | 39.5259
3 | 19 | 18 | 25.9333 | 26.1633 | 26.1933 | 27.6167 | 0% | 0 | 0 | 0 | 0 | 0 | 0 | 0 | 0 | 34.46% | 42.6682 | 1106.5293 | 0% | 0 | 0
3 | 19 | 19 | 59.7 | 60.1733 | 60.1333 | 61.7967 | 0% | 0 | 0 | 0 | 0 | 0 | 0 | 0 | 0 | 37.88% | 46.8981 | 2799.8158 | 0.09414% | 0.79215 | 48.9521
3 | 19 | 20 | 30.96 | 31.2133 | 31.23 | 31.4267 | 0% | 0 | 0 | 0 | 0 | 0 | 0 | 0 | 0 | 40.07% | 49.6074 | 1535.8442 | 0.1941% | 1.6337 | 51.3408
3 | 19 | 21 | 21.7467 | 21.9467 | 21.97 | 23.9033 | 0% | 0 | 0 | 0 | 0 | 0 | 0 | 0 | 0 | 31.73% | 39.285 | 854.3186 | 0.4043% | 3.4016 | 81.3094
3 | 19 | 22 | 19.9767 | 20.1533 | 20.19 | 20.8767 | 0% | 0 | 0 | 0 | 0 | 0 | 0 | 0 | 0 | 26.96% | 33.3823 | 666.8667 | 1.657% | 13.9444 | 291.1118
3 | 19 | 23 | 14.0333 | 14.14 | 14.1667 | 14.3033 | 0% | 0 | 0 | 0 | 0 | 0 | 0 | 0 | 0 | 22.4% | 27.73 | 389.1446 | 14.45% | 121.5492 | 1738.5584
3 | 20 | 0 | 17.3867 | 17.5133 | 17.5433 | 17.7467 | 0% | 0 | 0 | 0 | 0 | 0 | 0 | 0 | 0 | 17.52% | 21.6934 | 377.1761 | 54.81% | 461.1649 | 8184.1399
3 | 20 | 1 | 18.12 | 18.26 | 18.2733 | 18.4633 | 0% | 0 | 0 | 0 | 0 | 0 | 0 | 0 | 0 | 18.08% | 22.3792 | 405.5103 | 49.53% | 416.7345 | 7694.3089
3 | 20 | 2 | 17.1367 | 17.27 | 17.2733 | 17.45 | 0% | 0 | 0 | 0 | 0 | 0 | 0 | 0 | 0 | 20.26% | 25.0827 | 429.834 | 52.34% | 440.4333 | 7685.5614
3 | 20 | 3 | 18.02 | 18.16 | 18.16 | 18.3333 | 0% | 0 | 0 | 0 | 0 | 0 | 0 | 0 | 0 | 22.44% | 27.7805 | 500.6049 | 63.18% | 531.6089 | 9746.1625
3 | 20 | 4 | 18.62 | 18.7833 | 18.7733 | 19.14 | 0% | 0 | 0 | 0 | 0 | 0 | 0 | 0 | 0 | 21.09% | 26.11 | 486.1676 | 71.08% | 598.0877 | 11447.3982
3 | 20 | 5 | 16.6933 | 16.8667 | 16.85 | 16.9967 | 0% | 0 | 0 | 0 | 0 | 0 | 0 | 0 | 0 | 20.69% | 25.6133 | 427.5706 | 74.71% | 628.6218 | 10684.4754
3 | 20 | 6 | 30.4867 | 30.7533 | 30.7033 | 31.18 | 4.294% | 4.7847 | 0.95695 | 0.95695 | 0.95695 | 145.8705 | 29.4293 | 29.3814 | 29.8376 | 19.08% | 23.628 | 720.3399 | 74.91% | 630.3409 | 19654.0303
3 | 20 | 7 | 36.2133 | 36.5333 | 36.49 | 36.93 | 32.26% | 35.9498 | 7.19 | 7.19 | 7.19 | 1301.8603 | 262.6729 | 262.3613 | 265.5249 | 19.03% | 23.5546 | 852.9915 | 69.51% | 584.8819 | 21599.6878
3 | 20 | 8 | 23.7533 | 23.99 | 23.97 | 26.9433 | 53.75% | 59.8963 | 11.9793 | 11.9793 | 11.9793 | 1422.7362 | 287.3823 | 287.1427 | 322.7611 | 17.71% | 21.9255 | 520.804 | 57.36% | 482.661 | 13004.4956
3 | 20 | 9 | 23.8733 | 24.1 | 24.12 | 26.8533 | 57.72% | 64.3264 | 12.8653 | 12.8653 | 12.8653 | 1535.6845 | 310.053 | 310.3103 | 345.4754 | 16.89% | 20.9101 | 499.1928 | 43.86% | 369.079 | 9911.0026
3 | 20 | 10 | 22.51 | 22.7333 | 22.77 | 28.9033 | 56.56% | 63.0282 | 12.6056 | 12.6056 | 12.6056 | 1418.7653 | 286.5683 | 287.0305 | 364.3452 | 18.22% | 22.5594 | 507.8121 | 31.61% | 265.9756 | 7687.581
3 | 20 | 11 | 35.32 | 35.68 | 35.71 | 36.9433 | 56.98% | 63.4935 | 12.6987 | 12.6987 | 12.6987 | 2242.5895 | 453.0894 | 453.4704 | 469.1321 | 19.36% | 23.97 | 846.62 | 25.01% | 210.4807 | 7775.8586
3 | 20 | 12 | 24.5333 | 24.8133 | 24.8667 | 29.7 | 61.1% | 68.0842 | 13.6168 | 13.6168 | 13.6168 | 1670.3323 | 337.8792 | 338.6054 | 404.4201 | 18.1% | 22.4058 | 549.6889 | 19.36% | 162.9473 | 4839.5363
3 | 20 | 13 | 25.78 | 26.35 | 26.4533 | 29.98 | 67.42% | 75.126 | 15.0252 | 15.0252 | 15.0252 | 1936.7479 | 395.9139 | 397.4665 | 450.4554 | 15.82% | 19.5875 | 504.9668 | 14.46% | 121.7101 | 3648.8695
3 | 20 | 14 | 23.65 | 24.1567 | 24.2533 | 28.2267 | 68.89% | 76.7707 | 15.3541 | 15.3541 | 15.3541 | 1815.6279 | 370.905 | 372.3893 | 433.3964 | 14.68% | 18.1737 | 429.8079 | 11.41% | 96.0511 | 2711.2035
3 | 20 | 15 | 21.0633 | 21.29 | 21.3433 | 26.0133 | 61.77% | 68.838 | 13.7676 | 13.7676 | 13.7676 | 1449.9576 | 293.1122 | 293.8464 | 358.1411 | 14.94% | 18.4925 | 389.5138 | 9.526% | 80.1582 | 2085.1811
3 | 20 | 16 | 20.9567 | 21.1733 | 21.22 | 24.7733 | 42.83% | 47.725 | 9.545 | 9.545 | 9.545 | 1000.1567 | 202.0994 | 202.5449 | 236.4614 | 14.23% | 17.6122 | 369.0922 | 9.196% | 77.3823 | 1917.0163
3 | 20 | 17 | 23.6733 | 23.9067 | 23.9433 | 27.22 | 11.04% | 12.2992 | 2.4598 | 2.4598 | 2.4598 | 291.1627 | 58.8065 | 58.8967 | 66.9568 | 12.08% | 14.9557 | 354.0509 | 10.4% | 87.507 | 2381.9404
3 | 20 | 18 | 25.53 | 25.78 | 25.81 | 28.3267 | 0% | 0 | 0 | 0 | 0 | 0 | 0 | 0 | 0 | 15.09% | 18.6869 | 477.0766 | 17.02% | 143.2515 | 4057.8377
3 | 20 | 19 | 33.09 | 33.4033 | 33.4033 | 34.5967 | 0% | 0 | 0 | 0 | 0 | 0 | 0 | 0 | 0 | 14.66% | 18.1492 | 600.5567 | 36.28% | 305.2406 | 10560.3078
3 | 20 | 20 | 34.6467 | 34.96 | 34.96 | 36.1633 | 0% | 0 | 0 | 0 | 0 | 0 | 0 | 0 | 0 | 9.729% | 12.0447 | 417.3078 | 50.46% | 424.6194 | 15355.6516
3 | 20 | 21 | 20.2633 | 20.43 | 20.4533 | 24.6533 | 0% | 0 | 0 | 0 | 0 | 0 | 0 | 0 | 0 | 6.536% | 8.0913 | 163.9567 | 51.21% | 430.9074 | 10623.3048
3 | 20 | 22 | 17.0167 | 17.1633 | 17.19 | 22.5 | 0% | 0 | 0 | 0 | 0 | 0 | 0 | 0 | 0 | 4.633% | 5.7359 | 97.6051 | 56.31% | 473.8576 | 10661.7965
3 | 20 | 23 | 17.49 | 17.6267 | 17.6533 | 21.8367 | 0% | 0 | 0 | 0 | 0 | 0 | 0 | 0 | 0 | 4.356% | 5.3932 | 94.3279 | 65.51% | 551.2503 | 12037.4696
3 | 21 | 0 | 18.7233 | 18.86 | 18.8967 | 20.2733 | 0% | 0 | 0 | 0 | 0 | 0 | 0 | 0 | 0 | 3.318% | 4.1074 | 76.9045 | 63.07% | 530.6824 | 10758.7019
3 | 21 | 1 | 16.5967 | 16.7067 | 16.7367 | 19.6167 | 0% | 0 | 0 | 0 | 0 | 0 | 0 | 0 | 0 | 2.129% | 2.636 | 43.7485 | 53.82% | 452.8938 | 8884.2677
3 | 21 | 2 | 15.81 | 15.92 | 15.9433 | 19.53 | 0% | 0 | 0 | 0 | 0 | 0 | 0 | 0 | 0 | 1.645% | 2.0361 | 32.1907 | 45.21% | 380.3952 | 7429.1182
3 | 21 | 3 | 16.33 | 16.4467 | 16.4667 | 17.2333 | 0% | 0 | 0 | 0 | 0 | 0 | 0 | 0 | 0 | 1.297% | 1.6052 | 26.2122 | 42.39% | 356.7192 | 6147.4602
3 | 21 | 4 | 17.0067 | 17.1267 | 17.15 | 17.3033 | 0% | 0 | 0 | 0 | 0 | 0 | 0 | 0 | 0 | 1.782% | 2.2068 | 37.5298 | 36.23% | 304.8252 | 5274.4913
3 | 21 | 5 | 19.3567 | 19.5 | 19.53 | 20.0667 | 0% | 0 | 0 | 0 | 0 | 0 | 0 | 0 | 0 | 3.209% | 3.973 | 76.9045 | 29.15% | 245.3021 | 4922.3948
3 | 21 | 6 | 20.8467 | 21.02 | 21.0467 | 23.7 | 8.724% | 9.7215 | 1.9443 | 1.9443 | 1.9443 | 202.66 | 40.869 | 40.9209 | 46.0797 | 5.895% | 7.2988 | 152.1561 | 24.18% | 203.4821 | 4822.5265
3 | 21 | 7 | 20.59 | 20.7967 | 20.8233 | 28.4167 | 37.46% | 41.7428 | 8.3486 | 8.3486 | 8.3486 | 859.485 | 173.6224 | 173.845 | 237.2385 | 5.353% | 6.627 | 136.4497 | 19.4% | 163.2518 | 4639.0711
3 | 21 | 8 | 21.0667 | 21.37 | 21.4133 | 28.5967 | 57.18% | 63.7215 | 12.7443 | 12.7443 | 12.7443 | 1342.3989 | 272.3455 | 272.8978 | 364.4443 | 1.018% | 1.2603 | 26.5499 | 12.98% | 109.2048 | 3122.894
3 | 21 | 9 | 26.1733 | 26.75 | 26.83 | 30.1867 | 68.92% | 76.8041 | 15.3608 | 15.3608 | 15.3608 | 2010.2194 | 410.9019 | 412.1308 | 463.692 | 0.8124% | 1.0058 | 26.3255 | 6.89% | 57.977 | 1750.1311
3 | 21 | 10 | 28.3267 | 28.98 | 29.0733 | 34.2467 | 70.29% | 78.3339 | 15.6668 | 15.6668 | 15.6668 | 2218.9392 | 454.0235 | 455.4857 | 536.5352 | 1.185% | 1.4675 | 41.5704 | 2.837% | 23.8727 | 817.5607
3 | 21 | 11 | 26.4467 | 26.8 | 26.8533 | 44.1167 | 70.19% | 78.2128 | 15.6426 | 15.6426 | 15.6426 | 2068.4686 | 419.2208 | 420.055 | 690.0979 | 1.746% | 2.1617 | 57.1697 | 0.6012% | 5.059 | 223.1862
3 | 21 | 12 | 27.5867 | 27.9967 | 28.05 | 37.43 | 67.64% | 75.3762 | 15.0752 | 15.0752 | 15.0752 | 2079.3787 | 422.0566 | 422.8606 | 564.2664 | 2.342% | 2.8999 | 79.998 | 0.02408% | 0.20258 | 7.5827
3 | 21 | 13 | 22.3933 | 23.01 | 23.1033 | 29.7967 | 62.66% | 69.8229 | 13.9646 | 13.9646 | 13.9646 | 1563.5667 | 321.3248 | 322.6282 | 416.0977 | 3.59% | 4.4449 | 99.536 | 0.02711% | 0.22809 | 6.7964
3 | 21 | 14 | 19.1333 | 19.8533 | 19.9867 | 30.9133 | 53.98% | 60.1545 | 12.0309 | 12.0309 | 12.0309 | 1150.9569 | 238.8536 | 240.4578 | 371.9155 | 4.849% | 6.0028 | 114.853 | 0.1777% | 1.495 | 46.214
3 | 21 | 15 | 13.68 | 14.09 | 14.1733 | 26.95 | 37.53% | 41.8244 | 8.3649 | 8.3649 | 8.3649 | 572.1577 | 117.8611 | 118.5582 | 225.4335 | 6.112% | 7.5673 | 103.5202 | 0.08423% | 0.70876 | 19.1012
3 | 21 | 16 | 17.04 | 17.2733 | 17.3333 | 29.4233 | 16.22% | 18.0805 | 3.6161 | 3.6161 | 3.6161 | 308.0922 | 62.4622 | 62.6792 | 106.3979 | 6.827% | 8.4517 | 144.0161 | 0.5827% | 4.9029 | 144.2602
3 | 21 | 17 | 24.1767 | 24.49 | 24.5333 | 31.0367 | 3.125% | 3.4829 | 0.69658 | 0.69658 | 0.69658 | 84.2048 | 17.0592 | 17.0894 | 21.6195 | 10.85% | 13.4379 | 324.8825 | 2.256% | 18.981 | 589.1061
3 | 21 | 18 | 30.1067 | 30.6167 | 30.71 | 37.3467 | 0% | 0 | 0 | 0 | 0 | 0 | 0 | 0 | 0 | 19.1% | 23.6462 | 711.9089 | 4.838% | 40.7137 | 1520.5227
3 | 21 | 19 | 25.5533 | 26.2067 | 26.2733 | 31.2 | 0% | 0 | 0 | 0 | 0 | 0 | 0 | 0 | 0 | 24% | 29.7159 | 759.3399 | 6.621% | 55.7121 | 1738.2173
3 | 21 | 20 | 25.6333 | 26.19 | 26.2767 | 32.48 | 0% | 0 | 0 | 0 | 0 | 0 | 0 | 0 | 0 | 22.23% | 27.5192 | 705.4087 | 8.096% | 68.1212 | 2212.5756
3 | 21 | 21 | 20.66 | 20.9767 | 21.0333 | 28.8933 | 0% | 0 | 0 | 0 | 0 | 0 | 0 | 0 | 0 | 19.34% | 23.9388 | 494.5763 | 10.63% | 89.4196 | 2583.6311
3 | 21 | 22 | 22.1967 | 22.46 | 22.51 | 28.4733 | 0% | 0 | 0 | 0 | 0 | 0 | 0 | 0 | 0 | 20.51% | 25.3873 | 563.5126 | 13.37% | 112.484 | 3202.7931
3 | 21 | 23 | 21.79 | 21.97 | 22.01 | 25.2467 | 0% | 0 | 0 | 0 | 0 | 0 | 0 | 0 | 0 | 25.36% | 31.3996 | 684.1981 | 16.32% | 137.3646 | 3467.9977
3 | 22 | 0 | 25.0567 | 25.25 | 25.29 | 26.3433 | 0% | 0 | 0 | 0 | 0 | 0 | 0 | 0 | 0 | 23.49% | 29.0808 | 728.6673 | 19.85% | 167.0293 | 4400.1093
3 | 22 | 1 | 22.48 | 22.6433 | 22.6767 | 23.7133 | 0% | 0 | 0 | 0 | 0 | 0 | 0 | 0 | 0 | 23.44% | 29.0244 | 652.4686 | 24.93% | 209.8063 | 4975.2065
3 | 22 | 2 | 23.6333 | 23.8033 | 23.8333 | 25.4267 | 0% | 0 | 0 | 0 | 0 | 0 | 0 | 0 | 0 | 26.99% | 33.4199 | 789.8233 | 30.98% | 260.6415 | 6627.2445
3 | 22 | 3 | 23.07 | 23.2367 | 23.27 | 24.7833 | 0% | 0 | 0 | 0 | 0 | 0 | 0 | 0 | 0 | 25.68% | 31.7871 | 733.3277 | 39.49% | 332.3065 | 8235.6617
3 | 22 | 4 | 23.1733 | 23.3367 | 23.3667 | 24.06 | 0% | 0 | 0 | 0 | 0 | 0 | 0 | 0 | 0 | 21.65% | 26.7976 | 620.9892 | 43.51% | 366.0824 | 8807.9423
3 | 22 | 5 | 22.79 | 22.9567 | 22.9833 | 24.96 | 0% | 0 | 0 | 0 | 0 | 0 | 0 | 0 | 0 | 14.72% | 18.2235 | 415.3139 | 46.67% | 392.6664 | 9800.9536
3 | 22 | 6 | 24.9633 | 25.16 | 25.19 | 27.5333 | 7.157% | 7.976 | 1.5952 | 1.5952 | 1.5952 | 199.1074 | 40.1352 | 40.1831 | 43.9212 | 16.04% | 19.8637 | 495.8648 | 45.87% | 385.9348 | 10626.0712
3 | 22 | 7 | 26.79 | 27.0133 | 27.04 | 31.2933 | 30.16% | 33.6142 | 6.7228 | 6.7228 | 6.7228 | 900.5252 | 181.6065 | 181.7858 | 210.3803 | 19.89% | 24.6187 | 659.5343 | 39.7% | 334.0641 | 10453.9804
3 | 22 | 8 | 29.23 | 29.54 | 29.5767 | 32.1433 | 44.44% | 49.5224 | 9.9045 | 9.9045 | 9.9045 | 1447.5384 | 292.5781 | 292.9412 | 318.3627 | 22.24% | 27.5295 | 804.6867 | 30.22% | 254.2565 | 8172.6523
3 | 22 | 9 | 31.9633 | 32.22 | 32.26 | 35.4567 | 48.28% | 53.8004 | 10.7601 | 10.7601 | 10.7601 | 1719.6413 | 346.69 | 347.1204 | 381.5168 | 27.71% | 34.3025 | 1096.4212 | 25.86% | 217.5722 | 7714.3856
3 | 22 | 10 | 29.19 | 29.44 | 29.4833 | 32.1067 | 42.62% | 47.4908 | 9.4982 | 9.4982 | 9.4982 | 1386.257 | 279.6259 | 280.0375 | 304.9544 | 28.19% | 34.9001 | 1018.7353 | 24.99% | 210.2895 | 6751.6961
3 | 22 | 11 | 23.26 | 23.4633 | 23.51 | 29.3667 | 35.15% | 39.1713 | 7.8343 | 7.8343 | 7.8343 | 911.1242 | 183.8178 | 184.1834 | 230.066 | 31.12% | 38.5261 | 896.1176 | 26.63% | 224.0425 | 6579.3822
3 | 22 | 12 | 24.6567 | 24.8633 | 24.92 | 30.44 | 35% | 38.9989 | 7.7998 | 7.7998 | 7.7998 | 961.583 | 193.9286 | 194.3706 | 237.4253 | 34.88% | 43.1859 | 1064.8206 | 23.93% | 201.397 | 6130.5244
3 | 22 | 13 | 22.88 | 23.1767 | 23.2533 | 29.24 | 28.15% | 31.3646 | 6.2729 | 6.2729 | 6.2729 | 717.6218 | 145.3853 | 145.8662 | 183.4201 | 39.1% | 48.4126 | 1107.6809 | 24.32% | 204.6666 | 5984.4503
3 | 22 | 14 | 21.4067 | 21.6 | 21.6533 | 28.4733 | 19.77% | 22.0349 | 4.407 | 4.407 | 4.407 | 471.6928 | 95.1906 | 95.4256 | 125.4812 | 47.31% | 58.5752 | 1253.9008 | 27.21% | 228.9351 | 6518.5455
3 | 22 | 15 | 18.74 | 18.96 | 19.02 | 27.6067 | 20.62% | 22.9789 | 4.5958 | 4.5958 | 4.5958 | 430.6255 | 87.1362 | 87.4119 | 126.8744 | 56.34% | 69.7558 | 1307.2237 | 41.64% | 350.4037 | 9673.4792
3 | 22 | 16 | 22.2333 | 22.4367 | 22.4967 | 28.8033 | 11.4% | 12.702 | 2.5404 | 2.5404 | 2.5404 | 282.4085 | 56.9982 | 57.1507 | 73.1722 | 57.58% | 71.2853 | 1584.9107 | 53.21% | 447.7213 | 12895.8653
3 | 22 | 17 | 19.2467 | 19.4233 | 19.48 | 29.1533 | 2.757% | 3.072 | 0.6144 | 0.6144 | 0.6144 | 59.1261 | 11.9338 | 11.9686 | 17.9119 | 50.71% | 62.7818 | 1208.341 | 59.55% | 501.1054 | 14608.8918
3 | 22 | 18 | 25.27 | 25.5033 | 25.5633 | 32.5367 | 0.0005544% | 0.00061786 | 0.00012357 | 0.00012357 | 0.00012357 | 0.015613 | 0.0031515 | 0.0031589 | 0.0040206 | 66.06% | 81.782 | 2066.6323 | 76.45% | 643.2899 | 20930.5097
3 | 22 | 19 | 26.7 | 27.15 | 27.2367 | 32.8467 | 0% | 0 | 0 | 0 | 0 | 0 | 0 | 0 | 0 | 72.88% | 90.2279 | 2409.0838 | 90.18% | 758.8559 | 24925.8884
3 | 22 | 20 | 28.8167 | 29.3167 | 29.4033 | 32.38 | 0% | 0 | 0 | 0 | 0 | 0 | 0 | 0 | 0 | 67.06% | 83.0179 | 2392.2998 | 92.28% | 776.5384 | 25144.3127
3 | 22 | 21 | 27.4133 | 27.7533 | 27.8067 | 28.5467 | 0% | 0 | 0 | 0 | 0 | 0 | 0 | 0 | 0 | 63.05% | 78.0596 | 2139.8734 | 95.21% | 801.1448 | 22870.0127
3 | 22 | 22 | 32.32 | 32.6 | 32.65 | 33.3967 | 0% | 0 | 0 | 0 | 0 | 0 | 0 | 0 | 0 | 64.78% | 80.2028 | 2592.1541 | 97.26% | 818.4333 | 27332.9443
3 | 22 | 23 | 21.18 | 21.3433 | 21.39 | 23.5133 | 0% | 0 | 0 | 0 | 0 | 0 | 0 | 0 | 0 | 60.51% | 74.9184 | 1586.7719 | 95.78% | 805.9243 | 18949.9675
3 | 23 | 0 | 20.2667 | 20.4233 | 20.4667 | 20.9533 | 0% | 0 | 0 | 0 | 0 | 0 | 0 | 0 | 0 | 45.21% | 55.9734 | 1134.3945 | 92.63% | 779.4338 | 16331.7353
3 | 23 | 1 | 21.0833 | 21.25 | 21.2967 | 21.5933 | 0% | 0 | 0 | 0 | 0 | 0 | 0 | 0 | 0 | 37.63% | 46.5851 | 982.1695 | 85.27% | 717.5393 | 15494.0662
3 | 23 | 2 | 21.0967 | 21.2667 | 21.31 | 21.6467 | 0% | 0 | 0 | 0 | 0 | 0 | 0 | 0 | 0 | 33.45% | 41.4071 | 873.551 | 77.53% | 652.4074 | 14122.4457
3 | 23 | 3 | 18.66 | 18.81 | 18.84 | 19.1 | 0% | 0 | 0 | 0 | 0 | 0 | 0 | 0 | 0 | 27.92% | 34.5665 | 645.0103 | 66.55% | 559.9636 | 10695.3048
3 | 23 | 4 | 19.29 | 19.44 | 19.4667 | 19.74 | 0% | 0 | 0 | 0 | 0 | 0 | 0 | 0 | 0 | 28.37% | 35.1237 | 677.5354 | 56.56% | 475.8917 | 9394.1018
3 | 23 | 5 | 20.9267 | 21.1033 | 21.1233 | 21.4267 | 0% | 0 | 0 | 0 | 0 | 0 | 0 | 0 | 0 | 29.21% | 36.1654 | 756.8215 | 50.29% | 423.1515 | 9066.7263
3 | 23 | 6 | 27.4667 | 27.74 | 27.7533 | 28.2333 | 6.382% | 7.1122 | 1.4224 | 1.4224 | 1.4224 | 195.3491 | 39.4586 | 39.4776 | 40.1604 | 29.14% | 36.0754 | 990.8722 | 48.7% | 409.8312 | 11570.9009
3 | 23 | 7 | 31.3033 | 32.1367 | 32.2667 | 33.04 | 33.57% | 37.411 | 7.4822 | 7.4822 | 7.4822 | 1171.089 | 240.453 | 241.4256 | 247.2119 | 27.13% | 33.5873 | 1051.3944 | 47.71% | 401.4223 | 13262.9942
3 | 23 | 8 | 27.6333 | 28.26 | 28.3633 | 30.1767 | 54.04% | 60.225 | 12.045 | 12.045 | 12.045 | 1664.2169 | 340.3916 | 341.6362 | 363.4778 | 28.19% | 34.9016 | 964.4477 | 51.65% | 434.5721 | 13113.9366
3 | 23 | 9 | 29.1533 | 29.4633 | 29.4933 | 31.9733 | 64.77% | 72.1751 | 14.435 | 14.435 | 14.435 | 2104.1439 | 425.3036 | 425.7367 | 461.5355 | 32.86% | 40.6839 | 1186.0718 | 50.95% | 428.6844 | 13706.4688
3 | 23 | 10 | 36.2367 | 36.68 | 36.7233 | 39.48 | 66.05% | 73.6054 | 14.7211 | 14.7211 | 14.7211 | 2667.2152 | 539.9694 | 540.6073 | 581.1884 | 38.28% | 47.389 | 1717.2181 | 48.17% | 405.2907 | 16000.8771
3 | 23 | 11 | 38.71 | 39.0333 | 39.0667 | 42.1567 | 69.36% | 77.291 | 15.4582 | 15.4582 | 15.4582 | 2991.9338 | 603.3849 | 603.9002 | 651.666 | 42.38% | 52.4728 | 2031.2222 | 46.35% | 390.0145 | 16441.712
3 | 23 | 12 | 28.48 | 28.7167 | 28.7333 | 33.7433 | 68.39% | 76.2079 | 15.2416 | 15.2416 | 15.2416 | 2170.4 | 437.6872 | 437.9412 | 514.3015 | 44.39% | 54.9614 | 1565.2994 | 46.81% | 393.9112 | 13291.8773
3 | 23 | 13 | 20.5733 | 20.7633 | 20.7967 | 27.9733 | 66.12% | 73.6789 | 14.7358 | 14.7358 | 14.7358 | 1515.8216 | 305.9641 | 306.4553 | 412.2092 | 45.98% | 56.9294 | 1171.2276 | 52.17% | 439.0238 | 12280.9581
3 | 23 | 14 | 17.9033 | 18.06 | 18.1033 | 25.81 | 58.91% | 65.6511 | 13.1302 | 13.1302 | 13.1302 | 1175.3727 | 237.1316 | 237.7006 | 338.8907 | 46.56% | 57.6479 | 1032.0902 | 60.35% | 507.7836 | 13105.8958
3 | 23 | 15 | 19.0933 | 19.2567 | 19.3033 | 25.8033 | 50.4% | 56.1656 | 11.2331 | 11.2331 | 11.2331 | 1072.3889 | 216.3125 | 216.8367 | 289.852 | 45.28% | 56.0579 | 1070.3325 | 77.45% | 651.711 | 16816.3163
3 | 23 | 16 | 20.92 | 21.1 | 21.14 | 25.62 | 32.15% | 35.8311 | 7.1662 | 7.1662 | 7.1662 | 749.5871 | 151.2073 | 151.494 | 183.5987 | 43.27% | 53.565 | 1120.5795 | 88.16% | 741.8033 | 19005.0014
3 | 23 | 17 | 22.3867 | 22.74 | 22.7567 | 27.9433 | 7.858% | 8.757 | 1.7514 | 1.7514 | 1.7514 | 196.0395 | 39.8267 | 39.8559 | 48.9398 | 40.18% | 49.7448 | 1113.6199 | 93.52% | 786.9261 | 21989.3391
3 | 23 | 18 | 23.9033 | 24.4867 | 24.5133 | 27.6033 | 0% | 0 | 0 | 0 | 0 | 0 | 0 | 0 | 0 | 50.31% | 62.2877 | 1488.8828 | 96.35% | 810.7464 | 22379.3039
3 | 23 | 19 | 27.3033 | 27.5 | 27.3633 | 30.1667 | 0% | 0 | 0 | 0 | 0 | 0 | 0 | 0 | 0 | 64.27% | 79.5652 | 2172.3961 | 97.98% | 824.4953 | 24872.2762
3 | 23 | 20 | 26.3967 | 26.58 | 26.4767 | 27.9667 | 0% | 0 | 0 | 0 | 0 | 0 | 0 | 0 | 0 | 54.74% | 67.7679 | 1788.8457 | 98.36% | 827.6194 | 23145.7551
3 | 23 | 21 | 25.1633 | 25.6267 | 25.6067 | 26.7667 | 0% | 0 | 0 | 0 | 0 | 0 | 0 | 0 | 0 | 47.55% | 58.8706 | 1481.3808 | 99.05% | 833.4353 | 22308.2839
3 | 23 | 22 | 22.7733 | 22.9733 | 23.0167 | 23.4233 | 0% | 0 | 0 | 0 | 0 | 0 | 0 | 0 | 0 | 55.63% | 68.8747 | 1568.5067 | 99.29% | 835.4671 | 19569.4235
3 | 23 | 23 | 24.34 | 24.7133 | 24.7967 | 25.1733 | 0% | 0 | 0 | 0 | 0 | 0 | 0 | 0 | 0 | 63.95% | 79.1712 | 1927.0274 | 98.5% | 828.8 | 20863.6578
3 | 24 | 0 | 19.5767 | 19.7267 | 19.7533 | 21.7367 | 0% | 0 | 0 | 0 | 0 | 0 | 0 | 0 | 0 | 61.49% | 76.1322 | 1490.4152 | 97.39% | 819.4664 | 17812.4683
3 | 24 | 1 | 21.1467 | 21.3333 | 21.3233 | 21.5 | 0% | 0 | 0 | 0 | 0 | 0 | 0 | 0 | 0 | 54.89% | 67.9527 | 1436.9728 | 95.88% | 806.8201 | 17346.633
3 | 24 | 2 | 18.7167 | 18.8467 | 18.8767 | 19.09 | 0% | 0 | 0 | 0 | 0 | 0 | 0 | 0 | 0 | 48.76% | 60.3618 | 1129.7723 | 93.62% | 787.8112 | 15039.3151
3 | 24 | 3 | 19.4967 | 19.6467 | 19.6667 | 19.8867 | 0% | 0 | 0 | 0 | 0 | 0 | 0 | 0 | 0 | 45.92% | 56.8507 | 1108.3999 | 90.07% | 757.873 | 15071.5671
3 | 24 | 4 | 20.9533 | 21.09 | 21.1267 | 21.3867 | 0% | 0 | 0 | 0 | 0 | 0 | 0 | 0 | 0 | 43.54% | 53.9016 | 1129.4178 | 89.98% | 757.1279 | 16192.4427
3 | 24 | 5 | 22.1067 | 22.2633 | 22.2867 | 22.52 | 0% | 0 | 0 | 0 | 0 | 0 | 0 | 0 | 0 | 47.92% | 59.3235 | 1311.445 | 91.43% | 769.3316 | 17325.348
3 | 24 | 6 | 21.02 | 21.2267 | 21.2267 | 21.49 | 3.701% | 4.1249 | 0.82497 | 0.82497 | 0.82497 | 86.7044 | 17.5114 | 17.5114 | 17.7286 | 51.76% | 64.0778 | 1346.9156 | 92.75% | 780.4754 | 16772.4171
3 | 24 | 7 | 21.7333 | 21.9367 | 21.94 | 22.2267 | 15.85% | 17.6604 | 3.5321 | 3.5321 | 3.5321 | 383.819 | 77.482 | 77.4938 | 78.5063 | 39.76% | 49.2209 | 1069.734 | 89.25% | 750.9938 | 16692.0881
3 | 24 | 8 | 21.43 | 21.6 | 21.6067 | 21.9367 | 19.95% | 22.2326 | 4.4465 | 4.4465 | 4.4465 | 476.444 | 96.0447 | 96.0744 | 97.5417 | 27.93% | 34.5817 | 741.0867 | 84.02% | 707.0296 | 15509.8731
3 | 24 | 9 | 22.0233 | 22.19 | 22.2033 | 22.2267 | 22.69% | 25.2904 | 5.0581 | 5.0581 | 5.0581 | 556.9784 | 112.2387 | 112.3061 | 112.4242 | 25.85% | 32.0056 | 704.8699 | 82.31% | 692.6107 | 15394.427
3 | 24 | 10 | 22.4433 | 22.6267 | 22.6533 | 23.1133 | 22.48% | 25.055 | 5.011 | 5.011 | 5.011 | 562.317 | 113.3821 | 113.5157 | 115.8208 | 24.11% | 29.8464 | 669.8537 | 78.38% | 659.5341 | 15244.032
3 | 24 | 11 | 20.16 | 20.33 | 20.37 | 21.3067 | 26.75% | 29.81 | 5.962 | 5.962 | 5.962 | 600.9705 | 121.2076 | 121.4461 | 127.0305 | 23.65% | 29.2794 | 590.2736 | 76.81% | 646.3355 | 13771.2541
3 | 24 | 12 | 16.8533 | 16.9933 | 17.03 | 17.3667 | 25.2% | 28.0874 | 5.6175 | 5.6175 | 5.6175 | 473.367 | 95.4599 | 95.6658 | 97.5571 | 24.71% | 30.5954 | 515.6353 | 73.31% | 616.9095 | 10713.6619
3 | 24 | 13 | 18.6033 | 18.7567 | 18.8 | 19.0967 | 22.13% | 24.6602 | 4.932 | 4.932 | 4.932 | 458.7611 | 92.5085 | 92.7222 | 94.1854 | 23.79% | 29.4592 | 548.0402 | 69.88% | 588.0018 | 11228.8741
3 | 24 | 14 | 19.5667 | 19.73 | 19.7833 | 20.08 | 18.74% | 20.8825 | 4.1765 | 4.1765 | 4.1765 | 408.6017 | 82.4025 | 82.6253 | 83.8643 | 21.93% | 27.1466 | 531.1684 | 63.84% | 537.2128 | 10787.233
3 | 24 | 15 | 20.9233 | 21.0933 | 21.15 | 21.4467 | 14.88% | 16.5779 | 3.3156 | 3.3156 | 3.3156 | 346.8647 | 69.9366 | 70.1245 | 71.1081 | 20.87% | 25.8436 | 540.734 | 61.52% | 517.6636 | 11102.1577
3 | 24 | 16 | 20.14 | 20.3033 | 20.3467 | 20.5867 | 4.439% | 4.9466 | 0.98932 | 0.98932 | 0.98932 | 99.6248 | 20.0865 | 20.1294 | 20.3669 | 22.15% | 27.4256 | 552.3515 | 54.91% | 462.0139 | 9511.3251
3 | 24 | 17 | 21.25 | 21.4033 | 21.45 | 21.72 | 2.283% | 2.5437 | 0.50875 | 0.50875 | 0.50875 | 54.0545 | 10.8889 | 10.9127 | 11.05 | 31.35% | 38.8079 | 824.6688 | 49.06% | 412.7873 | 8965.7394
3 | 24 | 18 | 21.1067 | 21.2667 | 21.3067 | 21.58 | 0% | 0 | 0 | 0 | 0 | 0 | 0 | 0 | 0 | 53.06% | 65.6876 | 1386.4459 | 47.61% | 400.6036 | 8645.0265
3 | 24 | 19 | 33.5033 | 33.7467 | 33.8 | 34.1867 | 0% | 0 | 0 | 0 | 0 | 0 | 0 | 0 | 0 | 66.75% | 82.6387 | 2768.672 | 50.06% | 421.2588 | 14401.4344
3 | 24 | 20 | 36.0667 | 36.3133 | 36.35 | 36.9167 | 0% | 0 | 0 | 0 | 0 | 0 | 0 | 0 | 0 | 71.9% | 89.0194 | 3210.632 | 52.82% | 444.4362 | 16407.1034
3 | 24 | 21 | 25.9867 | 26.1767 | 26.22 | 26.6233 | 0% | 0 | 0 | 0 | 0 | 0 | 0 | 0 | 0 | 77.72% | 96.2219 | 2500.4876 | 50.89% | 428.2454 | 11401.3202
3 | 24 | 22 | 21.9067 | 22.09 | 22.1133 | 22.3867 | 0% | 0 | 0 | 0 | 0 | 0 | 0 | 0 | 0 | 76.89% | 95.1876 | 2085.2435 | 46.94% | 394.942 | 8841.4354
3 | 24 | 23 | 22.19 | 22.3667 | 22.4067 | 22.7033 | 0% | 0 | 0 | 0 | 0 | 0 | 0 | 0 | 0 | 73.4% | 90.8691 | 2016.3849 | 50.35% | 423.7139 | 9619.7173
3 | 25 | 0 | 19.9067 | 20.0433 | 20.08 | 20.36 | 0% | 0 | 0 | 0 | 0 | 0 | 0 | 0 | 0 | 73.44% | 90.918 | 1809.8747 | 51.73% | 435.3085 | 8862.8816
3 | 25 | 1 | 20.0167 | 20.15 | 20.1833 | 20.4433 | 0% | 0 | 0 | 0 | 0 | 0 | 0 | 0 | 0 | 72.75% | 90.0683 | 1802.8675 | 51.79% | 435.8319 | 8909.8567
3 | 25 | 2 | 18.7567 | 18.8833 | 18.8933 | 19.1067 | 0% | 0 | 0 | 0 | 0 | 0 | 0 | 0 | 0 | 73.59% | 91.1058 | 1708.8417 | 48.1% | 404.7376 | 7733.1864
3 | 25 | 3 | 18.6533 | 18.7667 | 18.7833 | 18.9933 | 0% | 0 | 0 | 0 | 0 | 0 | 0 | 0 | 0 | 75.74% | 93.7699 | 1749.1207 | 43.19% | 363.393 | 6902.0442
3 | 25 | 4 | 18.4267 | 18.5433 | 18.56 | 18.7733 | 0% | 0 | 0 | 0 | 0 | 0 | 0 | 0 | 0 | 74.98% | 92.825 | 1710.4556 | 38.96% | 327.8596 | 6155.018
3 | 25 | 5 | 18.4367 | 18.56 | 18.59 | 18.8133 | 0% | 0 | 0 | 0 | 0 | 0 | 0 | 0 | 0 | 74.97% | 92.8153 | 1711.2042 | 35.02% | 294.6432 | 5543.2212
3 | 25 | 6 | 21.2167 | 21.3767 | 21.4167 | 21.6933 | 5.035% | 5.6108 | 1.1222 | 1.1222 | 1.1222 | 119.0428 | 23.9881 | 24.033 | 24.3435 | 75.56% | 93.5507 | 1984.8348 | 29.64% | 249.4143 | 5410.6285
3 | 25 | 7 | 31.3167 | 31.56 | 31.62 | 31.9633 | 24.13% | 26.8882 | 5.3776 | 5.3776 | 5.3776 | 842.0479 | 169.7181 | 170.0408 | 171.8871 | 71.71% | 88.7767 | 2780.1919 | 22.17% | 186.5903 | 5964.0478
3 | 25 | 8 | 57.8467 | 58.27 | 58.3967 | 58.9167 | 33.74% | 37.6025 | 7.5205 | 7.5205 | 7.5205 | 2175.1814 | 438.22 | 439.1726 | 443.0832 | 67.05% | 83.0129 | 4802.0215 | 13.27% | 111.6819 | 6579.9238
3 | 25 | 9 | 54.5067 | 54.9967 | 55.1233 | 55.91 | 42.7% | 47.5829 | 9.5166 | 9.5166 | 9.5166 | 2593.5842 | 523.38 | 524.5854 | 532.0718 | 67.44% | 83.4906 | 4550.7947 | 6.769% | 56.959 | 3184.5803
3 | 25 | 10 | 57.9333 | 58.4433 | 58.6 | 59.2767 | 46.72% | 52.0593 | 10.4119 | 10.4119 | 10.4119 | 3015.9687 | 608.5038 | 610.135 | 617.1803 | 60.03% | 74.324 | 4305.8365 | 3.049% | 25.6586 | 1520.9547
3 | 25 | 11 | 27.38 | 27.9033 | 28.0267 | 29.0367 | 46.62% | 51.9518 | 10.3904 | 10.3904 | 10.3904 | 1422.44 | 289.9256 | 291.2071 | 301.7014 | 48.2% | 59.6757 | 1633.9211 | 1.302% | 10.9578 | 318.177
3 | 25 | 12 | 25.3267 | 26.0633 | 26.2333 | 26.7867 | 42.14% | 46.9557 | 9.3911 | 9.3911 | 9.3911 | 1189.2326 | 244.7647 | 246.3612 | 251.5576 | 51.38% | 63.6067 | 1610.9454 | 0.3778% | 3.1793 | 85.1636
3 | 25 | 13 | 22.8633 | 23.7267 | 23.9233 | 24.8567 | 33.06% | 36.8438 | 7.3688 | 7.3688 | 7.3688 | 842.3721 | 174.8361 | 176.2853 | 183.1628 | 56.44% | 69.8806 | 1597.704 | 0.1694% | 1.4256 | 35.435
3 | 25 | 14 | 23.41 | 24.13 | 24.3033 | 24.6367 | 19.75% | 22.0046 | 4.4009 | 4.4009 | 4.4009 | 515.1272 | 106.1941 | 106.9569 | 108.4239 | 60.81% | 75.2906 | 1762.5531 | 1.129% | 9.4973 | 233.9826
3 | 25 | 15 | 22.9533 | 23.6233 | 23.7867 | 24.1233 | 12.18% | 13.5745 | 2.7149 | 2.7149 | 2.7149 | 311.579 | 64.1348 | 64.5782 | 65.4922 | 55.64% | 68.8806 | 1581.0389 | 3.789% | 31.8793 | 769.0351
3 | 25 | 16 | 22.7967 | 23.3267 | 23.46 | 23.9867 | 2.861% | 3.1882 | 0.63763 | 0.63763 | 0.63763 | 72.6797 | 14.8739 | 14.9589 | 15.2947 | 60.89% | 75.38 | 1718.4134 | 5.043% | 42.4389 | 1017.9668
3 | 25 | 17 | 23.6133 | 24.1767 | 24.3167 | 25.02 | 0.9803% | 1.0924 | 0.21848 | 0.21848 | 0.21848 | 25.7948 | 5.282 | 5.3126 | 5.4663 | 75.94% | 94.0196 | 2220.1151 | 6.985% | 58.7745 | 1470.5389
3 | 25 | 18 | 26.49 | 26.8667 | 26.9433 | 28.1867 | 0.03715% | 0.041397 | 0.0082794 | 0.0082794 | 0.0082794 | 1.0966 | 0.22244 | 0.22307 | 0.23337 | 84.14% | 104.1697 | 2759.455 | 9.276% | 78.0503 | 2199.9785
3 | 25 | 19 | 30.1433 | 30.38 | 30.4233 | 31.2867 | 0% | 0 | 0 | 0 | 0 | 0 | 0 | 0 | 0 | 82.76% | 102.4583 | 3088.436 | 11.97% | 100.705 | 3150.7233
3 | 25 | 20 | 27.3667 | 27.59 | 27.62 | 28.03 | 0% | 0 | 0 | 0 | 0 | 0 | 0 | 0 | 0 | 84.91% | 105.1172 | 2876.7081 | 12.76% | 107.3675 | 3009.5107
3 | 25 | 21 | 31.5 | 31.7567 | 31.82 | 33.7833 | 0% | 0 | 0 | 0 | 0 | 0 | 0 | 0 | 0 | 86.93% | 107.6205 | 3390.0461 | 13.17% | 110.7919 | 3742.9213
3 | 25 | 22 | 22.4033 | 22.59 | 22.6367 | 24.08 | 0% | 0 | 0 | 0 | 0 | 0 | 0 | 0 | 0 | 89.07% | 110.275 | 2470.5265 | 13.67% | 115.013 | 2769.5123
3 | 25 | 23 | 20.3267 | 20.48 | 20.53 | 20.7933 | 0% | 0 | 0 | 0 | 0 | 0 | 0 | 0 | 0 | 87.49% | 108.3198 | 2201.7797 | 14.34% | 120.7014 | 2509.7842
3 | 26 | 0 | 21.24 | 21.3867 | 21.42 | 21.6933 | 0% | 0 | 0 | 0 | 0 | 0 | 0 | 0 | 0 | 83.56% | 103.4493 | 2197.2636 | 13.73% | 115.5063 | 2505.7166
3 | 26 | 1 | 20.1867 | 20.32 | 20.35 | 20.61 | 0% | 0 | 0 | 0 | 0 | 0 | 0 | 0 | 0 | 80.58% | 99.7636 | 2013.8942 | 13.61% | 114.5011 | 2359.8675
3 | 26 | 2 | 20.6267 | 20.7633 | 20.7867 | 21.0267 | 0% | 0 | 0 | 0 | 0 | 0 | 0 | 0 | 0 | 77.71% | 96.2113 | 1984.5188 | 13.47% | 113.3256 | 2382.8605
3 | 26 | 3 | 20.3533 | 20.4867 | 20.5133 | 20.7533 | 0% | 0 | 0 | 0 | 0 | 0 | 0 | 0 | 0 | 76.26% | 94.4184 | 1921.7283 | 13.2% | 111.0769 | 2305.2159
3 | 26 | 4 | 20.4233 | 20.5633 | 20.5767 | 20.8267 | 0% | 0 | 0 | 0 | 0 | 0 | 0 | 0 | 0 | 72.22% | 89.4143 | 1826.1381 | 15.69% | 131.9875 | 2748.8594
3 | 26 | 5 | 22.46 | 22.6333 | 22.6333 | 22.8767 | 0% | 0 | 0 | 0 | 0 | 0 | 0 | 0 | 0 | 69.25% | 85.7379 | 1925.6739 | 15.76% | 132.6171 | 3033.8361
3 | 26 | 6 | 28.94 | 29.2 | 29.18 | 29.8767 | 4.797% | 5.3451 | 1.069 | 1.069 | 1.069 | 154.6882 | 31.2156 | 31.1942 | 31.939 | 66.58% | 82.4254 | 2385.3912 | 16.44% | 138.3771 | 4134.2475
3 | 26 | 7 | 39.93 | 40.2967 | 40.34 | 44.36 | 19.16% | 21.3503 | 4.2701 | 4.2701 | 4.2701 | 852.516 | 172.0689 | 172.2539 | 189.4195 | 44.59% | 55.2087 | 2204.4831 | 18.08% | 152.1289 | 6748.4362
3 | 26 | 8 | 24.0333 | 24.2633 | 24.2833 | 26.7433 | 20.03% | 22.3228 | 4.4646 | 4.4646 | 4.4646 | 536.4908 | 108.325 | 108.4143 | 119.3971 | 22.28% | 27.5808 | 662.8584 | 20.78% | 174.8388 | 4675.7728
3 | 26 | 9 | 24.3333 | 24.5667 | 24.5933 | 26.57 | 30.12% | 33.5629 | 6.7126 | 6.7126 | 6.7126 | 816.6984 | 164.9059 | 165.0849 | 178.3535 | 14.74% | 18.245 | 443.9624 | 24.21% | 203.7429 | 5413.4477
3 | 26 | 10 | 24.0167 | 24.3333 | 24.3867 | 27.04 | 42.65% | 47.5316 | 9.5063 | 9.5063 | 9.5063 | 1141.5505 | 231.3204 | 231.8274 | 257.0509 | 12.67% | 15.6808 | 376.6005 | 28.8% | 242.3631 | 6553.4983
3 | 26 | 11 | 22.51 | 22.73 | 22.7867 | 26.0767 | 44.69% | 49.7985 | 9.9597 | 9.9597 | 9.9597 | 1120.9651 | 226.3842 | 226.9485 | 259.716 | 12.25% | 15.1677 | 341.4255 | 31.11% | 261.7463 | 6825.4707
3 | 26 | 12 | 20.98 | 21.1933 | 21.25 | 25.2267 | 45.37% | 50.561 | 10.1122 | 10.1122 | 10.1122 | 1060.7694 | 214.3111 | 214.8842 | 255.097 | 10.42% | 12.9035 | 270.7162 | 33.05% | 278.0777 | 7014.9742
3 | 26 | 13 | 20.2067 | 20.4133 | 20.47 | 25.5567 | 32.34% | 36.0424 | 7.2085 | 7.2085 | 7.2085 | 728.2974 | 147.1492 | 147.5577 | 184.2249 | 9.264% | 11.4692 | 231.7534 | 38.51% | 324.0278 | 8281.0696
3 | 26 | 14 | 20.6967 | 20.9 | 20.9633 | 26.1867 | 27.64% | 30.7974 | 6.1595 | 6.1595 | 6.1595 | 637.4033 | 128.7331 | 129.1232 | 161.2962 | 10.01% | 12.3883 | 256.3957 | 45.69% | 384.4838 | 10068.3497
3 | 26 | 15 | 20.9733 | 21.1767 | 21.2433 | 26.5033 | 25.7% | 28.6429 | 5.7286 | 5.7286 | 5.7286 | 600.7371 | 121.3122 | 121.6941 | 151.8265 | 11% | 13.6244 | 285.75 | 52.32% | 440.2277 | 11667.5009
3 | 26 | 16 | 21.55 | 21.7533 | 21.8167 | 27.26 | 16.04% | 17.8779 | 3.5756 | 3.5756 | 3.5756 | 385.2681 | 77.7807 | 78.0071 | 97.4702 | 9.432% | 11.6775 | 251.6494 | 55.77% | 469.3115 | 12793.4306
3 | 26 | 17 | 38.56 | 38.9667 | 39.1 | 44.0667 | 3.526% | 3.9296 | 0.78592 | 0.78592 | 0.78592 | 151.5258 | 30.6248 | 30.7295 | 34.633 | 9.69% | 11.9971 | 462.6066 | 62.1% | 522.517 | 23025.5817
3 | 26 | 18 | 37.14 | 37.4667 | 37.5633 | 39.04 | 0.08206% | 0.091444 | 0.018289 | 0.018289 | 0.018289 | 3.3962 | 0.68522 | 0.68699 | 0.71399 | 21.72% | 26.8879 | 998.6174 | 63.87% | 537.4788 | 20983.1708
3 | 26 | 19 | 31.8667 | 32.1633 | 32.2267 | 35.2733 | 0% | 0 | 0 | 0 | 0 | 0 | 0 | 0 | 0 | 33.58% | 41.5713 | 1324.7373 | 66.74% | 561.5617 | 19808.152
3 | 26 | 20 | 39.78 | 40.1667 | 40.2333 | 43.19 | 0% | 0 | 0 | 0 | 0 | 0 | 0 | 0 | 0 | 44.22% | 54.746 | 2177.794 | 54.9% | 461.9994 | 19953.7529
3 | 26 | 21 | 24.22 | 24.4567 | 24.4867 | 27.6133 | 0% | 0 | 0 | 0 | 0 | 0 | 0 | 0 | 0 | 47.67% | 59.0218 | 1429.5072 | 41.22% | 346.8581 | 9577.9077
3 | 26 | 22 | 26.9667 | 27.2267 | 27.2333 | 27.74 | 0% | 0 | 0 | 0 | 0 | 0 | 0 | 0 | 0 | 39.67% | 49.1088 | 1324.3004 | 28.64% | 240.9682 | 6684.4577
3 | 26 | 23 | 25.32 | 25.5433 | 25.5667 | 25.8467 | 0% | 0 | 0 | 0 | 0 | 0 | 0 | 0 | 0 | 27.15% | 33.6127 | 851.0732 | 14.77% | 124.2657 | 3211.854
3 | 27 | 0 | 21.59 | 21.79 | 21.79 | 21.8833 | 0% | 0 | 0 | 0 | 0 | 0 | 0 | 0 | 0 | 16.66% | 20.6253 | 445.3007 | 12.03% | 101.2668 | 2216.0543
3 | 27 | 1 | 20.1633 | 20.3633 | 20.3467 | 20.45 | 0% | 0 | 0 | 0 | 0 | 0 | 0 | 0 | 0 | 14.43% | 17.8624 | 360.1652 | 14.63% | 123.0988 | 2517.3707
3 | 27 | 2 | 20.29 | 20.4833 | 20.45 | 20.5367 | 0% | 0 | 0 | 0 | 0 | 0 | 0 | 0 | 0 | 13.56% | 16.7828 | 340.5228 | 19.3% | 162.4427 | 3336.0325
3 | 27 | 3 | 21.2233 | 21.44 | 21.3933 | 21.4533 | 0% | 0 | 0 | 0 | 0 | 0 | 0 | 0 | 0 | 11.44% | 14.1689 | 300.7107 | 16.78% | 141.2265 | 3029.78
3 | 27 | 4 | 19.2667 | 19.4433 | 19.4267 | 19.5133 | 0% | 0 | 0 | 0 | 0 | 0 | 0 | 0 | 0 | 14.05% | 17.3956 | 335.1546 | 14.72% | 123.864 | 2416.9993
3 | 27 | 5 | 23.2233 | 23.42 | 23.4267 | 23.6033 | 0% | 0 | 0 | 0 | 0 | 0 | 0 | 0 | 0 | 12.9% | 15.974 | 370.97 | 12.93% | 108.8144 | 2568.3837
3 | 27 | 6 | 28.2833 | 28.5 | 28.4667 | 28.8833 | 13.45% | 14.9937 | 2.9987 | 2.9987 | 2.9987 | 424.0714 | 85.464 | 85.3641 | 86.6135 | 9.936% | 12.3015 | 347.9269 | 12.35% | 103.9163 | 3001.4498
3 | 27 | 7 | 32.8767 | 33.1133 | 33.13 | 37.2533 | 43.98% | 49.0157 | 9.8031 | 9.8031 | 9.8031 | 1611.473 | 324.6147 | 324.7781 | 365.1997 | 6.433% | 7.9642 | 261.8365 | 12.2% | 102.6775 | 3825.0802
3 | 27 | 8 | 24.73 | 24.9433 | 24.97 | 29.87 | 61% | 67.9798 | 13.596 | 13.596 | 13.596 | 1681.14 | 339.1285 | 339.491 | 406.1112 | 4.017% | 4.9735 | 122.9949 | 8.747% | 73.6045 | 2198.5652
3 | 27 | 9 | 32.6333 | 32.9233 | 32.9567 | 34.6367 | 68.75% | 76.6163 | 15.3233 | 15.3233 | 15.3233 | 2500.2443 | 504.4926 | 505.0034 | 530.7465 | 3.536% | 4.3777 | 142.8577 | 6.357% | 53.4949 | 1852.8855
3 | 27 | 10 | 24.9067 | 25.13 | 25.1733 | 26.73 | 70.31% | 78.3537 | 15.6707 | 15.6707 | 15.6707 | 1951.5296 | 393.8057 | 394.4848 | 418.8789 | 5.071% | 6.2782 | 156.3684 | 3.328% | 28.004 | 748.5481
3 | 27 | 11 | 24.5967 | 24.8133 | 24.8667 | 26.6367 | 71.16% | 79.304 | 15.8608 | 15.8608 | 15.8608 | 1950.6135 | 393.5592 | 394.4051 | 422.4787 | 6.068% | 7.5121 | 184.7722 | 0.7001% | 5.8907 | 156.9075
3 | 27 | 12 | 23.1367 | 23.34 | 23.3867 | 25.06 | 71.48% | 79.6599 | 15.932 | 15.932 | 15.932 | 1843.0638 | 371.8523 | 372.5957 | 399.2552 | 6.237% | 7.7223 | 178.6682 | 0.01353% | 0.11387 | 2.8535
3 | 27 | 13 | 22.2267 | 22.4267 | 22.4733 | 25.2333 | 70.52% | 78.5811 | 15.7162 | 15.7162 | 15.7162 | 1746.5954 | 352.4623 | 353.1957 | 396.5725 | 5.977% | 7.4001 | 164.4793 | 0.1107% | 0.93128 | 23.4992
3 | 27 | 14 | 22.12 | 22.32 | 22.3733 | 24.72 | 68.72% | 76.5804 | 15.3161 | 15.3161 | 15.3161 | 1693.9592 | 341.8551 | 342.6719 | 378.6137 | 4.926% | 6.099 | 134.9088 | 1.349% | 11.3499 | 280.57
3 | 27 | 15 | 23.7967 | 24.0067 | 24.06 | 25.8433 | 60.65% | 67.5843 | 13.5169 | 13.5169 | 13.5169 | 1608.2822 | 324.495 | 325.2159 | 349.321 | 4.29% | 5.3118 | 126.4023 | 2.116% | 17.8044 | 460.1247
3 | 27 | 16 | 24.6133 | 24.8367 | 24.8867 | 31.57 | 42.95% | 47.8603 | 9.5721 | 9.5721 | 9.5721 | 1178.0015 | 237.7381 | 238.2167 | 302.1899 | 2.91% | 3.6026 | 88.6727 | 2.655% | 22.343 | 705.3682
3 | 27 | 17 | 34.05 | 34.3333 | 34.36 | 36.4733 | 13.7% | 15.2699 | 3.054 | 3.054 | 3.054 | 519.9391 | 104.8531 | 104.9346 | 111.3886 | 1.953% | 2.4177 | 82.3224 | 8.086% | 68.037 | 2481.5349
3 | 27 | 18 | 29.3333 | 29.57 | 29.6267 | 30.2633 | 0.06487% | 0.07229 | 0.014458 | 0.014458 | 0.014458 | 2.1205 | 0.42752 | 0.42834 | 0.43755 | 3.513% | 4.3487 | 127.5633 | 14.02% | 117.951 | 3569.5912
3 | 27 | 19 | 44.9 | 45.2867 | 45.2933 | 46.5167 | 0% | 0 | 0 | 0 | 0 | 0 | 0 | 0 | 0 | 4.085% | 5.0578 | 227.0956 | 15.74% | 132.4261 | 6160.0211
3 | 27 | 20 | 42.97 | 43.3 | 43.38 | 43.8533 | 0% | 0 | 0 | 0 | 0 | 0 | 0 | 0 | 0 | 5.683% | 7.0361 | 302.3416 | 15.39% | 129.5359 | 5680.583
3 | 27 | 21 | 27.19 | 27.41 | 27.4567 | 28.4033 | 0% | 0 | 0 | 0 | 0 | 0 | 0 | 0 | 0 | 5.985% | 7.41 | 201.4779 | 11.29% | 94.9761 | 2697.6385
3 | 27 | 22 | 24.3667 | 24.71 | 24.78 | 25.3067 | 0% | 0 | 0 | 0 | 0 | 0 | 0 | 0 | 0 | 6.591% | 8.1606 | 198.8458 | 9.001% | 75.7419 | 1916.775
3 | 27 | 23 | 19.93 | 20.1067 | 20.14 | 20.4067 | 0% | 0 | 0 | 0 | 0 | 0 | 0 | 0 | 0 | 6.222% | 7.7034 | 153.5286 | 11.54% | 97.1279 | 1982.0565
3 | 28 | 0 | 19.42 | 19.6367 | 19.6267 | 19.8267 | 0% | 0 | 0 | 0 | 0 | 0 | 0 | 0 | 0 | 6.981% | 8.6423 | 167.8331 | 13.17% | 110.8093 | 2196.979
3 | 28 | 1 | 16.4667 | 16.5933 | 16.6233 | 16.8267 | 0% | 0 | 0 | 0 | 0 | 0 | 0 | 0 | 0 | 9.568% | 11.8456 | 195.0569 | 9.592% | 80.7154 | 1358.1708
3 | 28 | 2 | 18.1933 | 18.3267 | 18.35 | 18.59 | 0% | 0 | 0 | 0 | 0 | 0 | 0 | 0 | 0 | 11.23% | 13.9037 | 252.9549 | 5.53% | 46.5338 | 865.0632
3 | 28 | 3 | 18.4167 | 18.5633 | 18.5667 | 18.8033 | 0% | 0 | 0 | 0 | 0 | 0 | 0 | 0 | 0 | 12.74% | 15.7749 | 290.5218 | 3.901% | 32.8212 | 617.1476
3 | 28 | 4 | 17.6333 | 17.7633 | 17.7767 | 18.0067 | 0% | 0 | 0 | 0 | 0 | 0 | 0 | 0 | 0 | 12.68% | 15.7024 | 276.8865 | 4.556% | 38.3397 | 690.3702
3 | 28 | 5 | 19.9967 | 20.14 | 20.1467 | 20.4033 | 0% | 0 | 0 | 0 | 0 | 0 | 0 | 0 | 0 | 11.62% | 14.3851 | 287.6538 | 8.57% | 72.1129 | 1471.3429
3 | 28 | 6 | 24.55 | 24.72 | 24.66 | 24.9467 | 6.856% | 7.6405 | 1.5281 | 1.5281 | 1.5281 | 187.5742 | 37.7746 | 37.6829 | 38.121 | 11.08% | 13.7145 | 336.6921 | 16.5% | 138.8122 | 3462.9019
3 | 28 | 7 | 22.6833 | 23.1133 | 23.1667 | 23.86 | 22.86% | 25.4702 | 5.094 | 5.094 | 5.094 | 577.7485 | 117.7401 | 118.0118 | 121.5437 | 7.309% | 9.0488 | 205.2559 | 31.44% | 264.5643 | 6312.504
3 | 28 | 8 | 27.6967 | 28.17 | 28.24 | 29.08 | 38.83% | 43.2764 | 8.6553 | 8.6553 | 8.6553 | 1198.6113 | 243.8191 | 244.425 | 251.6954 | 2.025% | 2.5074 | 69.4463 | 41.71% | 350.9804 | 10206.5101
3 | 28 | 9 | 25.28 | 25.47 | 25.4967 | 28.11 | 52.74% | 58.773 | 11.7546 | 11.7546 | 11.7546 | 1485.7814 | 299.3897 | 299.7031 | 330.4218 | 1.418% | 1.7557 | 44.3833 | 42.11% | 354.3558 | 9960.9419
3 | 28 | 10 | 24.1967 | 24.38 | 24.4133 | 27.0533 | 59.14% | 65.9031 | 13.1806 | 13.1806 | 13.1806 | 1594.6363 | 321.3437 | 321.7831 | 356.5799 | 1.863% | 2.3061 | 55.7992 | 37.37% | 314.4125 | 8505.9071
3 | 28 | 11 | 29.79 | 30.03 | 30.0867 | 32.2867 | 61.96% | 69.0456 | 13.8091 | 13.8091 | 13.8091 | 2056.8682 | 414.6878 | 415.4704 | 445.8504 | 2.473% | 3.0619 | 91.2139 | 37.14% | 312.4965 | 10089.4705
3 | 28 | 12 | 25.4567 | 25.7567 | 25.8267 | 29.9233 | 60.18% | 67.0598 | 13.412 | 13.412 | 13.412 | 1707.1185 | 345.4473 | 346.3861 | 401.3304 | 2.909% | 3.601 | 91.6685 | 47.7% | 401.3791 | 12010.6014
3 | 28 | 13 | 22.99 | 23.1333 | 23.18 | 28.5567 | 59.13% | 65.897 | 13.1794 | 13.1794 | 13.1794 | 1514.9712 | 304.8833 | 305.4983 | 376.3595 | 4.692% | 5.8084 | 133.5346 | 57.15% | 480.905 | 13733.0434
3 | 28 | 14 | 24.4667 | 24.6267 | 24.68 | 28.2433 | 57.16% | 63.6937 | 12.7387 | 12.7387 | 12.7387 | 1558.3716 | 313.7125 | 314.3919 | 359.7843 | 8.066% | 9.9858 | 244.3186 | 63.61% | 535.2209 | 15116.422
3 | 28 | 15 | 25.8467 | 26.0267 | 26.08 | 29.59 | 46.6% | 51.9289 | 10.3858 | 10.3858 | 10.3858 | 1342.1897 | 270.3074 | 270.8613 | 307.3154 | 10.97% | 13.587 | 351.178 | 69.09% | 581.3276 | 17201.4846
3 | 28 | 16 | 34.13 | 34.3267 | 34.3933 | 38.5633 | 33.37% | 37.1923 | 7.4385 | 7.4385 | 7.4385 | 1269.3723 | 255.3374 | 255.8333 | 286.8516 | 9.768% | 12.093 | 412.7341 | 73.87% | 621.6106 | 23971.3776
3 | 28 | 17 | 29.7667 | 30.0567 | 30.12 | 32.29 | 12.77% | 14.2343 | 2.8469 | 2.8469 | 2.8469 | 423.7086 | 85.5673 | 85.7476 | 91.9253 | 14.51% | 17.9587 | 534.5706 | 77.05% | 648.3845 | 20936.3341
3 | 28 | 18 | 26.8467 | 27.02 | 27.05 | 29.3967 | 0.1918% | 0.21378 | 0.042756 | 0.042756 | 0.042756 | 5.7393 | 1.1553 | 1.1566 | 1.2569 | 40.78% | 50.4885 | 1355.4478 | 78.9% | 663.9379 | 19517.5621
3 | 28 | 19 | 29.2567 | 29.5333 | 29.5533 | 30.4333 | 0% | 0 | 0 | 0 | 0 | 0 | 0 | 0 | 0 | 47.71% | 59.0735 | 1728.2924 | 79.41% | 668.2288 | 20336.4297
3 | 28 | 20 | 31.94 | 32.24 | 32.21 | 32.6033 | 0% | 0 | 0 | 0 | 0 | 0 | 0 | 0 | 0 | 54.58% | 67.5689 | 2158.1513 | 77.82% | 654.8379 | 21349.897
3 | 28 | 21 | 23.0567 | 23.22 | 23.26 | 24.6367 | 0% | 0 | 0 | 0 | 0 | 0 | 0 | 0 | 0 | 60.2% | 74.5347 | 1718.5212 | 75.66% | 636.6227 | 15684.2622
3 | 28 | 22 | 21.4233 | 21.56 | 21.6 | 22.8633 | 0% | 0 | 0 | 0 | 0 | 0 | 0 | 0 | 0 | 61.69% | 76.3744 | 1636.1944 | 74.67% | 628.2747 | 14364.455
3 | 28 | 23 | 18.51 | 18.6233 | 18.66 | 21.3 | 0% | 0 | 0 | 0 | 0 | 0 | 0 | 0 | 0 | 62.91% | 77.8915 | 1441.7721 | 67.65% | 569.2818 | 12125.7017
3 | 29 | 0 | 20.5667 | 20.7 | 20.7367 | 22.78 | 0% | 0 | 0 | 0 | 0 | 0 | 0 | 0 | 0 | 62.89% | 77.8548 | 1601.2145 | 58.65% | 493.4932 | 11241.7749
3 | 29 | 1 | 19.5833 | 19.7033 | 19.7433 | 20.01 | 0% | 0 | 0 | 0 | 0 | 0 | 0 | 0 | 0 | 59.79% | 74.0289 | 1449.732 | 53.73% | 452.0828 | 9046.1773
3 | 29 | 2 | 18.7433 | 18.8667 | 18.89 | 19.1433 | 0% | 0 | 0 | 0 | 0 | 0 | 0 | 0 | 0 | 66.38% | 82.177 | 1540.2718 | 43.83% | 368.8305 | 7060.6443
3 | 29 | 3 | 19.09 | 19.2433 | 19.24 | 19.4733 | 0% | 0 | 0 | 0 | 0 | 0 | 0 | 0 | 0 | 65.59% | 81.2019 | 1550.1445 | 36.29% | 305.4003 | 5947.1617
3 | 29 | 4 | 23.8533 | 24.1233 | 24.0467 | 24.28 | 0% | 0 | 0 | 0 | 0 | 0 | 0 | 0 | 0 | 71.08% | 87.9944 | 2098.9593 | 32.16% | 270.6034 | 6570.2513
3 | 29 | 5 | 18.7833 | 18.9067 | 18.9333 | 19.1767 | 0% | 0 | 0 | 0 | 0 | 0 | 0 | 0 | 0 | 71.98% | 89.1125 | 1673.8303 | 30.85% | 259.5657 | 4977.6042
3 | 29 | 6 | 22.0833 | 22.2733 | 22.27 | 23.0233 | 13.8% | 15.3805 | 3.0761 | 3.0761 | 3.0761 | 339.652 | 68.5149 | 68.5046 | 70.8219 | 67.07% | 83.0322 | 1833.6287 | 26.49% | 222.8993 | 5131.8859
3 | 29 | 7 | 66.5167 | 67.0133 | 67.0633 | 68.5333 | 42% | 46.8031 | 9.3606 | 9.3606 | 9.3606 | 3113.1886 | 627.2868 | 627.7549 | 641.515 | 69.04% | 85.4725 | 5685.346 | 17.83% | 149.9903 | 10279.3332
3 | 29 | 8 | 28.45 | 28.7267 | 28.7033 | 29.97 | 58.44% | 65.1222 | 13.0244 | 13.0244 | 13.0244 | 1852.7255 | 374.1485 | 373.8446 | 390.3422 | 82.03% | 101.5588 | 2889.3475 | 12.09% | 101.7651 | 3049.9014
3 | 29 | 9 | 23.0667 | 23.2933 | 23.2867 | 25.0067 | 65.05% | 72.4871 | 14.4974 | 14.4974 | 14.4974 | 1672.0356 | 337.6932 | 337.5965 | 362.5321 | 81.83% | 101.3126 | 2336.9433 | 16.9% | 142.1837 | 3555.5404
3 | 29 | 10 | 26.42 | 26.7033 | 26.67 | 28.91 | 65.31% | 72.7812 | 14.5562 | 14.5562 | 14.5562 | 1922.8792 | 388.7001 | 388.2149 | 420.8209 | 60.71% | 75.1643 | 1985.8405 | 42.36% | 356.4038 | 10303.6333
3 | 29 | 11 | 21.71 | 21.94 | 21.92 | 26.8533 | 65.62% | 73.1303 | 14.6261 | 14.6261 | 14.6261 | 1587.6585 | 320.8957 | 320.6032 | 392.7584 | 59.69% | 73.903 | 1604.4347 | 56.71% | 477.1567 | 12813.2468
3 | 29 | 12 | 24.57 | 24.8167 | 24.8033 | 28.7867 | 66.93% | 74.586 | 14.9172 | 14.9172 | 14.9172 | 1832.5774 | 370.195 | 369.9961 | 429.4163 | 49.55% | 61.3409 | 1507.1468 | 74.71% | 628.6511 | 18096.7709
3 | 29 | 13 | 28.0633 | 28.35 | 28.3233 | 30.4833 | 67.26% | 74.9548 | 14.991 | 14.991 | 14.991 | 2103.4826 | 424.9939 | 424.5942 | 456.9747 | 52.76% | 65.3246 | 1833.2265 | 90.76% | 763.6933 | 23279.9187
3 | 29 | 14 | 25.2733 | 25.57 | 25.5233 | 29.6633 | 65.36% | 72.8312 | 14.5662 | 14.5662 | 14.5662 | 1840.6882 | 372.459 | 371.7792 | 432.0835 | 53.94% | 66.7828 | 1687.8228 | 88.71% | 746.4231 | 22141.396
3 | 29 | 15 | 22.4933 | 22.69 | 22.72 | 26.56 | 57.37% | 63.9365 | 12.7873 | 12.7873 | 12.7873 | 1438.1446 | 290.1438 | 290.5274 | 339.6306 | 41.02% | 50.7856 | 1142.3364 | 93.48% | 786.5941 | 20891.9402
3 | 29 | 16 | 22.6367 | 22.88 | 22.8467 | 27.3333 | 41.1% | 45.7954 | 9.1591 | 9.1591 | 9.1591 | 1036.6552 | 209.5598 | 209.2545 | 250.3482 | 36.95% | 45.7462 | 1035.5424 | 93.97% | 790.6829 | 21612.0004
3 | 29 | 17 | 30.9267 | 31.1533 | 31.1767 | 34.8833 | 13.94% | 15.5356 | 3.1071 | 3.1071 | 3.1071 | 480.4628 | 96.7968 | 96.8693 | 108.3864 | 27.55% | 34.1087 | 1054.8669 | 94.89% | 798.4818 | 27853.7073
3 | 29 | 18 | 26.8233 | 27.0067 | 27.0333 | 30.44 | 0.1453% | 0.16188 | 0.032376 | 0.032376 | 0.032376 | 4.3422 | 0.87437 | 0.87523 | 0.98553 | 42.65% | 52.802 | 1416.3247 | 92.1% | 774.9445 | 23589.3114
3 | 29 | 19 | 25.4 | 25.5867 | 25.6167 | 26.6833 | 0% | 0 | 0 | 0 | 0 | 0 | 0 | 0 | 0 | 49.35% | 61.1031 | 1552.0188 | 88.09% | 741.2348 | 19778.6164
3 | 29 | 20 | 23.0167 | 23.2633 | 23.2267 | 25.17 | 0% | 0 | 0 | 0 | 0 | 0 | 0 | 0 | 0 | 45.48% | 56.3108 | 1296.0874 | 74.64% | 628.0502 | 15808.0236
3 | 29 | 21 | 20.7633 | 20.95 | 20.9367 | 24.0067 | 0% | 0 | 0 | 0 | 0 | 0 | 0 | 0 | 0 | 43.9% | 54.3485 | 1128.4562 | 54.46% | 458.2155 | 11000.2258
3 | 29 | 22 | 18.5233 | 18.6467 | 18.68 | 20.0767 | 0% | 0 | 0 | 0 | 0 | 0 | 0 | 0 | 0 | 67.25% | 83.2584 | 1542.2226 | 53% | 445.9648 | 8953.4859
3 | 29 | 23 | 21.3267 | 21.5767 | 21.5133 | 22.4367 | 0% | 0 | 0 | 0 | 0 | 0 | 0 | 0 | 0 | 66.01% | 81.729 | 1743.0064 | 56.82% | 478.1208 | 10727.4373
3 | 30 | 0 | 19.14 | 19.3367 | 19.2167 | 19.3867 | 0% | 0 | 0 | 0 | 0 | 0 | 0 | 0 | 0 | 62.13% | 76.9153 | 1472.1596 | 58.49% | 492.1598 | 9541.337
3 | 30 | 1 | 16.42 | 16.54 | 16.5233 | 16.6733 | 0% | 0 | 0 | 0 | 0 | 0 | 0 | 0 | 0 | 64.9% | 80.3539 | 1319.4112 | 65.61% | 552.0942 | 9205.2503
3 | 30 | 2 | 14.9967 | 15.0733 | 15.0867 | 15.2433 | 0% | 0 | 0 | 0 | 0 | 0 | 0 | 0 | 0 | 74.77% | 92.5696 | 1388.2354 | 87.27% | 734.3599 | 11194.0929
3 | 30 | 3 | 17.85 | 17.9733 | 17.96 | 18.14 | 0% | 0 | 0 | 0 | 0 | 0 | 0 | 0 | 0 | 79.45% | 98.3668 | 1755.8481 | 93.62% | 787.7755 | 14290.2478
3 | 30 | 4 | 17.49 | 17.6133 | 17.5667 | 17.6933 | 0% | 0 | 0 | 0 | 0 | 0 | 0 | 0 | 0 | 79.68% | 98.6508 | 1725.4025 | 92.99% | 782.4402 | 13843.9752
3 | 30 | 5 | 15.01 | 15.0733 | 15.0867 | 15.25 | 0% | 0 | 0 | 0 | 0 | 0 | 0 | 0 | 0 | 76.54% | 94.7636 | 1422.4022 | 94.47% | 794.9121 | 12122.4094
3 | 30 | 6 | 14.8433 | 14.92 | 14.9167 | 15.1167 | 14.67% | 16.3524 | 3.2705 | 3.2705 | 3.2705 | 242.7236 | 48.7955 | 48.7846 | 49.4387 | 75.05% | 92.9162 | 1379.1862 | 96.02% | 807.9354 | 12213.2899
3 | 30 | 7 | 16.34 | 16.4267 | 16.43 | 17.0733 | 41.48% | 46.2291 | 9.2458 | 9.2458 | 9.2458 | 755.3842 | 151.8781 | 151.909 | 157.8571 | 77.29% | 95.6882 | 1563.5447 | 97.99% | 824.5703 | 14078.1637
3 | 30 | 8 | 17.1067 | 17.2033 | 17.23 | 19.1833 | 57.8% | 64.4067 | 12.8813 | 12.8813 | 12.8813 | 1101.7836 | 221.6019 | 221.9454 | 247.107 | 80.16% | 99.2424 | 1697.7061 | 99.25% | 835.1401 | 16020.7711
3 | 30 | 9 | 27.3067 | 27.4533 | 27.4733 | 28.8333 | 65.03% | 72.4673 | 14.4935 | 14.4935 | 14.4935 | 1978.841 | 397.8939 | 398.1838 | 417.8949 | 81.55% | 100.9569 | 2756.7974 | 98.5% | 828.8157 | 23897.5204
3 | 30 | 10 | 22.5433 | 22.67 | 22.7033 | 23.4167 | 66.44% | 74.0385 | 14.8077 | 14.8077 | 14.8077 | 1669.0756 | 335.6908 | 336.1844 | 346.7472 | 88.52% | 109.5918 | 2470.5649 | 97.11% | 817.1143 | 19134.0934
3 | 30 | 11 | 20.48 | 20.5967 | 20.6367 | 23.3967 | 66.45% | 74.0521 | 14.8104 | 14.8104 | 14.8104 | 1516.5878 | 305.0454 | 305.6379 | 346.5146 | 92.95% | 115.0714 | 2356.6631 | 96.74% | 814.0519 | 19046.1013
3 | 30 | 12 | 21.4133 | 21.5533 | 21.58 | 23.2067 | 67.07% | 74.7404 | 14.9481 | 14.9481 | 14.9481 | 1600.4419 | 322.1811 | 322.5797 | 346.8953 | 95.71% | 118.4899 | 2537.2641 | 95.79% | 806.0386 | 18705.4697
3 | 30 | 13 | 18.77 | 18.8967 | 18.9133 | 20.9 | 67.79% | 75.5443 | 15.1089 | 15.1089 | 15.1089 | 1417.9661 | 285.507 | 285.7588 | 315.7751 | 96.41% | 119.3589 | 2240.3658 | 94.91% | 798.6082 | 16690.9111
3 | 30 | 14 | 20.6333 | 20.7667 | 20.79 | 22.1033 | 65.27% | 72.7386 | 14.5477 | 14.5477 | 14.5477 | 1500.839 | 302.1075 | 302.4469 | 321.5529 | 95.89% | 118.7207 | 2449.6037 | 93.31% | 785.1278 | 17353.942
3 | 30 | 15 | 18.15 | 18.25 | 18.2833 | 20.81 | 56.65% | 63.1339 | 12.6268 | 12.6268 | 12.6268 | 1145.8799 | 230.4387 | 230.8595 | 262.7632 | 91.28% | 113.0043 | 2051.0273 | 93.18% | 784.0314 | 16315.6925
3 | 30 | 16 | 19.2633 | 19.38 | 19.4167 | 21.5533 | 39.53% | 44.0518 | 8.8104 | 8.8104 | 8.8104 | 848.5844 | 170.7447 | 171.0678 | 189.8926 | 86.89% | 107.5741 | 2072.2361 | 94.69% | 796.755 | 17172.7266
3 | 30 | 17 | 24.1367 | 24.28 | 24.3267 | 25 | 13.67% | 15.2328 | 3.0466 | 3.0466 | 3.0466 | 367.669 | 73.9705 | 74.1126 | 76.164 | 79.33% | 98.2164 | 2370.6156 | 95.64% | 804.7454 | 20118.6338
3 | 30 | 18 | 29.45 | 29.6267 | 29.6833 | 30.8767 | 0.6149% | 0.68521 | 0.13704 | 0.13704 | 0.13704 | 20.1794 | 4.0601 | 4.0679 | 4.2314 | 85.21% | 105.4903 | 3106.6885 | 93.27% | 784.786 | 24231.5756
3 | 30 | 19 | 24.2067 | 24.3467 | 24.3833 | 25.6367 | 0% | 0 | 0 | 0 | 0 | 0 | 0 | 0 | 0 | 82.24% | 101.8189 | 2464.6959 | 93.39% | 785.811 | 20145.5738
3 | 30 | 20 | 19.94 | 20.05 | 20.08 | 20.5833 | 0% | 0 | 0 | 0 | 0 | 0 | 0 | 0 | 0 | 72.76% | 90.0779 | 1796.1531 | 95.06% | 799.9018 | 16464.6462
3 | 30 | 21 | 20.78 | 20.8967 | 20.9267 | 21.2433 | 0% | 0 | 0 | 0 | 0 | 0 | 0 | 0 | 0 | 59.6% | 73.7819 | 1533.1879 | 89.88% | 756.2651 | 16065.5913
3 | 30 | 22 | 20.6067 | 20.7133 | 20.76 | 21.1067 | 0% | 0 | 0 | 0 | 0 | 0 | 0 | 0 | 0 | 52.54% | 65.0414 | 1340.2859 | 82.25% | 692.0811 | 14607.5241
3 | 30 | 23 | 23.0633 | 23.21 | 23.1333 | 24.1267 | 0% | 0 | 0 | 0 | 0 | 0 | 0 | 0 | 0 | 41.46% | 51.3284 | 1183.8045 | 73.82% | 621.1348 | 14985.9113
3 | 31 | 0 | 17.1767 | 17.2833 | 17.3 | 18.3533 | 0% | 0 | 0 | 0 | 0 | 0 | 0 | 0 | 0 | 34.71% | 42.9765 | 738.1938 | 66.33% | 558.1212 | 10243.3846
3 | 31 | 1 | 15.77 | 15.8433 | 15.88 | 16.3167 | 0% | 0 | 0 | 0 | 0 | 0 | 0 | 0 | 0 | 31.8% | 39.3698 | 620.8625 | 48.69% | 409.6682 | 6684.4193
3 | 31 | 2 | 16.83 | 16.9033 | 16.9467 | 17.1467 | 0% | 0 | 0 | 0 | 0 | 0 | 0 | 0 | 0 | 25.71% | 31.8314 | 535.7229 | 40.41% | 340.0032 | 5829.9216
3 | 31 | 3 | 19.4967 | 19.6 | 19.6 | 19.7167 | 0% | 0 | 0 | 0 | 0 | 0 | 0 | 0 | 0 | 21.9% | 27.108 | 528.5164 | 36.6% | 307.966 | 6072.0625
3 | 31 | 4 | 15.7667 | 15.8433 | 15.8567 | 15.97 | 0% | 0 | 0 | 0 | 0 | 0 | 0 | 0 | 0 | 13.49% | 16.701 | 263.3191 | 32.1% | 270.1451 | 4314.218
3 | 31 | 5 | 16.1433 | 16.2233 | 16.2433 | 16.4967 | 0% | 0 | 0 | 0 | 0 | 0 | 0 | 0 | 0 | 8.827% | 10.9277 | 176.4103 | 26.35% | 221.7498 | 3658.1327
3 | 31 | 6 | 16.7767 | 16.8767 | 16.8467 | 16.96 | 14.39% | 16.0311 | 3.2062 | 3.2062 | 3.2062 | 268.9481 | 54.1102 | 54.014 | 54.3774 | 10.65% | 13.1794 | 221.1067 | 23.68% | 199.2988 | 3380.1082
3 | 31 | 7 | 12.31 | 12.3867 | 12.36 | 12.4733 | 40.45% | 45.0756 | 9.0151 | 9.0151 | 9.0151 | 554.8805 | 111.6673 | 111.4269 | 112.4486 | 6.118% | 7.5746 | 93.2429 | 19.87% | 167.1759 | 2085.2412
3 | 31 | 8 | 18.55 | 18.6733 | 18.59 | 18.9333 | 56.31% | 62.752 | 12.5504 | 12.5504 | 12.5504 | 1164.0503 | 234.3579 | 233.3121 | 237.6211 | 4.621% | 5.7212 | 106.1274 | 13.26% | 111.5644 | 2112.2863
3 | 31 | 9 | 29.62 | 29.7833 | 29.7833 | 30.6233 | 63.62% | 70.8918 | 14.1784 | 14.1784 | 14.1784 | 2099.8142 | 422.2786 | 422.2786 | 434.1885 | 2.462% | 3.048 | 90.2812 | 9.041% | 76.0755 | 2329.6864
3 | 31 | 10 | 17.8433 | 17.9567 | 17.96 | 21.19 | 65.58% | 73.0784 | 14.6157 | 14.6157 | 14.6157 | 1303.962 | 262.4488 | 262.4976 | 309.7062 | 2.108% | 2.6097 | 46.5653 | 5.44% | 45.7779 | 970.0341
3 | 31 | 11 | 16.9567 | 17.07 | 17.0633 | 20.07 | 66.52% | 74.1288 | 14.8258 | 14.8258 | 14.8258 | 1256.9766 | 253.0756 | 252.9767 | 297.5528 | 2.528% | 3.1296 | 53.0682 | 2.245% | 18.8889 | 379.1006
3 | 31 | 12 | 17.8967 | 18.01 | 18.04 | 20.7933 | 66.19% | 73.7648 | 14.753 | 14.753 | 14.753 | 1320.1446 | 265.7009 | 266.1435 | 306.7634 | 3.481% | 4.3094 | 77.1248 | 0.2709% | 2.2796 | 47.4005
3 | 31 | 13 | 16.2233 | 16.3233 | 16.3567 | 19.3133 | 65.63% | 73.1321 | 14.6264 | 14.6264 | 14.6264 | 1186.4471 | 238.7521 | 239.2396 | 282.4851 | 4.939% | 6.1145 | 99.198 | 0.1724% | 1.4509 | 28.0214
3 | 31 | 14 | 15.8533 | 15.9533 | 15.98 | 17.52 | 65.27% | 72.7324 | 14.5465 | 14.5465 | 14.5465 | 1153.0507 | 232.0648 | 232.4527 | 254.8543 | 7.085% | 8.7722 | 139.068 | 0.242% | 2.0365 | 35.679
3 | 31 | 15 | 16.3967 | 16.5 | 16.51 | 16.7933 | 57.63% | 64.2269 | 12.8454 | 12.8454 | 12.8454 | 1053.1067 | 211.9487 | 212.0772 | 215.7167 | 11.19% | 13.8518 | 227.1232 | 1.596% | 13.4257 | 225.4623
3 | 31 | 16 | 17.9267 | 18.0367 | 18.0333 | 18.15 | 41.01% | 45.7027 | 9.1405 | 9.1405 | 9.1405 | 819.2975 | 164.865 | 164.8345 | 165.9009 | 15.61% | 19.3248 | 346.4291 | 6.807% | 57.2815 | 1039.6587
3 | 31 | 17 | 17.54 | 17.65 | 17.6433 | 17.77 | 14.19% | 15.8099 | 3.162 | 3.162 | 3.162 | 277.3054 | 55.8089 | 55.7878 | 56.1883 | 35.02% | 43.3611 | 760.5542 | 12.04% | 101.3494 | 1800.9784
3 | 31 | 18 | 21.7933 | 21.9167 | 21.95 | 22.2167 | 0.7662% | 0.85389 | 0.17078 | 0.17078 | 0.17078 | 18.609 | 3.7429 | 3.7486 | 3.7941 | 71.27% | 88.2375 | 1922.9888 | 19.33% | 162.6621 | 3613.8087
3 | 31 | 19 | 38.1033 | 38.3067 | 38.2833 | 38.6467 | 0% | 0 | 0 | 0 | 0 | 0 | 0 | 0 | 0 | 82.68% | 102.3579 | 3900.178 | 21.93% | 184.5412 | 7131.9034
3 | 31 | 20 | 45.0667 | 45.34 | 45.2767 | 45.3433 | 0% | 0 | 0 | 0 | 0 | 0 | 0 | 0 | 0 | 86.09% | 106.5812 | 4803.2594 | 22.58% | 189.9642 | 8613.6107
3 | 31 | 21 | 22.78 | 22.93 | 22.9133 | 23.3633 | 0% | 0 | 0 | 0 | 0 | 0 | 0 | 0 | 0 | 86.37% | 106.9289 | 2435.8402 | 24.86% | 209.1848 | 4887.2538
3 | 31 | 22 | 23.1867 | 23.35 | 23.26 | 23.44 | 0% | 0 | 0 | 0 | 0 | 0 | 0 | 0 | 0 | 85.61% | 105.9867 | 2457.4778 | 29.01% | 244.1152 | 5722.0604
3 | 31 | 23 | 23.7467 | 23.91 | 23.8 | 23.8933 | 0% | 0 | 0 | 0 | 0 | 0 | 0 | 0 | 0 | 86.91% | 107.6042 | 2555.2407 | 32.14% | 270.4237 | 6461.3235
4 | 1 | 0 | 19.39 | 19.5033 | 19.4967 | 19.7 | 0% | 0 | 0 | 0 | 0 | 0 | 0 | 0 | 0 | 85.53% | 105.8931 | 2053.2681 | 32.54% | 273.799 | 5393.8405
4 | 1 | 1 | 18.8333 | 18.9533 | 18.9267 | 19.0667 | 0% | 0 | 0 | 0 | 0 | 0 | 0 | 0 | 0 | 85.91% | 106.366 | 2003.2264 | 33.91% | 285.3582 | 5440.8299
4 | 1 | 2 | 17.9 | 18.02 | 17.9767 | 18.0667 | 0% | 0 | 0 | 0 | 0 | 0 | 0 | 0 | 0 | 86.91% | 107.5943 | 1925.9388 | 36.97% | 311.0499 | 5619.6347
4 | 1 | 3 | 17.9767 | 18.09 | 18.0533 | 18.1567 | 0% | 0 | 0 | 0 | 0 | 0 | 0 | 0 | 0 | 87.51% | 108.3411 | 1947.612 | 36.49% | 307.0819 | 5575.583
4 | 1 | 4 | 19.0267 | 19.1533 | 19.0833 | 19.1633 | 0% | 0 | 0 | 0 | 0 | 0 | 0 | 0 | 0 | 85.16% | 105.4366 | 2006.1074 | 34.64% | 291.5082 | 5586.2687
4 | 1 | 5 | 20.7067 | 20.8433 | 20.78 | 20.8767 | 0% | 0 | 0 | 0 | 0 | 0 | 0 | 0 | 0 | 86.68% | 107.3171 | 2222.1803 | 36.14% | 304.1165 | 6348.9393
4 | 1 | 6 | 21.7333 | 21.8667 | 21.8233 | 21.93 | 8.784% | 9.7882 | 1.9576 | 1.9576 | 1.9576 | 212.73 | 42.807 | 42.7222 | 42.931 | 86.41% | 106.9805 | 2325.0424 | 45.93% | 386.5203 | 8476.3894
4 | 1 | 7 | 30.7733 | 30.94 | 30.9167 | 31.09 | 30.56% | 34.0548 | 6.811 | 6.811 | 6.811 | 1047.9787 | 210.7309 | 210.572 | 211.7525 | 80.79% | 100.0208 | 3077.9744 | 51.32% | 431.8326 | 13425.6769
4 | 1 | 8 | 26.5467 | 26.7467 | 26.67 | 26.8233 | 41.84% | 46.6308 | 9.3262 | 9.3262 | 9.3262 | 1237.8911 | 249.4434 | 248.7284 | 250.1584 | 85.74% | 106.1471 | 2817.8509 | 51.34% | 432.0431 | 11588.8371
4 | 1 | 9 | 22.02 | 22.3833 | 22.3533 | 22.8933 | 44.84% | 49.966 | 9.9932 | 9.9932 | 9.9932 | 1100.2508 | 223.681 | 223.3812 | 228.7776 | 88.73% | 109.8538 | 2418.9803 | 55.45% | 466.626 | 10682.6255
4 | 1 | 10 | 32.1633 | 32.44 | 32.4533 | 34.7067 | 36.65% | 40.8451 | 8.169 | 8.169 | 8.169 | 1313.714 | 265.0029 | 265.1118 | 283.5193 | 92.94% | 115.0616 | 3700.7656 | 58.22% | 489.8592 | 17001.3801
4 | 1 | 11 | 22.9167 | 23.0467 | 23.02 | 24.2067 | 29% | 32.3204 | 6.4641 | 6.4641 | 6.4641 | 740.6764 | 148.9756 | 148.8032 | 156.4739 | 95.97% | 118.8177 | 2722.9046 | 65% | 546.92 | 13239.1094
4 | 1 | 12 | 19.0133 | 19.1433 | 19.12 | 19.5733 | 24.31% | 27.0871 | 5.4174 | 5.4174 | 5.4174 | 515.0165 | 103.7076 | 103.5812 | 106.0371 | 89.3% | 110.5614 | 2102.1398 | 71.03% | 597.6823 | 11698.6349
4 | 1 | 13 | 17.1267 | 17.2467 | 17.25 | 16.6733 | 18.14% | 20.2097 | 4.0419 | 4.0419 | 4.0419 | 346.1246 | 69.7099 | 69.7234 | 67.3926 | 71.05% | 87.9573 | 1506.4157 | 71.41% | 600.871 | 10018.522
4 | 1 | 14 | 17.8967 | 18.0433 | 18.0367 | 20.2933 | 13.79% | 15.3626 | 3.0725 | 3.0725 | 3.0725 | 274.9384 | 55.4383 | 55.4178 | 62.3515 | 60.56% | 74.9753 | 1341.8071 | 62.6% | 526.7558 | 10689.632
4 | 1 | 15 | 19.6533 | 19.8667 | 19.88 | 21.8567 | 8.679% | 9.6714 | 1.9343 | 1.9343 | 1.9343 | 190.0755 | 38.4277 | 38.4535 | 42.277 | 56.85% | 70.38 | 1383.2019 | 64.88% | 545.9757 | 11933.2084
4 | 1 | 16 | 18.9933 | 19.1433 | 19.1967 | 21.9333 | 8.836% | 9.8463 | 1.9693 | 1.9693 | 1.9693 | 187.0134 | 37.6981 | 37.8031 | 43.1923 | 53.99% | 66.8478 | 1269.6621 | 72.31% | 608.4572 | 13345.4952
4 | 1 | 17 | 18.2133 | 18.34 | 18.3733 | 21.5567 | 2.804% | 3.1245 | 0.62491 | 0.62491 | 0.62491 | 56.9082 | 11.4608 | 11.4816 | 13.4709 | 49.99% | 61.8888 | 1127.2006 | 83.32% | 701.0977 | 15113.3286
4 | 1 | 18 | 17.4433 | 17.5367 | 17.56 | 20.1733 | 0.9198% | 1.025 | 0.20501 | 0.20501 | 0.20501 | 17.88 | 3.5951 | 3.5999 | 4.1357 | 59.06% | 73.1138 | 1275.3479 | 83.12% | 699.4526 | 14110.2905
4 | 1 | 19 | 48.27 | 48.48 | 48.53 | 49.7033 | 0% | 0 | 0 | 0 | 0 | 0 | 0 | 0 | 0 | 64.84% | 80.2739 | 3874.8221 | 82.25% | 692.0807 | 34398.7166
4 | 1 | 20 | 36.92 | 37.0767 | 37.11 | 37.7333 | 0% | 0 | 0 | 0 | 0 | 0 | 0 | 0 | 0 | 62.48% | 77.348 | 2855.6886 | 83.17% | 699.8313 | 26406.9693
4 | 1 | 21 | 37.6667 | 37.8267 | 37.8633 | 38.5967 | 0% | 0 | 0 | 0 | 0 | 0 | 0 | 0 | 0 | 72.25% | 89.4469 | 3369.1673 | 80.88% | 680.5671 | 26267.6219
4 | 1 | 22 | 23.0567 | 23.1633 | 23.2033 | 23.5533 | 0% | 0 | 0 | 0 | 0 | 0 | 0 | 0 | 0 | 81.68% | 101.1196 | 2331.4801 | 79.5% | 668.9737 | 15756.5615
4 | 1 | 23 | 22.7 | 22.7933 | 22.83 | 23.3 | 0% | 0 | 0 | 0 | 0 | 0 | 0 | 0 | 0 | 71.59% | 88.6342 | 2011.9974 | 73.31% | 616.8942 | 14373.6341
4 | 2 | 0 | 33.3 | 33.42 | 33.4533 | 34.07 | 0% | 0 | 0 | 0 | 0 | 0 | 0 | 0 | 0 | 51.49% | 63.7478 | 2122.8007 | 61.66% | 518.8195 | 17676.1806
4 | 2 | 1 | 20.08 | 20.1433 | 20.16 | 20.4933 | 0% | 0 | 0 | 0 | 0 | 0 | 0 | 0 | 0 | 46.33% | 57.355 | 1151.6874 | 44.65% | 375.6949 | 7699.2404
4 | 2 | 2 | 17.44 | 17.49 | 17.5133 | 17.7567 | 0% | 0 | 0 | 0 | 0 | 0 | 0 | 0 | 0 | 40.5% | 50.1417 | 874.471 | 26.25% | 220.8688 | 3921.8935
4 | 2 | 3 | 16.7667 | 16.82 | 16.84 | 17.2033 | 0% | 0 | 0 | 0 | 0 | 0 | 0 | 0 | 0 | 35.87% | 44.4052 | 744.5276 | 14.25% | 119.8757 | 2062.2609
4 | 2 | 4 | 16.9567 | 17.0133 | 17.0267 | 17.27 | 0% | 0 | 0 | 0 | 0 | 0 | 0 | 0 | 0 | 28.94% | 35.8346 | 607.6346 | 9.116% | 76.7059 | 1324.7112
4 | 2 | 5 | 19.49 | 19.56 | 19.5733 | 19.96 | 0% | 0 | 0 | 0 | 0 | 0 | 0 | 0 | 0 | 23.46% | 29.0405 | 565.9998 | 8.284% | 69.7052 | 1391.3152
4 | 2 | 6 | 22.4 | 22.5033 | 22.5133 | 23.2533 | 15.73% | 17.5269 | 3.5054 | 3.5054 | 3.5054 | 392.6031 | 78.8828 | 78.9179 | 81.5119 | 20.79% | 25.7388 | 576.5496 | 10.32% | 86.7989 | 2018.3635
4 | 2 | 7 | 26.1367 | 26.2667 | 26.27 | 26.6833 | 44% | 49.0281 | 9.8056 | 9.8056 | 9.8056 | 1281.4301 | 257.5608 | 257.5934 | 261.6464 | 18.93% | 23.4352 | 612.5179 | 10.22% | 85.9654 | 2293.8437
4 | 2 | 8 | 26.12 | 26.2633 | 26.2767 | 26.7267 | 62.07% | 69.1704 | 13.8341 | 13.8341 | 13.8341 | 1806.7309 | 363.3291 | 363.5135 | 369.7389 | 9.088% | 11.2518 | 293.8975 | 11.78% | 99.0857 | 2648.2299
4 | 2 | 9 | 35.5067 | 35.7333 | 35.7233 | 37.1567 | 68.77% | 76.6323 | 15.3265 | 15.3265 | 15.3265 | 2720.9588 | 547.6658 | 547.5125 | 569.4804 | 6.849% | 8.4793 | 301.0708 | 14.39% | 121.1074 | 4499.9464
4 | 2 | 10 | 24.24 | 24.38 | 24.4033 | 27.1233 | 68.81% | 76.6811 | 15.3362 | 15.3362 | 15.3362 | 1858.751 | 373.8973 | 374.2551 | 415.9697 | 7.812% | 9.6711 | 234.4267 | 15.43% | 129.835 | 3521.5574
4 | 2 | 11 | 34.7733 | 34.9733 | 34.9767 | 36.84 | 69.1% | 77.0006 | 15.4001 | 15.4001 | 15.4001 | 2677.5669 | 538.5934 | 538.6447 | 567.3403 | 8.353% | 10.3414 | 359.604 | 14.46% | 121.6432 | 4481.3337
4 | 2 | 12 | 29.0333 | 29.1967 | 29.22 | 31.7133 | 67.86% | 75.6234 | 15.1247 | 15.1247 | 15.1247 | 2195.5984 | 441.59 | 441.9429 | 479.6538 | 8.763% | 10.8489 | 314.9801 | 11.72% | 98.5952 | 3126.7826
4 | 2 | 13 | 24.58 | 24.7267 | 24.7567 | 26.98 | 67.71% | 75.4522 | 15.0904 | 15.0904 | 15.0904 | 1854.6155 | 373.1364 | 373.5891 | 407.1402 | 9.807% | 12.1413 | 298.433 | 11.35% | 95.4781 | 2575.9992
4 | 2 | 14 | 18.71 | 18.81 | 18.8467 | 23.5467 | 66.82% | 74.4605 | 14.8921 | 14.8921 | 14.8921 | 1393.1568 | 280.1206 | 280.6666 | 350.6595 | 12.21% | 15.1216 | 282.9259 | 9.455% | 79.556 | 1873.2782
4 | 2 | 15 | 20.0567 | 20.2567 | 20.3 | 23.9633 | 58.69% | 65.4014 | 13.0803 | 13.0803 | 13.0803 | 1311.7348 | 264.963 | 265.5298 | 313.4473 | 15.13% | 18.727 | 375.6015 | 8.937% | 75.1988 | 1802.0148
4 | 2 | 16 | 21.5767 | 21.8533 | 21.9 | 25.5467 | 41.84% | 46.6295 | 9.3259 | 9.3259 | 9.3259 | 1006.1095 | 203.8021 | 204.2373 | 238.2457 | 17.9% | 22.1628 | 478.1987 | 7.073% | 59.516 | 1520.4354
4 | 2 | 17 | 23.58 | 23.8633 | 23.8767 | 25.7133 | 16.54% | 18.4346 | 3.6869 | 3.6869 | 3.6869 | 434.6871 | 87.982 | 88.0312 | 94.8028 | 23.9% | 29.5885 | 697.6964 | 6.969% | 58.6369 | 1507.7511
4 | 2 | 18 | 31.5633 | 31.7733 | 31.76 | 32.3933 | 0.468% | 0.52148 | 0.1043 | 0.1043 | 0.1043 | 16.4595 | 3.3138 | 3.3124 | 3.3785 | 42.97% | 53.1957 | 1679.0329 | 11.37% | 95.6643 | 3098.8862
4 | 2 | 19 | 71.86 | 72.23 | 72.16 | 72.11 | 0% | 0 | 0 | 0 | 0 | 0 | 0 | 0 | 0 | 55.2% | 68.34 | 4910.9114 | 13.3% | 111.8753 | 8067.3314
4 | 2 | 20 | 24.8633 | 24.99 | 25.01 | 27.0567 | 0% | 0 | 0 | 0 | 0 | 0 | 0 | 0 | 0 | 67.15% | 83.1319 | 2066.9349 | 13.67% | 115.0251 | 3112.1958
4 | 2 | 21 | 32.3 | 32.4733 | 32.4833 | 33.1267 | 0% | 0 | 0 | 0 | 0 | 0 | 0 | 0 | 0 | 70.84% | 87.7069 | 2832.9317 | 21.41% | 180.122 | 5966.8411
4 | 2 | 22 | 22.13 | 22.26 | 22.2933 | 23.51 | 0% | 0 | 0 | 0 | 0 | 0 | 0 | 0 | 0 | 73.1% | 90.5073 | 2002.9259 | 37.84% | 318.424 | 7486.1478
4 | 2 | 23 | 31.6233 | 31.8467 | 31.8233 | 32.3767 | 0% | 0 | 0 | 0 | 0 | 0 | 0 | 0 | 0 | 71.64% | 88.6997 | 2804.9805 | 57.91% | 487.2548 | 15775.6851
4 | 3 | 0 | 26.55 | 26.73 | 26.72 | 27.08 | 0% | 0 | 0 | 0 | 0 | 0 | 0 | 0 | 0 | 78.16% | 96.7604 | 2568.9886 | 81.19% | 683.1555 | 18499.8509
4 | 3 | 1 | 24.43 | 24.5333 | 24.5533 | 24.9 | 0% | 0 | 0 | 0 | 0 | 0 | 0 | 0 | 0 | 85.52% | 105.8733 | 2586.4837 | 90.64% | 762.7114 | 18991.5133
4 | 3 | 2 | 23.1567 | 23.2533 | 23.2667 | 23.5833 | 0% | 0 | 0 | 0 | 0 | 0 | 0 | 0 | 0 | 89.82% | 111.2044 | 2575.1225 | 94.75% | 797.3027 | 18803.055
4 | 3 | 3 | 22.43 | 22.52 | 22.54 | 22.8367 | 0% | 0 | 0 | 0 | 0 | 0 | 0 | 0 | 0 | 83.94% | 103.919 | 2330.9037 | 98.35% | 827.5971 | 18899.5583
4 | 3 | 4 | 23.22 | 23.3133 | 23.3367 | 23.6233 | 0% | 0 | 0 | 0 | 0 | 0 | 0 | 0 | 0 | 83.53% | 103.4101 | 2401.1823 | 99.74% | 839.2981 | 19827.0176
4 | 3 | 5 | 27.9167 | 28.1133 | 28.08 | 28.3867 | 0% | 0 | 0 | 0 | 0 | 0 | 0 | 0 | 0 | 89.12% | 110.3377 | 3080.2618 | 99.98% | 841.3147 | 23882.1189
4 | 3 | 6 | 28.0167 | 28.44 | 28.43 | 28.8167 | 13.31% | 14.83 | 2.966 | 2.966 | 2.966 | 415.4858 | 84.3528 | 84.3231 | 85.47 | 95.05% | 117.681 | 3297.0288 | 100% | 841.4348 | 24247.3466
4 | 3 | 7 | 28.0967 | 28.35 | 28.3 | 28.9667 | 31.62% | 35.2417 | 7.0483 | 7.0483 | 7.0483 | 990.1738 | 199.8203 | 199.4679 | 204.1668 | 94.67% | 117.2057 | 3293.0909 | 100% | 841.4568 | 24374.1994
4 | 3 | 8 | 26.5767 | 26.7333 | 26.7333 | 27.6633 | 31.09% | 34.6417 | 6.9283 | 6.9283 | 6.9283 | 920.6619 | 185.2178 | 185.2178 | 191.6612 | 92.35% | 114.3342 | 3038.6222 | 100% | 841.4568 | 23277.5007
4 | 3 | 9 | 25.71 | 25.8633 | 25.89 | 25.34 | 20.14% | 22.4457 | 4.4891 | 4.4891 | 4.4891 | 577.0798 | 116.1043 | 116.224 | 113.755 | 93.35% | 115.5668 | 2971.2232 | 100% | 841.4568 | 21322.516
4 | 3 | 10 | 33.8933 | 34.1 | 34.1 | 32.8133 | 11.24% | 12.5309 | 2.5062 | 2.5062 | 2.5062 | 424.7134 | 85.4606 | 85.4606 | 82.236 | 90.38% | 111.8912 | 3792.3658 | 99.98% | 841.3178 | 27606.4414
4 | 3 | 11 | 24.11 | 24.2667 | 24.29 | 25.0933 | 10.73% | 11.9612 | 2.3922 | 2.3922 | 2.3922 | 288.3849 | 58.0518 | 58.1076 | 60.0293 | 89.56% | 110.8757 | 2673.2127 | 98.74% | 830.8236 | 20848.134
4 | 3 | 12 | 23.47 | 23.63 | 23.6667 | 24.4767 | 13.85% | 15.4392 | 3.0878 | 3.0878 | 3.0878 | 362.3572 | 72.9655 | 73.0787 | 75.5799 | 73.44% | 90.923 | 2133.963 | 97.95% | 824.2067 | 20173.8331
4 | 3 | 13 | 26.2667 | 26.4467 | 26.4833 | 27.1967 | 12.13% | 13.5176 | 2.7035 | 2.7035 | 2.7035 | 355.0626 | 71.4991 | 71.5983 | 73.5268 | 57.37% | 71.0215 | 1865.4974 | 98.75% | 830.9374 | 22598.7262
4 | 3 | 14 | 29.4233 | 29.6067 | 29.6433 | 30.3433 | 9.11% | 10.1515 | 2.0303 | 2.0303 | 2.0303 | 298.6907 | 60.1104 | 60.1848 | 61.606 | 61.65% | 76.3285 | 2245.8396 | 99.76% | 839.4355 | 25471.2708
4 | 3 | 15 | 30.2 | 30.3733 | 30.4033 | 30.99 | 4.906% | 5.4669 | 1.0934 | 1.0934 | 1.0934 | 165.099 | 33.2093 | 33.2421 | 33.8836 | 64.67% | 80.06 | 2417.8123 | 99.98% | 841.2746 | 26071.1008
4 | 3 | 16 | 28.0067 | 28.17 | 28.21 | 28.71 | 2.36% | 2.6302 | 0.52605 | 0.52605 | 0.52605 | 73.6644 | 14.8188 | 14.8398 | 15.1029 | 77.83% | 96.3554 | 2698.5932 | 99.69% | 838.8465 | 24083.2843
4 | 3 | 17 | 28.7767 | 28.9467 | 28.98 | 28.7533 | 0.7352% | 0.81929 | 0.16386 | 0.16386 | 0.16386 | 23.5763 | 4.7431 | 4.7486 | 4.7114 | 77.99% | 96.5543 | 2778.5098 | 97.99% | 824.518 | 23707.6412
4 | 3 | 18 | 30.9333 | 31.11 | 31.1433 | 31.6067 | 0.0005544% | 0.00061786 | 0.00012357 | 0.00012357 | 0.00012357 | 0.019113 | 0.0038443 | 0.0038485 | 0.0039057 | 81.36% | 100.7309 | 3115.9429 | 93.35% | 785.4632 | 24825.8729
4 | 3 | 19 | 35.55 | 35.75 | 35.7733 | 36.2233 | 0% | 0 | 0 | 0 | 0 | 0 | 0 | 0 | 0 | 80.26% | 99.3612 | 3532.2889 | 98.41% | 828.0426 | 29994.4624
4 | 3 | 20 | 28.9267 | 29.0767 | 29.1033 | 29.7067 | 0% | 0 | 0 | 0 | 0 | 0 | 0 | 0 | 0 | 79.41% | 98.3125 | 2843.8531 | 99.89% | 840.5162 | 24968.9345
4 | 3 | 21 | 31.7567 | 31.91 | 31.9267 | 32.86 | 0% | 0 | 0 | 0 | 0 | 0 | 0 | 0 | 0 | 77.48% | 95.9184 | 3046.0488 | 99.99% | 841.3684 | 27647.3658
4 | 3 | 22 | 27.2233 | 27.3633 | 27.39 | 27.8167 | 0% | 0 | 0 | 0 | 0 | 0 | 0 | 0 | 0 | 78.72% | 97.4613 | 2653.2219 | 99.88% | 840.4249 | 23377.8189
4 | 3 | 23 | 26.7867 | 26.9433 | 26.9333 | 27.3067 | 0% | 0 | 0 | 0 | 0 | 0 | 0 | 0 | 0 | 82.41% | 102.0223 | 2732.8367 | 99.47% | 837.0231 | 22856.3106
4 | 4 | 0 | 21.3333 | 21.45 | 21.4667 | 21.74 | 0% | 0 | 0 | 0 | 0 | 0 | 0 | 0 | 0 | 89.29% | 110.5481 | 2358.3598 | 99.92% | 840.7571 | 18278.0602
4 | 4 | 1 | 22.2633 | 22.3633 | 22.39 | 22.6867 | 0% | 0 | 0 | 0 | 0 | 0 | 0 | 0 | 0 | 91.74% | 113.5788 | 2528.6424 | 99.82% | 839.9733 | 19056.1938
4 | 4 | 2 | 21.12 | 21.2133 | 21.24 | 21.5167 | 0% | 0 | 0 | 0 | 0 | 0 | 0 | 0 | 0 | 93.76% | 116.0791 | 2451.591 | 99.66% | 838.5581 | 18042.9751
4 | 4 | 3 | 21.8233 | 21.9167 | 21.9367 | 22.21 | 0% | 0 | 0 | 0 | 0 | 0 | 0 | 0 | 0 | 91.23% | 112.946 | 2464.8579 | 99.65% | 838.5353 | 18623.8683
4 | 4 | 4 | 19.3833 | 19.47 | 19.48 | 19.72 | 0% | 0 | 0 | 0 | 0 | 0 | 0 | 0 | 0 | 88.82% | 109.9629 | 2131.4481 | 99.95% | 841.0539 | 16585.5824
4 | 4 | 5 | 19.76 | 19.88 | 19.8833 | 20.0967 | 0% | 0 | 0 | 0 | 0 | 0 | 0 | 0 | 0 | 92.51% | 114.5323 | 2263.1577 | 99.93% | 840.834 | 16897.9598
4 | 4 | 6 | 23.51 | 23.68 | 23.67 | 23.9367 | 2.444% | 2.7235 | 0.54471 | 0.54471 | 0.54471 | 64.0304 | 12.8987 | 12.8932 | 13.0385 | 93.46% | 115.7082 | 2720.2993 | 99.83% | 840.0622 | 20108.288
4 | 4 | 7 | 29.7067 | 29.91 | 29.9033 | 30.3267 | 8.725% | 9.7233 | 1.9447 | 1.9447 | 1.9447 | 288.8472 | 58.1649 | 58.1519 | 58.9751 | 92.31% | 114.2896 | 3395.1645 | 99.93% | 840.827 | 25499.4796
4 | 4 | 8 | 23.8633 | 24.0167 | 24.05 | 25.5967 | 11.6% | 12.9319 | 2.5864 | 2.5864 | 2.5864 | 308.5977 | 62.1161 | 62.2023 | 66.2026 | 93% | 115.1355 | 2747.5171 | 99.99% | 841.3449 | 21535.6254
4 | 4 | 9 | 31.6233 | 31.8433 | 31.87 | 36.1233 | 13.56% | 15.116 | 3.0232 | 3.0232 | 3.0232 | 478.019 | 96.2689 | 96.3495 | 109.2082 | 94.84% | 117.4194 | 3713.1924 | 100% | 841.4348 | 30395.4297
4 | 4 | 10 | 27.4733 | 27.69 | 27.7367 | 28.2167 | 11.57% | 12.8899 | 2.578 | 2.578 | 2.578 | 354.1275 | 71.3841 | 71.5044 | 72.7418 | 95.1% | 117.7351 | 3234.575 | 99.83% | 840.0527 | 23703.4859
4 | 4 | 11 | 23.3267 | 23.4967 | 23.54 | 24.93 | 11.84% | 13.1926 | 2.6385 | 2.6385 | 2.6385 | 307.7397 | 61.9965 | 62.1108 | 65.7784 | 95.72% | 118.5003 | 2764.2179 | 99.64% | 838.4327 | 20902.1267
4 | 4 | 12 | 18.6867 | 18.83 | 18.87 | 22.2867 | 16.96% | 18.9054 | 3.7811 | 3.7811 | 3.7811 | 353.2785 | 71.1977 | 71.3489 | 84.2676 | 95.45% | 118.1656 | 2208.1214 | 99.18% | 834.5631 | 18599.6289
4 | 4 | 13 | 63.3767 | 63.8933 | 63.95 | 65.55 | 28.74% | 32.0282 | 6.4056 | 6.4056 | 6.4056 | 2029.8389 | 409.2774 | 409.6403 | 419.8894 | 97.6% | 120.8386 | 7658.3486 | 99.1% | 833.883 | 54661.0324
4 | 4 | 14 | 33.9467 | 34.2033 | 34.2533 | 35.0767 | 48.42% | 53.9586 | 10.7917 | 10.7917 | 10.7917 | 1831.715 | 369.1129 | 369.6525 | 378.5376 | 98.65% | 122.1375 | 4146.1626 | 99.55% | 837.6383 | 29381.5605
4 | 4 | 15 | 38.48 | 38.7567 | 38.8033 | 39.6433 | 48.58% | 54.1316 | 10.8263 | 10.8263 | 10.8263 | 2082.9844 | 419.5922 | 420.0974 | 429.1915 | 97.5% | 120.7138 | 4645.0667 | 99.92% | 840.8186 | 33332.8538
4 | 4 | 16 | 26.7533 | 27.0033 | 27.0567 | 27.6 | 31.72% | 35.343 | 7.0686 | 7.0686 | 7.0686 | 945.5433 | 190.8758 | 191.2528 | 195.0934 | 95.2% | 117.8638 | 3153.2505 | 99.9% | 840.6156 | 23200.991
4 | 4 | 17 | 51.06 | 51.3667 | 51.4133 | 52.45 | 14.34% | 15.9798 | 3.196 | 3.196 | 3.196 | 815.9284 | 164.1658 | 164.3149 | 167.6281 | 93.6% | 115.8813 | 5916.8972 | 99.67% | 838.705 | 43990.0767
4 | 4 | 18 | 45.5767 | 45.83 | 45.91 | 46.48 | 0.02384% | 0.026568 | 0.0053136 | 0.0053136 | 0.0053136 | 1.2109 | 0.24352 | 0.24395 | 0.24698 | 92.95% | 115.0806 | 5244.9918 | 99.37% | 836.1731 | 38865.325
4 | 4 | 19 | 27.1567 | 27.3233 | 27.35 | 27.6367 | 0% | 0 | 0 | 0 | 0 | 0 | 0 | 0 | 0 | 97.04% | 120.1362 | 3262.4989 | 98.72% | 830.6586 | 22956.636
4 | 4 | 20 | 41.2967 | 41.5333 | 41.5833 | 42.0933 | 0% | 0 | 0 | 0 | 0 | 0 | 0 | 0 | 0 | 98.38% | 121.8017 | 5030.0056 | 99.39% | 836.3658 | 35205.4259
4 | 4 | 21 | 26.85 | 27.0933 | 27.0467 | 27.2933 | 0% | 0 | 0 | 0 | 0 | 0 | 0 | 0 | 0 | 97.23% | 120.3787 | 3232.1688 | 99.77% | 839.493 | 22912.561
4 | 4 | 22 | 21.3633 | 21.4967 | 21.53 | 21.8733 | 0% | 0 | 0 | 0 | 0 | 0 | 0 | 0 | 0 | 94.45% | 116.9393 | 2498.2133 | 99.44% | 836.7224 | 18301.9073
4 | 4 | 23 | 20.72 | 21.2333 | 20.8033 | 20.89 | 0% | 0 | 0 | 0 | 0 | 0 | 0 | 0 | 0 | 87.43% | 108.241 | 2242.7541 | 99.19% | 834.6652 | 17436.157
4 | 5 | 0 | 20.0633 | 20.17 | 20.19 | 20.4433 | 0% | 0 | 0 | 0 | 0 | 0 | 0 | 0 | 0 | 80.43% | 99.5749 | 1997.8049 | 99.27% | 835.3545 | 17077.4307
4 | 5 | 1 | 21.1233 | 21.22 | 21.2433 | 21.5267 | 0% | 0 | 0 | 0 | 0 | 0 | 0 | 0 | 0 | 77.21% | 95.5849 | 2019.0724 | 99.1% | 833.8466 | 17949.9372
4 | 5 | 2 | 20.6167 | 20.7067 | 20.7267 | 20.9933 | 0% | 0 | 0 | 0 | 0 | 0 | 0 | 0 | 0 | 75.68% | 93.6917 | 1931.6109 | 97.84% | 823.2752 | 17283.2902
4 | 5 | 3 | 20.2233 | 20.31 | 20.33 | 20.58 | 0% | 0 | 0 | 0 | 0 | 0 | 0 | 0 | 0 | 73.38% | 90.8522 | 1837.3353 | 96.73% | 813.9602 | 16751.3015
4 | 5 | 4 | 15.3267 | 15.3933 | 15.41 | 15.6333 | 0% | 0 | 0 | 0 | 0 | 0 | 0 | 0 | 0 | 66.31% | 82.092 | 1258.1972 | 95.8% | 806.143 | 12602.7018
4 | 5 | 5 | 16.41 | 16.4967 | 16.51 | 16.73 | 0.07818% | 0.087119 | 0.017424 | 0.017424 | 0.017424 | 1.4296 | 0.28743 | 0.28767 | 0.2915 | 54.49% | 67.4574 | 1106.9759 | 95.22% | 801.2654 | 13405.1698
4 | 5 | 6 | 21.93 | 22.0633 | 22.0567 | 22.33 | 10.75% | 11.9767 | 2.3953 | 2.3953 | 2.3953 | 262.6482 | 52.849 | 52.833 | 53.4878 | 44.12% | 54.6233 | 1197.889 | 93.14% | 783.7388 | 17500.8882
4 | 5 | 7 | 21.0733 | 21.2033 | 21.1967 | 21.5767 | 28.87% | 32.1752 | 6.435 | 6.435 | 6.435 | 678.0393 | 136.4444 | 136.4015 | 138.8468 | 29.11% | 36.0401 | 759.4861 | 86.27% | 725.9286 | 15663.1205
4 | 5 | 8 | 18.26 | 18.38 | 18.3833 | 20.4267 | 37.8% | 42.1204 | 8.4241 | 8.4241 | 8.4241 | 769.1176 | 154.8344 | 154.8625 | 172.0757 | 23.45% | 29.0269 | 530.0321 | 79.71% | 670.7388 | 13700.958
4 | 5 | 9 | 18.5333 | 18.6433 | 18.6667 | 29.24 | 34.01% | 37.9016 | 7.5803 | 7.5803 | 7.5803 | 702.4426 | 141.3224 | 141.4992 | 221.6484 | 23.8% | 29.4631 | 546.0498 | 71.61% | 602.5941 | 17619.8529
4 | 5 | 10 | 14.83 | 14.9267 | 14.9467 | 19.7367 | 36.45% | 40.614 | 8.1228 | 8.1228 | 8.1228 | 602.3056 | 121.2463 | 121.4088 | 160.317 | 22.66% | 28.0488 | 415.9641 | 70.09% | 589.7729 | 11640.1507
4 | 5 | 11 | 16.59 | 16.69 | 16.7233 | 26.85 | 50.52% | 56.2978 | 11.2596 | 11.2596 | 11.2596 | 933.9812 | 187.9222 | 188.2975 | 302.3194 | 23.16% | 28.6762 | 475.7382 | 69.74% | 586.8488 | 15756.89
4 | 5 | 12 | 19.0467 | 19.1733 | 19.2067 | 23.7933 | 58.73% | 65.4428 | 13.0886 | 13.0886 | 13.0886 | 1246.4678 | 250.9515 | 251.3877 | 311.4206 | 23.24% | 28.778 | 548.1246 | 64.81% | 545.3187 | 12974.9488
4 | 5 | 13 | 17.9567 | 18.07 | 18.1067 | 22.5533 | 59.59% | 66.4055 | 13.2811 | 13.2811 | 13.2811 | 1192.4208 | 239.9893 | 240.4763 | 299.5329 | 22.66% | 28.0543 | 503.7622 | 62.65% | 527.188 | 11889.846
4 | 5 | 14 | 18.08 | 18.1967 | 18.24 | 22.5867 | 50.69% | 56.4912 | 11.2982 | 11.2982 | 11.2982 | 1021.3615 | 205.5904 | 206.08 | 255.1897 | 20.65% | 25.5698 | 462.3016 | 62.06% | 522.189 | 11794.5091
4 | 5 | 15 | 17.74 | 17.8767 | 17.87 | 22.92 | 37.44% | 41.7169 | 8.3434 | 8.3434 | 8.3434 | 740.0576 | 149.1518 | 149.0962 | 191.2302 | 17.15% | 21.2277 | 376.5797 | 58.34% | 490.9181 | 11251.8432
4 | 5 | 16 | 20.6833 | 20.84 | 20.8267 | 24.9033 | 23.97% | 26.7065 | 5.3413 | 5.3413 | 5.3413 | 552.3798 | 111.3128 | 111.2416 | 133.0163 | 13.26% | 16.4202 | 339.6251 | 56.26% | 473.373 | 11788.5654
4 | 5 | 17 | 35.21 | 35.4733 | 35.46 | 38.2167 | 10.45% | 11.6492 | 2.3298 | 2.3298 | 2.3298 | 410.1681 | 82.6471 | 82.6161 | 89.0387 | 11.95% | 14.7916 | 520.812 | 49.07% | 412.9017 | 15779.7255
4 | 5 | 18 | 29.6533 | 29.9233 | 29.8367 | 31.4267 | 0.09869% | 0.10998 | 0.021996 | 0.021996 | 0.021996 | 3.2613 | 0.65819 | 0.65629 | 0.69126 | 16.23% | 20.0939 | 595.8519 | 37.68% | 317.075 | 9964.6092
4 | 5 | 19 | 25.9167 | 26.0867 | 26.0733 | 26.4367 | 0% | 0 | 0 | 0 | 0 | 0 | 0 | 0 | 0 | 30.11% | 37.2763 | 966.0774 | 21.62% | 181.9157 | 4809.246
4 | 5 | 20 | 36.52 | 36.7033 | 36.7333 | 37.18 | 0% | 0 | 0 | 0 | 0 | 0 | 0 | 0 | 0 | 29.55% | 36.5833 | 1336.0217 | 11.43% | 96.1953 | 3576.5408
4 | 5 | 21 | 24.41 | 24.5567 | 24.58 | 24.98 | 0% | 0 | 0 | 0 | 0 | 0 | 0 | 0 | 0 | 31.48% | 38.9676 | 951.1987 | 9.887% | 83.192 | 2078.135
4 | 5 | 22 | 25 | 25.1533 | 25.1867 | 25.5833 | 0% | 0 | 0 | 0 | 0 | 0 | 0 | 0 | 0 | 31.06% | 38.4487 | 961.2178 | 11.76% | 98.928 | 2530.9081
4 | 5 | 23 | 32.5867 | 32.7667 | 32.7533 | 33.2667 | 0% | 0 | 0 | 0 | 0 | 0 | 0 | 0 | 0 | 38.18% | 47.2667 | 1540.2626 | 13.02% | 109.5186 | 3643.3177
4 | 6 | 0 | 24.2633 | 24.39 | 24.3633 | 24.6233 | 0% | 0 | 0 | 0 | 0 | 0 | 0 | 0 | 0 | 44.25% | 54.7815 | 1329.1814 | 16.15% | 135.8675 | 3345.5101
4 | 6 | 1 | 23.59 | 23.7333 | 23.6767 | 23.9233 | 0% | 0 | 0 | 0 | 0 | 0 | 0 | 0 | 0 | 50.6% | 62.6455 | 1477.8066 | 16.51% | 138.923 | 3323.5022
4 | 6 | 2 | 22.87 | 22.9633 | 22.97 | 23.2367 | 0% | 0 | 0 | 0 | 0 | 0 | 0 | 0 | 0 | 55.44% | 68.6364 | 1569.7152 | 14.25% | 119.9234 | 2786.6202
4 | 6 | 3 | 21.5833 | 21.6567 | 21.6867 | 21.9433 | 0% | 0 | 0 | 0 | 0 | 0 | 0 | 0 | 0 | 54.58% | 67.5668 | 1458.3164 | 16.87% | 141.9861 | 3115.6485
4 | 6 | 4 | 23.09 | 23.1733 | 23.1933 | 23.47 | 0% | 0 | 0 | 0 | 0 | 0 | 0 | 0 | 0 | 57.81% | 71.5727 | 1652.6142 | 38.28% | 322.1352 | 7560.5142
4 | 6 | 5 | 25.48 | 25.61 | 25.5767 | 25.8433 | 0.07596% | 0.084647 | 0.016929 | 0.016929 | 0.016929 | 2.1568 | 0.43356 | 0.433 | 0.43751 | 54.18% | 67.0776 | 1709.1365 | 61.92% | 521.0608 | 13465.9492
4 | 6 | 6 | 23.4167 | 23.5333 | 23.5267 | 23.8067 | 10.72% | 11.9513 | 2.3903 | 2.3903 | 2.3903 | 279.8603 | 56.2509 | 56.235 | 56.9043 | 57.38% | 71.0343 | 1663.3866 | 78.24% | 658.3424 | 15672.9369
4 | 6 | 7 | 24.64 | 24.7933 | 24.7567 | 25.05 | 30.36% | 33.8379 | 6.7676 | 6.7676 | 6.7676 | 833.7657 | 167.7908 | 167.5427 | 169.5279 | 51.24% | 63.4317 | 1562.9572 | 86.35% | 726.6314 | 18202.1171
4 | 6 | 8 | 28.2133 | 28.3533 | 28.3667 | 28.75 | 42.16% | 46.9836 | 9.3967 | 9.3967 | 9.3967 | 1325.5626 | 266.4281 | 266.5534 | 270.1554 | 45.67% | 56.5475 | 1595.3936 | 93.82% | 789.4336 | 22696.2158
4 | 6 | 9 | 24.17 | 24.31 | 24.3267 | 24.4167 | 43.28% | 48.2279 | 9.6456 | 9.6456 | 9.6456 | 1165.669 | 234.4842 | 234.645 | 235.5131 | 35.73% | 44.2377 | 1069.2246 | 97.96% | 824.2576 | 20125.6231
4 | 6 | 10 | 24.69 | 24.83 | 24.85 | 25.2367 | 40.19% | 44.7846 | 8.9569 | 8.9569 | 8.9569 | 1105.7312 | 222.4002 | 222.5794 | 226.0427 | 41.04% | 50.806 | 1254.3998 | 93.13% | 783.6294 | 19776.1949
4 | 6 | 11 | 23.0133 | 23.15 | 23.18 | 23.5367 | 32.46% | 36.1691 | 7.2338 | 7.2338 | 7.2338 | 832.3714 | 167.4629 | 167.6799 | 170.26 | 46.24% | 57.2488 | 1317.4848 | 96.87% | 815.152 | 19185.96
4 | 6 | 12 | 21.8 | 21.9367 | 21.97 | 22.47 | 28.82% | 32.111 | 6.4222 | 6.4222 | 6.4222 | 700.0191 | 140.8815 | 141.0956 | 144.3067 | 64.5% | 79.8499 | 1740.7286 | 97.26% | 818.4384 | 18390.31
4 | 6 | 13 | 19.2967 | 19.42 | 19.45 | 20.27 | 20.39% | 22.7182 | 4.5436 | 4.5436 | 4.5436 | 438.3858 | 88.2375 | 88.3738 | 92.0996 | 59.56% | 73.7322 | 1422.786 | 93.63% | 787.8926 | 15970.5829
4 | 6 | 14 | 14.6433 | 14.74 | 14.76 | 15.02 | 19.52% | 21.7494 | 4.3499 | 4.3499 | 4.3499 | 318.4837 | 64.1172 | 64.2042 | 65.3352 | 66.71% | 82.5948 | 1209.4635 | 91.5% | 769.8976 | 11563.8623
4 | 6 | 15 | 12.53 | 12.6067 | 12.6433 | 12.7967 | 24.2% | 26.9666 | 5.3933 | 5.3933 | 5.3933 | 337.892 | 67.9919 | 68.1896 | 69.0166 | 60.88% | 75.3705 | 944.3919 | 73.36% | 617.2741 | 7899.051
4 | 6 | 16 | 12.0833 | 12.1467 | 12.1867 | 12.3167 | 24.81% | 27.6444 | 5.5289 | 5.5289 | 5.5289 | 334.0369 | 67.1575 | 67.3787 | 68.0975 | 60.64% | 75.0775 | 907.1862 | 45.14% | 379.8654 | 4678.6755
4 | 6 | 17 | 14.75 | 14.8367 | 14.8633 | 15.05 | 9.159% | 10.2071 | 2.0414 | 2.0414 | 2.0414 | 150.5547 | 30.2879 | 30.3423 | 30.7234 | 61.96% | 76.715 | 1131.5468 | 10.89% | 91.6464 | 1379.2779
4 | 6 | 18 | 18.0367 | 18.1267 | 18.16 | 18.3733 | 0.06432% | 0.071672 | 0.014334 | 0.014334 | 0.014334 | 1.2927 | 0.25984 | 0.26031 | 0.26337 | 75.49% | 93.4619 | 1685.7403 | 6.066% | 51.0413 | 937.7989
4 | 6 | 19 | 19.2367 | 19.3467 | 19.3633 | 19.58 | 0% | 0 | 0 | 0 | 0 | 0 | 0 | 0 | 0 | 72.49% | 89.7436 | 1726.3671 | 5.417% | 45.5791 | 892.438
4 | 6 | 20 | 18.29 | 18.38 | 18.4033 | 18.6133 | 0% | 0 | 0 | 0 | 0 | 0 | 0 | 0 | 0 | 68.43% | 84.7173 | 1549.4792 | 10.96% | 92.1938 | 1716.0343
4 | 6 | 21 | 17.2567 | 17.35 | 17.36 | 23.1067 | 0% | 0 | 0 | 0 | 0 | 0 | 0 | 0 | 0 | 63.16% | 78.1898 | 1349.2954 | 11.4% | 95.9214 | 2216.4246
4 | 6 | 22 | 18.5233 | 18.6367 | 18.64 | 22.75 | 0% | 0 | 0 | 0 | 0 | 0 | 0 | 0 | 0 | 60.06% | 74.3549 | 1377.3007 | 17.82% | 149.9172 | 3410.6173
4 | 6 | 23 | 17.2233 | 17.3167 | 17.3567 | 18.44 | 0% | 0 | 0 | 0 | 0 | 0 | 0 | 0 | 0 | 58.13% | 71.9724 | 1239.6042 | 37.59% | 316.2723 | 5832.0608
4 | 7 | 0 | 21.7 | 21.81 | 21.84 | 22.0833 | 0% | 0 | 0 | 0 | 0 | 0 | 0 | 0 | 0 | 58.29% | 72.1698 | 1566.0837 | 71.05% | 597.8794 | 13203.1694
4 | 7 | 1 | 20.2233 | 20.3233 | 20.36 | 20.6 | 0% | 0 | 0 | 0 | 0 | 0 | 0 | 0 | 0 | 60.58% | 74.9978 | 1516.7053 | 81.73% | 687.7079 | 14166.7835
4 | 7 | 2 | 17.7333 | 17.8133 | 17.8467 | 18.04 | 0% | 0 | 0 | 0 | 0 | 0 | 0 | 0 | 0 | 62.84% | 77.7931 | 1379.5317 | 86.11% | 724.5507 | 13070.8951
4 | 7 | 3 | 18.5833 | 18.6733 | 18.6867 | 18.86 | 0% | 0 | 0 | 0 | 0 | 0 | 0 | 0 | 0 | 69% | 85.4249 | 1587.4798 | 90.32% | 760.0293 | 14334.1526
4 | 7 | 4 | 18.55 | 18.63 | 18.6467 | 18.8133 | 0% | 0 | 0 | 0 | 0 | 0 | 0 | 0 | 0 | 69.27% | 85.7617 | 1590.8793 | 94.52% | 795.3337 | 14962.8784
4 | 7 | 5 | 21.18 | 21.2633 | 21.2967 | 21.5 | 0.01719% | 0.019154 | 0.0038308 | 0.0038308 | 0.0038308 | 0.40568 | 0.081455 | 0.081582 | 0.082361 | 70.66% | 87.4795 | 1852.8154 | 94.46% | 794.8607 | 17089.5043
4 | 7 | 6 | 18.4567 | 18.5367 | 18.57 | 18.79 | 12.64% | 14.0823 | 2.8165 | 2.8165 | 2.8165 | 259.913 | 52.2079 | 52.3018 | 52.9214 | 71.26% | 88.2295 | 1628.4219 | 96.83% | 814.8127 | 15310.3306
4 | 7 | 7 | 17.0233 | 17.12 | 17.13 | 17.3567 | 30.5% | 33.9887 | 6.7977 | 6.7977 | 6.7977 | 578.6002 | 116.3772 | 116.4451 | 117.9859 | 71.87% | 88.9795 | 1514.727 | 93.54% | 787.0832 | 13661.1409
4 | 7 | 8 | 35.21 | 35.4333 | 35.4233 | 36.0933 | 38.04% | 42.3916 | 8.4783 | 8.4783 | 8.4783 | 1492.608 | 300.4151 | 300.3303 | 306.0108 | 76.21% | 94.3472 | 3321.9633 | 86.22% | 725.4632 | 26184.3848
4 | 7 | 9 | 18.2133 | 18.3167 | 18.33 | 18.2367 | 33.24% | 37.0384 | 7.4077 | 7.4077 | 7.4077 | 674.5932 | 135.6841 | 135.7829 | 135.0915 | 79% | 97.8093 | 1781.4342 | 80.82% | 680.0622 | 12402.0672
4 | 7 | 10 | 15.8767 | 15.9667 | 15.98 | 16.2067 | 30.54% | 34.0288 | 6.8058 | 6.8058 | 6.8058 | 540.2642 | 108.6654 | 108.7561 | 110.2987 | 84.44% | 104.5362 | 1659.6866 | 79.06% | 665.2417 | 10781.3509
4 | 7 | 11 | 16.5033 | 16.5833 | 16.6133 | 16.8233 | 22.8% | 25.4028 | 5.0806 | 5.0806 | 5.0806 | 419.2313 | 84.2527 | 84.4051 | 85.472 | 87.31% | 108.0882 | 1783.8151 | 77.54% | 652.4328 | 10976.0945
4 | 7 | 12 | 16.3567 | 16.43 | 16.46 | 16.6633 | 14.14% | 15.7567 | 3.1513 | 3.1513 | 3.1513 | 257.7279 | 51.7767 | 51.8712 | 52.512 | 91.26% | 112.989 | 1848.1237 | 74.93% | 630.5161 | 10506.5003
4 | 7 | 13 | 16.6467 | 16.74 | 16.7567 | 16.96 | 10.16% | 11.3205 | 2.2641 | 2.2641 | 2.2641 | 188.4484 | 37.901 | 37.9387 | 38.3991 | 93.33% | 115.5479 | 1923.4872 | 69.9% | 588.2173 | 9976.1661
4 | 7 | 14 | 17.41 | 17.5133 | 17.5467 | 17.7533 | 7.02% | 7.8228 | 1.5646 | 1.5646 | 1.5646 | 136.1944 | 27.4005 | 27.4527 | 27.776 | 94.51% | 117.0031 | 2037.0247 | 65.73% | 553.0709 | 9818.8516
4 | 7 | 15 | 16.8267 | 16.91 | 16.9533 | 17.17 | 3.552% | 3.9586 | 0.79173 | 0.79173 | 0.79173 | 66.6109 | 13.3882 | 13.4225 | 13.594 | 96.41% | 119.3595 | 2008.4232 | 73.04% | 614.6257 | 10553.1232
4 | 7 | 16 | 20.37 | 20.4867 | 20.53 | 20.7767 | 1.273% | 1.4186 | 0.28372 | 0.28372 | 0.28372 | 28.8972 | 5.8125 | 5.8248 | 5.8948 | 94.96% | 117.5709 | 2394.9189 | 80.33% | 675.9394 | 14043.7682
4 | 7 | 17 | 20.8133 | 20.96 | 20.98 | 21.22 | 1.362% | 1.5175 | 0.30349 | 0.30349 | 0.30349 | 31.5837 | 6.3612 | 6.3673 | 6.4402 | 89.76% | 111.1307 | 2313.0008 | 79.55% | 669.3884 | 14204.4214
4 | 7 | 18 | 27.5733 | 27.75 | 27.78 | 28.0633 | 0.007208% | 0.0080322 | 0.0016064 | 0.0016064 | 0.0016064 | 0.22148 | 0.044579 | 0.044627 | 0.045082 | 79.83% | 98.8392 | 2725.3249 | 85.56% | 719.949 | 20204.1681
4 | 7 | 19 | 35.7367 | 35.9333 | 35.97 | 36.3367 | 0% | 0 | 0 | 0 | 0 | 0 | 0 | 0 | 0 | 72.21% | 89.3967 | 3194.7409 | 88.97% | 748.6545 | 27203.6108
4 | 7 | 20 | 39.9433 | 40.1333 | 40.1867 | 40.6367 | 0% | 0 | 0 | 0 | 0 | 0 | 0 | 0 | 0 | 65.89% | 81.5741 | 3258.3418 | 91.83% | 772.7057 | 31400.1839
4 | 7 | 21 | 29.4933 | 29.6833 | 29.7133 | 30.1933 | 0% | 0 | 0 | 0 | 0 | 0 | 0 | 0 | 0 | 53.04% | 65.6606 | 1936.551 | 89.38% | 752.0785 | 22707.7583
4 | 7 | 22 | 25.7233 | 25.8867 | 25.92 | 26.33 | 0% | 0 | 0 | 0 | 0 | 0 | 0 | 0 | 0 | 48.87% | 60.5032 | 1556.3436 | 88.41% | 743.8944 | 19586.7401
4 | 7 | 23 | 20.92 | 21.0667 | 21.0833 | 21.3633 | 0% | 0 | 0 | 0 | 0 | 0 | 0 | 0 | 0 | 51.53% | 63.7942 | 1334.5739 | 81.33% | 684.3796 | 14620.6288
4 | 8 | 0 | 21.22 | 21.3667 | 21.3733 | 21.6467 | 0% | 0 | 0 | 0 | 0 | 0 | 0 | 0 | 0 | 49.76% | 61.6098 | 1307.3598 | 75.29% | 633.5243 | 13713.6894
4 | 8 | 1 | 22 | 22.1467 | 22.1533 | 22.4367 | 0% | 0 | 0 | 0 | 0 | 0 | 0 | 0 | 0 | 53.99% | 66.8478 | 1470.6511 | 71.04% | 597.7563 | 13411.6584
4 | 8 | 2 | 19.0633 | 19.18 | 19.19 | 20.99 | 0% | 0 | 0 | 0 | 0 | 0 | 0 | 0 | 0 | 55.79% | 69.0684 | 1316.6731 | 64.62% | 543.7269 | 11412.827
4 | 8 | 3 | 17.67 | 17.7633 | 17.7767 | 18.0233 | 0% | 0 | 0 | 0 | 0 | 0 | 0 | 0 | 0 | 55.89% | 69.2006 | 1222.7754 | 69.35% | 583.5205 | 10516.9851
4 | 8 | 4 | 16.54 | 16.62 | 16.6333 | 16.8833 | 0% | 0 | 0 | 0 | 0 | 0 | 0 | 0 | 0 | 56.28% | 69.6791 | 1152.4918 | 72.77% | 612.354 | 10338.5771
4 | 8 | 5 | 23.2433 | 23.3667 | 23.38 | 23.68 | 0.0244% | 0.027186 | 0.0054372 | 0.0054372 | 0.0054372 | 0.63189 | 0.12705 | 0.12712 | 0.12875 | 58.21% | 72.0698 | 1675.1426 | 66.4% | 558.712 | 13230.3006
4 | 8 | 6 | 21.6567 | 21.79 | 21.8033 | 22.1133 | 1.121% | 1.2493 | 0.24986 | 0.24986 | 0.24986 | 27.0561 | 5.4445 | 5.4479 | 5.5253 | 61.8% | 76.5161 | 1657.0829 | 58.11% | 488.9387 | 10812.064
4 | 8 | 7 | 23.64 | 23.8 | 23.8133 | 24.13 | 4.922% | 5.4848 | 1.097 | 1.097 | 1.097 | 129.66 | 26.1075 | 26.1221 | 26.4695 | 66.26% | 82.0328 | 1939.2557 | 55.29% | 465.2221 | 11225.8093
4 | 8 | 8 | 24.62 | 24.7833 | 24.79 | 25.1333 | 9.971% | 11.1117 | 2.2223 | 2.2223 | 2.2223 | 273.5689 | 55.0768 | 55.0916 | 55.8546 | 75.09% | 92.9621 | 2288.7258 | 47.25% | 397.6001 | 9993.0151
4 | 8 | 9 | 25.6933 | 25.9267 | 25.8967 | 26.2033 | 11.81% | 13.158 | 2.6316 | 2.6316 | 2.6316 | 338.0733 | 68.2287 | 68.1497 | 68.9568 | 81.38% | 100.7567 | 2588.7756 | 45.6% | 383.7226 | 10054.812
4 | 8 | 10 | 30.9467 | 31.1133 | 31.1767 | 31.59 | 11.7% | 13.0425 | 2.6085 | 2.6085 | 2.6085 | 403.6211 | 81.159 | 81.3242 | 82.4024 | 86.88% | 107.5564 | 3328.5132 | 52.77% | 444.0239 | 14026.7146
4 | 8 | 11 | 27.0433 | 27.1833 | 27.2267 | 27.64 | 11.93% | 13.289 | 2.6578 | 2.6578 | 2.6578 | 359.3789 | 72.2479 | 72.363 | 73.4616 | 89.99% | 111.4178 | 3013.1088 | 58.46% | 491.9116 | 13596.4362
4 | 8 | 12 | 25.8033 | 25.95 | 25.9933 | 26.4033 | 13.37% | 14.901 | 2.9802 | 2.9802 | 2.9802 | 384.4956 | 77.3362 | 77.4654 | 78.6872 | 92% | 113.8957 | 2938.8878 | 53.31% | 448.6053 | 11844.6748
4 | 8 | 13 | 30.8833 | 31.06 | 31.1533 | 31.57 | 12.2% | 13.5918 | 2.7184 | 2.7184 | 2.7184 | 419.7587 | 84.432 | 84.6857 | 85.8183 | 92.06% | 113.971 | 3519.8057 | 43.95% | 369.7904 | 11674.282
4 | 8 | 14 | 36.5867 | 36.7933 | 36.9333 | 37.38 | 9.767% | 10.8843 | 2.1769 | 2.1769 | 2.1769 | 398.2195 | 80.0938 | 80.3985 | 81.3709 | 92.31% | 114.2858 | 4181.3382 | 49.17% | 413.7363 | 15465.4616
4 | 8 | 15 | 32.6433 | 32.9 | 32.8833 | 33.28 | 9.437% | 10.516 | 2.1032 | 2.1032 | 2.1032 | 343.2783 | 69.1955 | 69.1604 | 69.9947 | 93.21% | 115.4035 | 3767.1545 | 57.04% | 479.9386 | 15972.3561
4 | 8 | 16 | 27.9033 | 28.0933 | 28.1467 | 28.55 | 7.346% | 8.1867 | 1.6373 | 1.6373 | 1.6373 | 228.4359 | 45.9983 | 46.0856 | 46.746 | 92.73% | 114.8017 | 3203.3492 | 67.33% | 566.5724 | 16175.6414
4 | 8 | 17 | 33.55 | 33.8167 | 33.78 | 34.0933 | 3.262% | 3.6355 | 0.7271 | 0.7271 | 0.7271 | 121.9713 | 24.5881 | 24.5615 | 24.7893 | 87.86% | 108.7714 | 3649.2807 | 63.42% | 533.6389 | 18193.5297
4 | 8 | 18 | 34.12 | 34.3467 | 34.4 | 34.95 | 0.0316% | 0.035218 | 0.0070436 | 0.0070436 | 0.0070436 | 1.2016 | 0.24193 | 0.2423 | 0.24618 | 84.84% | 105.0408 | 3583.991 | 55.74% | 469.0677 | 16393.9149
4 | 8 | 19 | 39.3133 | 39.5567 | 39.61 | 40.1033 | 0% | 0 | 0 | 0 | 0 | 0 | 0 | 0 | 0 | 84.96% | 105.1905 | 4135.3892 | 43.87% | 369.1209 | 14802.9792
4 | 8 | 20 | 151.1233 | 151.6367 | 152.09 | 152.9167 | 0% | 0 | 0 | 0 | 0 | 0 | 0 | 0 | 0 | 86.7% | 107.3392 | 16221.4628 | 27.83% | 234.2066 | 35814.0901
4 | 8 | 21 | 62.6733 | 63.1667 | 63.13 | 63.6567 | 0% | 0 | 0 | 0 | 0 | 0 | 0 | 0 | 0 | 81.12% | 100.4283 | 6294.1735 | 16.17% | 136.0256 | 8658.9388
4 | 8 | 22 | 34.4833 | 34.7267 | 34.76 | 35.45 | 0% | 0 | 0 | 0 | 0 | 0 | 0 | 0 | 0 | 79.65% | 98.6145 | 3400.5562 | 12.74% | 107.1832 | 3799.6452
4 | 8 | 23 | 21.3167 | 21.45 | 21.4967 | 21.8267 | 0% | 0 | 0 | 0 | 0 | 0 | 0 | 0 | 0 | 80.27% | 99.3811 | 2118.4732 | 13.19% | 111.0119 | 2423.0207
4 | 9 | 0 | 23.3567 | 23.4733 | 23.52 | 23.8433 | 0% | 0 | 0 | 0 | 0 | 0 | 0 | 0 | 0 | 76.2% | 94.3441 | 2203.5645 | 15.42% | 129.7755 | 3094.2816
4 | 9 | 1 | 21.2133 | 21.3233 | 21.3567 | 21.6633 | 0% | 0 | 0 | 0 | 0 | 0 | 0 | 0 | 0 | 65.57% | 81.1825 | 1722.1522 | 15.92% | 133.9641 | 2902.11
4 | 9 | 2 | 21.3767 | 21.5133 | 21.54 | 21.8133 | 0% | 0 | 0 | 0 | 0 | 0 | 0 | 0 | 0 | 54.56% | 67.5452 | 1443.8919 | 13.53% | 113.8621 | 2483.7121
4 | 9 | 3 | 21.2167 | 21.3667 | 21.3733 | 21.6367 | 0% | 0 | 0 | 0 | 0 | 0 | 0 | 0 | 0 | 54.45% | 67.4111 | 1430.2398 | 10.89% | 91.6426 | 1982.8411
4 | 9 | 4 | 20.3167 | 20.42 | 20.4467 | 20.7333 | 0% | 0 | 0 | 0 | 0 | 0 | 0 | 0 | 0 | 57.82% | 71.5827 | 1454.3219 | 8.836% | 74.3514 | 1541.5521
4 | 9 | 5 | 24.6967 | 24.8033 | 24.8167 | 25.1667 | 0.002772% | 0.0030893 | 0.00061786 | 0.00061786 | 0.00061786 | 0.076296 | 0.015325 | 0.015333 | 0.01555 | 53.3% | 65.9831 | 1629.5629 | 6.678% | 56.1965 | 1414.2788
4 | 9 | 6 | 36.7333 | 36.97 | 36.9167 | 37.4667 | 21.41% | 23.8588 | 4.7718 | 4.7718 | 4.7718 | 876.4128 | 176.4119 | 176.1574 | 178.7818 | 48.75% | 60.3577 | 2217.138 | 6.55% | 55.1155 | 2064.9955
4 | 9 | 7 | 25.7033 | 25.83 | 25.8367 | 26.22 | 48.89% | 54.4801 | 10.896 | 10.896 | 10.896 | 1400.3198 | 281.4441 | 281.5168 | 285.6936 | 33.11% | 40.9881 | 1053.5317 | 6.797% | 57.1913 | 1499.5557
4 | 9 | 8 | 26.4933 | 26.6433 | 26.6533 | 27.0567 | 64.78% | 72.188 | 14.4376 | 14.4376 | 14.4376 | 1912.502 | 384.666 | 384.8104 | 390.6336 | 29.5% | 36.5191 | 967.5121 | 8.026% | 67.5321 | 1827.1934
4 | 9 | 9 | 32.63 | 32.8 | 32.82 | 33.0133 | 71.89% | 80.1128 | 16.0226 | 16.0226 | 16.0226 | 2614.0793 | 525.5397 | 525.8602 | 528.9578 | 32.34% | 40.0372 | 1306.4127 | 8.646% | 72.7495 | 2401.7028
4 | 9 | 10 | 29.71 | 29.8867 | 29.9167 | 30.0333 | 73.8% | 82.2394 | 16.4479 | 16.4479 | 16.4479 | 2443.3339 | 491.5726 | 492.066 | 493.9849 | 44.47% | 55.0618 | 1635.8864 | 9.748% | 82.0229 | 2463.4207
4 | 9 | 11 | 25.9633 | 26.17 | 26.1767 | 26.0933 | 73.77% | 82.2024 | 16.4405 | 16.4405 | 16.4405 | 2134.2476 | 430.2472 | 430.3568 | 428.9868 | 54.93% | 68.0064 | 1765.6723 | 11.8% | 99.322 | 2591.641
4 | 9 | 12 | 26.3367 | 26.5267 | 26.5567 | 26.75 | 71.72% | 79.928 | 15.9856 | 15.9856 | 15.9856 | 2105.0376 | 424.0448 | 424.5243 | 427.6149 | 57.07% | 70.6503 | 1860.6942 | 13.56% | 114.0913 | 3051.9418
4 | 9 | 13 | 24.79 | 24.97 | 24.9933 | 25.5633 | 71.54% | 79.7217 | 15.9443 | 15.9443 | 15.9443 | 1976.2997 | 398.1299 | 398.502 | 407.5902 | 57.66% | 71.38 | 1769.51 | 19.66% | 165.436 | 4229.0944
4 | 9 | 14 | 26.56 | 26.79 | 26.79 | 27.24 | 69.5% | 77.4448 | 15.489 | 15.489 | 15.489 | 2056.9346 | 414.9494 | 414.9494 | 421.9194 | 55.96% | 69.2783 | 1840.0306 | 34.85% | 293.2546 | 7988.2566
4 | 9 | 15 | 24.7967 | 25.0133 | 24.98 | 25.4167 | 60.71% | 67.6548 | 13.531 | 13.531 | 13.531 | 1677.6131 | 338.4543 | 338.0033 | 343.9118 | 52.8% | 65.3642 | 1620.8132 | 56.16% | 472.5555 | 12010.7848
4 | 9 | 16 | 29.67 | 29.8867 | 29.9 | 30.39 | 45.41% | 50.6079 | 10.1216 | 10.1216 | 10.1216 | 1501.5375 | 302.5005 | 302.6355 | 307.595 | 47.47% | 58.7759 | 1743.8816 | 74.62% | 627.8994 | 19081.8629
4 | 9 | 17 | 30.3633 | 30.5767 | 30.5967 | 30.9633 | 22.25% | 24.7992 | 4.9598 | 4.9598 | 4.9598 | 752.9856 | 151.6552 | 151.7544 | 153.573 | 36.42% | 45.0836 | 1368.8886 | 84.22% | 708.711 | 21944.0546
4 | 9 | 18 | 41.7833 | 42.04 | 42.0367 | 41.3667 | 1.417% | 1.5786 | 0.31573 | 0.31573 | 0.31573 | 65.9609 | 13.2732 | 13.2722 | 13.0606 | 34.8% | 43.0889 | 1800.3999 | 81.81% | 688.3731 | 28475.7002
4 | 9 | 19 | 75.1533 | 75.5633 | 75.49 | 77.1233 | 0% | 0 | 0 | 0 | 0 | 0 | 0 | 0 | 0 | 34.44% | 42.6431 | 3204.7744 | 72.6% | 610.8978 | 47114.4725
4 | 9 | 20 | 62.2133 | 62.5167 | 62.4767 | 63.59 | 0% | 0 | 0 | 0 | 0 | 0 | 0 | 0 | 0 | 28.85% | 35.7173 | 2222.0944 | 64.27% | 540.7745 | 34387.8535
4 | 9 | 21 | 24.9267 | 25.06 | 25.07 | 25.5167 | 0% | 0 | 0 | 0 | 0 | 0 | 0 | 0 | 0 | 27.43% | 33.962 | 846.5596 | 69.47% | 584.5618 | 14916.0695
4 | 9 | 22 | 32.2 | 32.4133 | 32.4 | 32.99 | 0% | 0 | 0 | 0 | 0 | 0 | 0 | 0 | 0 | 26.51% | 32.8158 | 1056.6674 | 86.04% | 723.9602 | 23883.4474
4 | 9 | 23 | 25.5033 | 25.6967 | 25.6667 | 26.0067 | 0% | 0 | 0 | 0 | 0 | 0 | 0 | 0 | 0 | 16.92% | 20.9463 | 534.1997 | 87.15% | 733.342 | 19071.7797
4 | 10 | 0 | 26.43 | 26.55 | 26.5867 | 26.9133 | 0% | 0 | 0 | 0 | 0 | 0 | 0 | 0 | 0 | 12.41% | 15.3634 | 406.0559 | 81.12% | 682.5825 | 18370.5711
4 | 10 | 1 | 23.9333 | 24.0433 | 24.0767 | 24.4033 | 0% | 0 | 0 | 0 | 0 | 0 | 0 | 0 | 0 | 7.066% | 8.7478 | 209.3646 | 60.39% | 508.174 | 12401.1396
4 | 10 | 2 | 21.1933 | 21.2867 | 21.3133 | 21.5833 | 0% | 0 | 0 | 0 | 0 | 0 | 0 | 0 | 0 | 4.732% | 5.8588 | 124.1669 | 48.15% | 405.1443 | 8744.3636
4 | 10 | 3 | 19.9267 | 20.0067 | 20.03 | 20.2833 | 0% | 0 | 0 | 0 | 0 | 0 | 0 | 0 | 0 | 4.814% | 5.9606 | 118.774 | 43.17% | 363.2601 | 7368.1247
4 | 10 | 4 | 18.8133 | 18.9233 | 18.9133 | 19.15 | 0% | 0 | 0 | 0 | 0 | 0 | 0 | 0 | 0 | 5.572% | 6.8984 | 129.7817 | 36.71% | 308.885 | 5915.1479
4 | 10 | 5 | 18.5967 | 18.7233 | 18.6767 | 18.9233 | 0.0005544% | 0.00061786 | 0.00012357 | 0.00012357 | 0.00012357 | 0.01149 | 0.0023137 | 0.0023079 | 0.0023384 | 5.5% | 6.8097 | 126.6373 | 31.6% | 265.8871 | 5031.4701
4 | 10 | 6 | 48.63 | 48.8333 | 48.7733 | 49.5033 | 22.32% | 24.8776 | 4.9755 | 4.9755 | 4.9755 | 1209.7998 | 242.9717 | 242.6731 | 246.3053 | 4.415% | 5.4658 | 265.8023 | 18.05% | 151.9033 | 7519.7202
4 | 10 | 7 | 34.2067 | 34.35 | 34.2967 | 34.8433 | 48.47% | 54.0117 | 10.8023 | 10.8023 | 10.8023 | 1847.5618 | 371.0607 | 370.4846 | 376.3899 | 2.409% | 2.9828 | 102.0324 | 11.26% | 94.7154 | 3300.1997
4 | 10 | 8 | 28.0767 | 28.2133 | 28.1933 | 28.8867 | 62.78% | 69.9551 | 13.991 | 13.991 | 13.991 | 1964.1057 | 394.7332 | 394.4534 | 404.1539 | 2.241% | 2.775 | 77.9124 | 8.802% | 74.0643 | 2139.4694
4 | 10 | 9 | 25.1733 | 25.2933 | 25.2967 | 27.8567 | 66.74% | 74.3703 | 14.8741 | 14.8741 | 14.8741 | 1872.1493 | 376.2148 | 376.2643 | 414.3419 | 4.862% | 6.0194 | 151.5275 | 8.518% | 71.674 | 1996.5988
4 | 10 | 10 | 29.91 | 30.0767 | 30.08 | 31.27 | 69.03% | 76.9301 | 15.386 | 15.386 | 15.386 | 2300.9807 | 462.7605 | 462.8118 | 481.1211 | 7.38% | 9.137 | 273.2874 | 11.3% | 95.0734 | 2972.9445
4 | 10 | 11 | 26.7433 | 26.9033 | 26.9167 | 28.0033 | 70.85% | 78.9586 | 15.7917 | 15.7917 | 15.7917 | 2111.6159 | 424.8499 | 425.0604 | 442.2207 | 9.835% | 12.1762 | 325.6326 | 10.83% | 91.1519 | 2552.556
4 | 10 | 12 | 25 | 25.1433 | 25.1733 | 28.0567 | 70.34% | 78.3877 | 15.6775 | 15.6775 | 15.6775 | 1959.6921 | 394.1855 | 394.6559 | 439.8594 | 11.08% | 13.7181 | 342.9536 | 5.672% | 47.7305 | 1339.1601
4 | 10 | 13 | 24.91 | 25.0467 | 25.1 | 26.0567 | 69.49% | 77.4393 | 15.4879 | 15.4879 | 15.4879 | 1929.0121 | 387.9191 | 388.7451 | 403.5618 | 13.23% | 16.3778 | 407.9704 | 7.793% | 65.5773 | 1708.7267
4 | 10 | 14 | 23.5467 | 23.6867 | 23.7367 | 24.8667 | 67.26% | 74.9542 | 14.9908 | 14.9908 | 14.9908 | 1764.922 | 355.0831 | 355.8327 | 372.7723 | 20.29% | 25.1229 | 591.561 | 16.78% | 141.1578 | 3510.1243
4 | 10 | 15 | 25.07 | 25.24 | 25.2767 | 26.7967 | 58.45% | 65.1333 | 13.0267 | 13.0267 | 13.0267 | 1632.8914 | 328.7928 | 329.2705 | 349.071 | 29.22% | 36.1773 | 906.9655 | 26.83% | 225.7808 | 6050.1738
4 | 10 | 16 | 24.9067 | 25.0733 | 25.1067 | 26.3433 | 42.94% | 47.8498 | 9.57 | 9.57 | 9.57 | 1191.7789 | 239.9508 | 240.2698 | 252.1046 | 29.48% | 36.5015 | 909.1315 | 38.88% | 327.183 | 8619.0917
4 | 10 | 17 | 25.8933 | 26.22 | 26.17 | 27.8967 | 20.91% | 23.3064 | 4.6613 | 4.6613 | 4.6613 | 603.4808 | 122.2189 | 121.9858 | 130.0343 | 30.01% | 37.1492 | 961.9175 | 53.87% | 453.2701 | 12644.7261
4 | 10 | 18 | 23.7867 | 23.9167 | 23.9433 | 24.9 | 1.243% | 1.3852 | 0.27705 | 0.27705 | 0.27705 | 32.9505 | 6.6261 | 6.6335 | 6.8985 | 46.07% | 57.0404 | 1356.8013 | 37.61% | 316.4981 | 7880.8028
4 | 10 | 19 | 43.86 | 44.0967 | 44.0833 | 45.65 | 0% | 0 | 0 | 0 | 0 | 0 | 0 | 0 | 0 | 49.45% | 61.2236 | 2685.2677 | 15.01% | 126.324 | 5766.6914
4 | 10 | 20 | 41.4667 | 41.67 | 41.64 | 43.2167 | 0% | 0 | 0 | 0 | 0 | 0 | 0 | 0 | 0 | 47.36% | 58.6286 | 2431.1312 | 5.363% | 45.1235 | 1950.088
4 | 10 | 21 | 25.35 | 25.5067 | 25.5167 | 26.5867 | 0% | 0 | 0 | 0 | 0 | 0 | 0 | 0 | 0 | 51.37% | 63.5972 | 1612.1878 | 11.34% | 95.3829 | 2535.9125
4 | 10 | 22 | 20.87 | 21.0167 | 21.0367 | 21.3133 | 0% | 0 | 0 | 0 | 0 | 0 | 0 | 0 | 0 | 46.93% | 58.0959 | 1212.4617 | 25.6% | 215.4524 | 4592.0083
4 | 10 | 23 | 21.79 | 21.9133 | 21.9433 | 22.13 | 0% | 0 | 0 | 0 | 0 | 0 | 0 | 0 | 0 | 46.39% | 57.4326 | 1251.4571 | 26.17% | 220.1952 | 4872.9191
4 | 11 | 0 | 23.41 | 23.5667 | 23.5767 | 23.7433 | 0% | 0 | 0 | 0 | 0 | 0 | 0 | 0 | 0 | 45.02% | 55.7385 | 1304.8382 | 19.12% | 160.9199 | 3820.7757
4 | 11 | 1 | 23.4567 | 23.7333 | 23.6867 | 23.8133 | 0% | 0 | 0 | 0 | 0 | 0 | 0 | 0 | 0 | 44.54% | 55.1452 | 1293.5217 | 33.41% | 281.1258 | 6694.5434
4 | 11 | 2 | 25.1367 | 25.41 | 25.3633 | 25.49 | 0% | 0 | 0 | 0 | 0 | 0 | 0 | 0 | 0 | 45.22% | 55.9784 | 1407.1113 | 54.33% | 457.1482 | 11652.707
4 | 11 | 3 | 24.1667 | 24.4467 | 24.39 | 24.5267 | 0% | 0 | 0 | 0 | 0 | 0 | 0 | 0 | 0 | 46.92% | 58.0889 | 1403.8148 | 72.34% | 608.7254 | 14930.0059
4 | 11 | 4 | 24.4967 | 24.73 | 24.6933 | 24.8333 | 0% | 0 | 0 | 0 | 0 | 0 | 0 | 0 | 0 | 50.18% | 62.1217 | 1521.7748 | 61.88% | 520.7092 | 12930.9441
4 | 11 | 5 | 26.02 | 26.2067 | 26.15 | 26.3033 | 0.01552% | 0.0173 | 0.00346 | 0.00346 | 0.00346 | 0.45015 | 0.090676 | 0.09048 | 0.09101 | 52.13% | 64.539 | 1679.3046 | 58.28% | 490.4027 | 12899.2268
4 | 11 | 6 | 24.3133 | 24.4667 | 24.44 | 24.61 | 19.67% | 21.9243 | 4.3849 | 4.3849 | 4.3849 | 533.0518 | 107.2827 | 107.1658 | 107.9112 | 43.12% | 53.3852 | 1297.9718 | 75.72% | 637.1679 | 15680.7029
4 | 11 | 7 | 25.1633 | 25.3267 | 25.2867 | 26.0233 | 42.45% | 47.3048 | 9.461 | 9.461 | 9.461 | 1190.3475 | 239.6148 | 239.2364 | 246.2059 | 25.26% | 31.2724 | 786.918 | 81.13% | 682.6672 | 17765.275
4 | 11 | 8 | 38.13 | 38.3633 | 38.34 | 44.3267 | 50.63% | 56.4159 | 11.2832 | 11.2832 | 11.2832 | 2151.1364 | 432.86 | 432.5968 | 500.1453 | 28.15% | 34.8519 | 1328.9012 | 87.88% | 739.4524 | 32777.4591
4 | 11 | 9 | 32.87 | 33.0933 | 33.09 | 58.1633 | 45.15% | 50.3194 | 10.0639 | 10.0639 | 10.0639 | 1653.9986 | 333.0473 | 333.0138 | 585.3488 | 37.89% | 46.9088 | 1541.8915 | 83.15% | 699.6748 | 40695.4186
4 | 11 | 10 | 21.08 | 21.2367 | 21.2533 | 22.7767 | 48.73% | 54.3046 | 10.8609 | 10.8609 | 10.8609 | 1144.7413 | 230.6498 | 230.8308 | 247.3756 | 48.96% | 60.6105 | 1277.6685 | 74.74% | 628.9056 | 14324.3735
4 | 11 | 11 | 19.92 | 20.0867 | 20.1167 | 21.46 | 57.91% | 64.5327 | 12.9065 | 12.9065 | 12.9065 | 1285.4918 | 259.2495 | 259.6366 | 276.9744 | 53.59% | 66.3492 | 1321.676 | 81.16% | 682.9005 | 14655.0448
4 | 11 | 12 | 21.8433 | 22.0333 | 22.0267 | 23.3533 | 66.15% | 73.7123 | 14.7425 | 14.7425 | 14.7425 | 1610.1227 | 324.8256 | 324.7273 | 344.2856 | 58.8% | 72.7957 | 1590.1009 | 81.44% | 685.2625 | 16003.1625
4 | 11 | 13 | 22.5967 | 22.7767 | 22.78 | 23.9533 | 65.23% | 72.6941 | 14.5388 | 14.5388 | 14.5388 | 1642.6438 | 331.1457 | 331.1942 | 348.2531 | 64.64% | 80.0227 | 1808.2466 | 69.38% | 583.8158 | 13984.3351
4 | 11 | 14 | 24.12 | 24.34 | 24.3367 | 25.0633 | 63.28% | 70.5229 | 14.1046 | 14.1046 | 14.1046 | 1701.0125 | 343.3055 | 343.2585 | 353.5078 | 64.97% | 80.4373 | 1940.1468 | 54.52% | 458.7325 | 11497.3661
4 | 11 | 15 | 23.4033 | 23.62 | 23.6067 | 24.6333 | 56.19% | 62.6204 | 12.5241 | 12.5241 | 12.5241 | 1465.5269 | 295.8189 | 295.6519 | 308.51 | 71.16% | 88.0936 | 2061.6843 | 35.25% | 296.6341 | 7307.0866
4 | 11 | 16 | 23.56 | 23.7567 | 23.77 | 26.0967 | 43.32% | 48.2724 | 9.6545 | 9.6545 | 9.6545 | 1137.2981 | 229.3583 | 229.4871 | 251.9498 | 72.95% | 90.3182 | 2127.8968 | 24.95% | 209.9368 | 5478.6519
4 | 11 | 17 | 24.0133 | 24.1933 | 24.2133 | 24.9233 | 20.61% | 22.9684 | 4.5937 | 4.5937 | 4.5937 | 551.549 | 111.1367 | 111.2285 | 114.49 | 68.97% | 85.3823 | 2050.3144 | 23.25% | 195.6463 | 4876.1583
4 | 11 | 18 | 21.6467 | 21.7967 | 21.8167 | 22.18 | 1.083% | 1.2073 | 0.24146 | 0.24146 | 0.24146 | 26.1341 | 5.263 | 5.2679 | 5.3556 | 72.9% | 90.2477 | 1953.5614 | 25.01% | 210.4785 | 4668.4131
4 | 11 | 19 | 31.92 | 32.1067 | 32.1167 | 32.38 | 0% | 0 | 0 | 0 | 0 | 0 | 0 | 0 | 0 | 84.15% | 104.1857 | 3325.6088 | 35.3% | 296.9943 | 9616.6762
4 | 11 | 20 | 25.0733 | 25.22 | 25.2267 | 25.4433 | 0% | 0 | 0 | 0 | 0 | 0 | 0 | 0 | 0 | 82.12% | 101.674 | 2549.3063 | 70.04% | 589.3894 | 14996.03
4 | 11 | 21 | 23.9667 | 24.1233 | 24.13 | 24.3467 | 0% | 0 | 0 | 0 | 0 | 0 | 0 | 0 | 0 | 72.43% | 89.6777 | 2149.2762 | 95.7% | 805.2475 | 19605.0923
4 | 11 | 22 | 19.98 | 20.1133 | 20.11 | 20.2767 | 0% | 0 | 0 | 0 | 0 | 0 | 0 | 0 | 0 | 71.45% | 88.4568 | 1767.3659 | 98.05% | 825.0143 | 16728.5392
4 | 11 | 23 | 19.4033 | 19.5033 | 19.5233 | 19.6967 | 0% | 0 | 0 | 0 | 0 | 0 | 0 | 0 | 0 | 61.88% | 76.6101 | 1486.4914 | 97.87% | 823.5082 | 16220.3674
4 | 12 | 0 | 25.4667 | 25.5933 | 25.6167 | 25.82 | 0% | 0 | 0 | 0 | 0 | 0 | 0 | 0 | 0 | 55.04% | 68.1406 | 1735.3148 | 98.54% | 829.1554 | 21408.7932
4 | 12 | 1 | 25.1433 | 25.2767 | 25.29 | 25.4667 | 0% | 0 | 0 | 0 | 0 | 0 | 0 | 0 | 0 | 53.41% | 66.1301 | 1662.731 | 99.08% | 833.7455 | 21232.7194
4 | 12 | 2 | 24.0233 | 24.1733 | 24.1667 | 24.32 | 0% | 0 | 0 | 0 | 0 | 0 | 0 | 0 | 0 | 47.66% | 59.0089 | 1417.5906 | 99.21% | 834.8487 | 20303.5193
4 | 12 | 3 | 24.02 | 24.1267 | 24.14 | 24.2467 | 0% | 0 | 0 | 0 | 0 | 0 | 0 | 0 | 0 | 41.05% | 50.8231 | 1220.7706 | 98.01% | 824.7311 | 19996.9789
4 | 12 | 4 | 24.7167 | 24.8467 | 24.84 | 24.6733 | 0% | 0 | 0 | 0 | 0 | 0 | 0 | 0 | 0 | 42.95% | 53.1721 | 1314.2377 | 95.75% | 805.7023 | 19879.3606
4 | 12 | 5 | 24.1 | 24.23 | 24.21 | 24.3567 | 0.1414% | 0.15756 | 0.031511 | 0.031511 | 0.031511 | 3.7971 | 0.76351 | 0.76288 | 0.7675 | 43.53% | 53.8885 | 1298.714 | 93.54% | 787.0964 | 19171.0457
4 | 12 | 6 | 25.2667 | 25.4133 | 25.3933 | 25.5567 | 17.92% | 19.9724 | 3.9945 | 3.9945 | 3.9945 | 504.6367 | 101.5132 | 101.4333 | 102.0857 | 44.86% | 55.5336 | 1403.1484 | 89.72% | 754.9285 | 19293.4567
4 | 12 | 7 | 27.15 | 27.3333 | 27.2967 | 27.49 | 39.92% | 44.4868 | 8.8974 | 8.8974 | 8.8974 | 1207.8157 | 243.1943 | 242.8681 | 244.5882 | 50.19% | 62.143 | 1687.1812 | 82.6% | 695.0137 | 19105.926
4 | 12 | 8 | 24.2967 | 24.5033 | 24.41 | 24.55 | 55.11% | 61.4094 | 12.2819 | 12.2819 | 12.2819 | 1492.0443 | 300.9471 | 299.8008 | 301.5203 | 54.01% | 66.8626 | 1624.5377 | 78.64% | 661.7394 | 16245.7019
4 | 12 | 9 | 23.9833 | 24.1967 | 24.1133 | 26.1 | 64.07% | 71.3929 | 14.2786 | 14.2786 | 14.2786 | 1712.2387 | 345.4938 | 344.3039 | 372.6707 | 56.77% | 70.2895 | 1685.7758 | 79.75% | 671.1037 | 17515.8068
4 | 12 | 10 | 23.1033 | 23.29 | 23.2433 | 26.5567 | 67.55% | 75.2755 | 15.0551 | 15.0551 | 15.0551 | 1739.1152 | 350.6333 | 349.9307 | 399.8133 | 59.77% | 73.9997 | 1709.6393 | 78.4% | 659.6981 | 17519.3834
4 | 12 | 11 | 23.88 | 24.0767 | 24.01 | 26.7867 | 65.19% | 72.6471 | 14.5294 | 14.5294 | 14.5294 | 1734.8132 | 349.8201 | 348.8515 | 389.1948 | 62.02% | 76.7852 | 1833.6303 | 84.49% | 710.9082 | 19042.8599
4 | 12 | 12 | 26.3267 | 26.5 | 26.4967 | 26.7333 | 61.42% | 68.445 | 13.689 | 13.689 | 13.689 | 1801.9295 | 362.7587 | 362.713 | 365.9528 | 62.7% | 77.6312 | 2043.7704 | 88.01% | 740.5438 | 19797.2036
4 | 12 | 13 | 25.0067 | 25.17 | 25.17 | 26 | 50.95% | 56.7736 | 11.3547 | 11.3547 | 11.3547 | 1419.7184 | 285.7983 | 285.7983 | 295.2227 | 61.66% | 76.333 | 1908.8331 | 89.55% | 753.532 | 19591.8331
4 | 12 | 14 | 25.1333 | 25.3133 | 25.26 | 25.5767 | 34.81% | 38.7969 | 7.7594 | 7.7594 | 7.7594 | 975.0946 | 196.4156 | 196.0018 | 198.4589 | 59.3% | 73.4105 | 1845.0503 | 89.96% | 757.0064 | 19361.7016
4 | 12 | 15 | 22.1467 | 22.32 | 22.2567 | 22.4733 | 19.57% | 21.8106 | 4.3621 | 4.3621 | 4.3621 | 483.0314 | 97.3624 | 97.0861 | 98.0312 | 58.68% | 72.6464 | 1608.8751 | 91.09% | 766.4546 | 17224.7894
4 | 12 | 16 | 24.1467 | 24.3367 | 24.3167 | 25.2633 | 8.708% | 9.7042 | 1.9408 | 1.9408 | 1.9408 | 234.3231 | 47.2334 | 47.1946 | 49.0319 | 59.19% | 73.2843 | 1769.5726 | 93.11% | 783.5033 | 19793.9045
4 | 12 | 17 | 25.35 | 25.7167 | 25.72 | 25.93 | 1.013% | 1.1288 | 0.22577 | 0.22577 | 0.22577 | 28.616 | 5.806 | 5.8067 | 5.8541 | 56.15% | 69.5107 | 1762.0972 | 95.62% | 804.611 | 20863.5641
4 | 12 | 18 | 26.6467 | 26.88 | 26.77 | 26.8933 | 0.006653% | 0.0074144 | 0.0014829 | 0.0014829 | 0.0014829 | 0.19757 | 0.03986 | 0.039696 | 0.039879 | 52.38% | 64.848 | 1727.9838 | 97.67% | 821.8671 | 22102.7447
4 | 12 | 19 | 25.0433 | 25.27 | 25.1667 | 25.3967 | 0% | 0 | 0 | 0 | 0 | 0 | 0 | 0 | 0 | 52.86% | 65.4454 | 1638.9719 | 99.04% | 833.3997 | 21165.5734
4 | 12 | 20 | 24.2067 | 24.4 | 24.3333 | 24.4867 | 0% | 0 | 0 | 0 | 0 | 0 | 0 | 0 | 0 | 49.4% | 61.1549 | 1480.3569 | 99.14% | 834.2267 | 20427.4301
4 | 12 | 21 | 19.7867 | 20.0167 | 20.0067 | 20.1633 | 0% | 0 | 0 | 0 | 0 | 0 | 0 | 0 | 0 | 48.88% | 60.5168 | 1197.4256 | 98.47% | 828.5483 | 16706.2959
4 | 12 | 22 | 21.6933 | 21.91 | 21.8567 | 22.0033 | 0% | 0 | 0 | 0 | 0 | 0 | 0 | 0 | 0 | 44.09% | 54.5874 | 1184.1826 | 94.04% | 791.2702 | 17410.5821
4 | 12 | 23 | 21.0267 | 21.21 | 21.2033 | 21.36 | 0% | 0 | 0 | 0 | 0 | 0 | 0 | 0 | 0 | 34.09% | 42.2061 | 887.4535 | 88.48% | 744.5108 | 15902.7504
4 | 13 | 0 | 18.5 | 18.7933 | 18.7433 | 18.8467 | 0% | 0 | 0 | 0 | 0 | 0 | 0 | 0 | 0 | 26.89% | 33.2859 | 615.7885 | 81.57% | 686.3566 | 12935.5342
4 | 13 | 1 | 17.8633 | 18.13 | 18.0867 | 18.1867 | 0% | 0 | 0 | 0 | 0 | 0 | 0 | 0 | 0 | 24.65% | 30.5183 | 545.1593 | 75.32% | 633.7693 | 11526.151
4 | 13 | 2 | 18.9633 | 19.0767 | 19.0667 | 19.19 | 0% | 0 | 0 | 0 | 0 | 0 | 0 | 0 | 0 | 21.45% | 26.5507 | 503.4901 | 65.02% | 547.0943 | 10498.7391
4 | 13 | 3 | 17.77 | 17.9333 | 17.8767 | 17.9567 | 0% | 0 | 0 | 0 | 0 | 0 | 0 | 0 | 0 | 18.05% | 22.3474 | 397.1131 | 57.62% | 484.8375 | 8706.0647
4 | 13 | 4 | 12.5267 | 12.6167 | 12.5833 | 12.6433 | 0% | 0 | 0 | 0 | 0 | 0 | 0 | 0 | 0 | 16.21% | 20.0716 | 251.4306 | 54.25% | 456.5252 | 5772.0004
4 | 13 | 5 | 14.4467 | 14.5 | 14.5 | 14.6067 | 0.3626% | 0.40408 | 0.080817 | 0.080817 | 0.080817 | 5.8376 | 1.1718 | 1.1718 | 1.1805 | 15.84% | 19.6087 | 283.2806 | 51.62% | 434.3346 | 6344.1804
4 | 13 | 6 | 20.98 | 21.0533 | 21.0833 | 21.26 | 6.594% | 7.3482 | 1.4696 | 1.4696 | 1.4696 | 154.1662 | 30.941 | 30.9851 | 31.2447 | 12.12% | 15.0057 | 314.8197 | 49.87% | 419.6192 | 8921.1051
4 | 13 | 7 | 22.42 | 22.4933 | 22.5367 | 22.74 | 21.77% | 24.2573 | 4.8515 | 4.8515 | 4.8515 | 543.8489 | 109.1255 | 109.3358 | 110.3222 | 10.28% | 12.7294 | 285.3924 | 45.61% | 383.8136 | 8727.922
4 | 13 | 8 | 21.9433 | 22.0267 | 22.0767 | 22.5333 | 49.91% | 55.6145 | 11.1229 | 11.1229 | 11.1229 | 1220.3672 | 245.0003 | 245.5565 | 250.6359 | 13.66% | 16.9064 | 370.9833 | 40.13% | 337.7031 | 7609.5765
4 | 13 | 9 | 21.4233 | 21.5133 | 21.56 | 22.0333 | 62.33% | 69.454 | 13.8908 | 13.8908 | 13.8908 | 1487.9362 | 298.8374 | 299.4857 | 306.0606 | 18.04% | 22.34 | 478.5964 | 33.6% | 282.7285 | 6229.4504
4 | 13 | 10 | 19.6533 | 19.7567 | 19.7733 | 21.5167 | 65.88% | 73.4182 | 14.6836 | 14.6836 | 14.6836 | 1442.9126 | 290.0998 | 290.3446 | 315.943 | 19.39% | 24.0068 | 471.8132 | 29.2% | 245.6884 | 5286.3952
4 | 13 | 11 | 23.5333 | 23.64 | 23.6833 | 24.7933 | 58.86% | 65.5917 | 13.1183 | 13.1183 | 13.1183 | 1543.5922 | 310.1177 | 310.6862 | 325.2476 | 20.8% | 25.7486 | 605.9503 | 28.31% | 238.2479 | 5906.9589
4 | 13 | 12 | 23.8667 | 23.9867 | 24.05 | 24.3333 | 57.08% | 63.6053 | 12.7211 | 12.7211 | 12.7211 | 1518.0467 | 305.1359 | 305.9415 | 309.5458 | 21.75% | 26.924 | 642.5852 | 22.17% | 186.5772 | 4540.0447
4 | 13 | 13 | 20.3 | 20.4033 | 20.4567 | 24.02 | 53.92% | 60.0878 | 12.0176 | 12.0176 | 12.0176 | 1219.7826 | 245.1983 | 245.8393 | 288.6619 | 22.88% | 28.3258 | 575.0143 | 24.36% | 205.0098 | 4924.3354
4 | 13 | 14 | 20.2833 | 20.3733 | 20.4267 | 29.8767 | 45.46% | 50.6642 | 10.1328 | 10.1328 | 10.1328 | 1027.6381 | 206.4396 | 206.98 | 302.7353 | 21.57% | 26.7004 | 541.5741 | 28.83% | 242.5706 | 7247.2023
4 | 13 | 15 | 20.3 | 20.3967 | 20.4567 | 24.11 | 40.44% | 45.0626 | 9.0125 | 9.0125 | 9.0125 | 914.7711 | 183.8254 | 184.3662 | 217.2919 | 22.43% | 27.7683 | 563.6965 | 28.62% | 240.8547 | 5807.0058
4 | 13 | 16 | 23.7067 | 23.8167 | 23.89 | 26.7067 | 28.18% | 31.406 | 6.2812 | 6.2812 | 6.2812 | 744.5312 | 149.5972 | 150.0578 | 167.7498 | 24.73% | 30.6208 | 725.9163 | 28.52% | 240.0132 | 6409.9525
4 | 13 | 17 | 21.9467 | 22.0667 | 22.13 | 25.3233 | 12.81% | 14.2757 | 2.8551 | 2.8551 | 2.8551 | 313.3047 | 63.0036 | 63.1844 | 72.3018 | 31.94% | 39.5474 | 867.9338 | 32.77% | 275.7643 | 6983.2725
4 | 13 | 18 | 30.4 | 30.56 | 30.59 | 34.86 | 0.4286% | 0.47761 | 0.095522 | 0.095522 | 0.095522 | 14.5193 | 2.9191 | 2.922 | 3.3299 | 45.61% | 56.4694 | 1716.6701 | 35.39% | 297.7943 | 10381.1077
4 | 13 | 19 | 20.37 | 20.4733 | 20.49 | 24.4567 | 0% | 0 | 0 | 0 | 0 | 0 | 0 | 0 | 0 | 41.92% | 51.9012 | 1057.2272 | 38.41% | 323.223 | 7904.9563
4 | 13 | 20 | 16.5267 | 16.61 | 16.6233 | 23.97 | 0% | 0 | 0 | 0 | 0 | 0 | 0 | 0 | 0 | 41.08% | 50.8607 | 840.5577 | 30.99% | 260.7499 | 6250.1758
4 | 13 | 21 | 16.5933 | 16.6967 | 16.7367 | 20.44 | 0% | 0 | 0 | 0 | 0 | 0 | 0 | 0 | 0 | 41.07% | 50.8412 | 843.6257 | 28.35% | 238.5658 | 4876.2846
4 | 13 | 22 | 18.6033 | 18.7033 | 18.75 | 23.4567 | 0% | 0 | 0 | 0 | 0 | 0 | 0 | 0 | 0 | 40.84% | 50.5637 | 940.6534 | 43.66% | 367.4183 | 8618.4076
4 | 13 | 23 | -14.1067 | -14.0833 | -14.1567 | 26.2767 | 0% | 0 | 0 | 0 | 0 | 0 | 0 | 0 | 0 | 45.91% | 56.8352 | -801.7547 | 58.34% | 490.9113 | 12899.5136
4 | 14 | 0 | 16.0633 | 16.15 | 16.1567 | 24.7333 | 0% | 0 | 0 | 0 | 0 | 0 | 0 | 0 | 0 | 50.21% | 62.1621 | 998.531 | 44.08% | 370.8866 | 9173.2621
4 | 14 | 1 | 14.53 | 14.57 | 14.59 | 16.1333 | 0% | 0 | 0 | 0 | 0 | 0 | 0 | 0 | 0 | 53.19% | 65.8501 | 956.8021 | 33.72% | 283.7178 | 4577.3134
4 | 14 | 2 | 14.53 | 14.5633 | 14.5967 | 14.7 | 0% | 0 | 0 | 0 | 0 | 0 | 0 | 0 | 0 | 53.85% | 66.6632 | 968.6157 | 21.1% | 177.5575 | 2610.0946
4 | 14 | 3 | 14.89 | 14.92 | 14.9567 | 15.06 | 0% | 0 | 0 | 0 | 0 | 0 | 0 | 0 | 0 | 54.92% | 67.9902 | 1012.3744 | 10.88% | 91.5813 | 1379.215
4 | 14 | 4 | 15.1133 | 15.1433 | 15.1767 | 15.28 | 0% | 0 | 0 | 0 | 0 | 0 | 0 | 0 | 0 | 53.48% | 66.2053 | 1000.5823 | 5.619% | 47.2813 | 722.4586
4 | 14 | 5 | 15.3367 | 15.3867 | 15.4067 | 15.5033 | 0.423% | 0.47143 | 0.094286 | 0.094286 | 0.094286 | 7.2302 | 1.4507 | 1.4526 | 1.4617 | 53.6% | 66.3591 | 1017.7275 | 2.298% | 19.3358 | 299.7701
4 | 14 | 6 | 17.3367 | 17.4033 | 17.4367 | 17.5467 | 12.95% | 14.4265 | 2.8853 | 2.8853 | 2.8853 | 250.1072 | 50.2138 | 50.31 | 50.6274 | 53.94% | 66.7821 | 1157.7797 | 1.107% | 9.3112 | 163.381
4 | 14 | 7 | 17.81 | 17.8667 | 17.9133 | 18.05 | 25.5% | 28.4155 | 5.6831 | 5.6831 | 5.6831 | 506.0806 | 101.5382 | 101.8034 | 102.5801 | 38.96% | 48.232 | 859.0121 | 0.8092% | 6.809 | 122.9018
4 | 14 | 8 | 17.2667 | 17.3367 | 17.3767 | 17.5233 | 40.03% | 44.6097 | 8.9219 | 8.9219 | 8.9219 | 770.2612 | 154.6768 | 155.0337 | 156.3422 | 28% | 34.6674 | 598.5905 | 1.248% | 10.4978 | 183.9572
4 | 14 | 9 | 15.38 | 15.45 | 15.4833 | 15.2633 | 44.94% | 50.0747 | 10.0149 | 10.0149 | 10.0149 | 770.1492 | 154.7309 | 155.0647 | 152.8614 | 25.16% | 31.1489 | 479.0697 | 3.478% | 29.2653 | 446.6865
4 | 14 | 10 | 17.1 | 17.19 | 17.2267 | 17.0267 | 39.65% | 44.1846 | 8.8369 | 8.8369 | 8.8369 | 755.5572 | 151.9068 | 152.2308 | 150.4634 | 24.98% | 30.9284 | 528.8764 | 8.259% | 69.4923 | 1183.2216
4 | 14 | 11 | 18.6333 | 18.73 | 18.7767 | 27.9033 | 29.53% | 32.9043 | 6.5809 | 6.5809 | 6.5809 | 613.1169 | 123.2595 | 123.5666 | 183.628 | 27.39% | 33.9051 | 631.7649 | 13.7% | 115.2616 | 3216.1832
4 | 14 | 12 | 17.45 | 17.5567 | 17.5733 | 57.9567 | 16.81% | 18.7299 | 3.746 | 3.746 | 3.746 | 326.8368 | 65.7669 | 65.8294 | 217.1046 | 28.94% | 35.835 | 625.3201 | 24.15% | 203.1784 | 11775.544
4 | 14 | 13 | 17.5733 | 17.6567 | 17.6933 | 22.5533 | 10.07% | 11.2229 | 2.2446 | 2.2446 | 2.2446 | 197.2232 | 39.6317 | 39.714 | 50.6226 | 30.17% | 37.3531 | 656.419 | 36.98% | 311.204 | 7018.6869
4 | 14 | 14 | 18.92 | 19.0267 | 19.06 | 29.96 | 6.537% | 7.2852 | 1.457 | 1.457 | 1.457 | 137.8365 | 27.7227 | 27.7713 | 43.6531 | 34.76% | 43.0285 | 814.0987 | 49.5% | 416.4843 | 12477.8705
4 | 14 | 15 | 19.9733 | 20.1 | 20.1133 | 24.07 | 4.839% | 5.3921 | 1.0784 | 1.0784 | 1.0784 | 107.6981 | 21.6762 | 21.6906 | 25.9575 | 39.37% | 48.7411 | 973.5231 | 57.27% | 481.923 | 11599.8857
4 | 14 | 16 | 23.42 | 23.5433 | 23.58 | 24.96 | 2.071% | 2.3077 | 0.46154 | 0.46154 | 0.46154 | 54.0468 | 10.8663 | 10.8832 | 11.5201 | 43.36% | 53.6824 | 1257.2421 | 66.83% | 562.3563 | 14036.4144
4 | 14 | 17 | 23.0233 | 23.1267 | 23.1667 | 26.0267 | 0.8976% | 1.0003 | 0.20006 | 0.20006 | 0.20006 | 23.0307 | 4.6268 | 4.6348 | 5.207 | 41.91% | 51.8829 | 1194.5172 | 75.96% | 639.1734 | 16635.5523
4 | 14 | 18 | 27.1867 | 27.3467 | 27.36 | 36.9633 | 0.09204% | 0.10257 | 0.020513 | 0.020513 | 0.020513 | 2.7884 | 0.56096 | 0.56124 | 0.75823 | 59.19% | 73.2768 | 1992.153 | 82.14% | 691.1463 | 25547.0717
4 | 14 | 19 | 25.2267 | 25.49 | 25.43 | 31.41 | 0% | 0 | 0 | 0 | 0 | 0 | 0 | 0 | 0 | 68.9% | 85.3042 | 2151.9399 | 88.17% | 741.9223 | 23303.7796
4 | 14 | 20 | 22.73 | 22.9333 | 22.8667 | 28.19 | 0% | 0 | 0 | 0 | 0 | 0 | 0 | 0 | 0 | 69.83% | 86.4496 | 1964.9987 | 93.13% | 783.6164 | 22090.1474
4 | 14 | 21 | 30.5567 | 30.71 | 30.6967 | 35.36 | 0% | 0 | 0 | 0 | 0 | 0 | 0 | 0 | 0 | 63.02% | 78.0278 | 2384.268 | 94.97% | 799.1299 | 28257.2331
4 | 14 | 22 | 22.9867 | 23.1533 | 23.16 | 28.5567 | 0% | 0 | 0 | 0 | 0 | 0 | 0 | 0 | 0 | 53.91% | 66.7402 | 1534.1338 | 96.77% | 814.293 | 23253.494
4 | 14 | 23 | 22.31 | 22.5533 | 22.53 | 25.6367 | 0% | 0 | 0 | 0 | 0 | 0 | 0 | 0 | 0 | 47.12% | 58.335 | 1301.4539 | 97.73% | 822.3282 | 21081.7547
4 | 15 | 0 | 24.31 | 24.5433 | 24.5367 | 24.6767 | 0% | 0 | 0 | 0 | 0 | 0 | 0 | 0 | 0 | 41.88% | 51.8556 | 1260.6107 | 98.18% | 826.1618 | 20386.9188
4 | 15 | 1 | 20.7933 | 20.9567 | 20.9667 | 21.46 | 0% | 0 | 0 | 0 | 0 | 0 | 0 | 0 | 0 | 43.35% | 53.6641 | 1115.8545 | 98.95% | 832.6088 | 17867.7847
4 | 15 | 2 | 17.66 | 17.7933 | 17.85 | 19.7033 | 0% | 0 | 0 | 0 | 0 | 0 | 0 | 0 | 0 | 43.23% | 53.5165 | 945.1012 | 99.25% | 835.1321 | 16454.8858
4 | 15 | 3 | 22.4867 | 22.5967 | 22.79 | 23.96 | 0% | 0 | 0 | 0 | 0 | 0 | 0 | 0 | 0 | 39.18% | 48.5065 | 1090.7487 | 99.25% | 835.1528 | 20010.2614
4 | 15 | 4 | 18.29 | 18.36 | 18.9833 | 22.99 | 0% | 0 | 0 | 0 | 0 | 0 | 0 | 0 | 0 | 37.88% | 46.9032 | 857.8591 | 99.44% | 836.7702 | 19237.348
4 | 15 | 5 | 23.0933 | 23.1633 | 23.8467 | 28.2533 | 0.02772% | 0.030893 | 0.0061786 | 0.0061786 | 0.0061786 | 0.71343 | 0.14312 | 0.14734 | 0.17457 | 34.09% | 42.2109 | 974.7915 | 99.55% | 837.65 | 23666.4042
4 | 15 | 6 | 22.6767 | 22.8067 | 23.27 | 28.0367 | 6.822% | 7.6022 | 1.5204 | 1.5204 | 1.5204 | 172.3923 | 34.6761 | 35.3806 | 42.628 | 30.38% | 37.6133 | 852.9435 | 99.57% | 837.8456 | 23490.3967
4 | 15 | 7 | 29.2867 | 29.47 | 29.41 | 58.61 | 18.97% | 21.1402 | 4.228 | 4.228 | 4.228 | 619.1257 | 124.6003 | 124.3466 | 247.8053 | 17.84% | 22.0847 | 646.7886 | 99.47% | 836.9603 | 49054.2408
4 | 15 | 8 | 23.5767 | 23.73 | 23.74 | 32.25 | 30.59% | 34.0918 | 6.8184 | 6.8184 | 6.8184 | 803.7719 | 161.7999 | 161.868 | 219.8924 | 13.68% | 16.9398 | 399.3845 | 99.75% | 839.3476 | 27068.9587
4 | 15 | 9 | 28.95 | 29.19 | 29.0667 | 64.9533 | 49.04% | 54.6469 | 10.9294 | 10.9294 | 10.9294 | 1582.028 | 319.0287 | 317.6807 | 709.8998 | 16.24% | 20.1061 | 582.0728 | 99.95% | 841.024 | 54627.3102
4 | 15 | 10 | 71.02 | 71.82 | 71.1733 | 91.74 | 63.08% | 70.2924 | 14.0585 | 14.0585 | 14.0585 | 4992.1692 | 1009.6806 | 1000.5895 | 1289.7257 | 18.62% | 23.0497 | 1636.9872 | 99.97% | 841.1855 | 77170.3549
4 | 15 | 11 | 32.87 | 33.1 | 32.9633 | 37.8733 | 64.47% | 71.8476 | 14.3695 | 14.3695 | 14.3695 | 2361.6307 | 475.6311 | 473.6673 | 544.2216 | 22.37% | 27.6917 | 910.2251 | 99.93% | 840.8952 | 31847.5036
4 | 15 | 12 | 42.1733 | 42.4267 | 42.3067 | 46.36 | 56.53% | 62.9967 | 12.5993 | 12.5993 | 12.5993 | 2656.7814 | 534.5481 | 533.0362 | 584.1055 | 27.29% | 33.7807 | 1424.6466 | 99.81% | 839.8177 | 38933.9504
4 | 15 | 13 | 29.3867 | 29.6 | 29.4933 | 39.5033 | 58.49% | 65.1759 | 13.0352 | 13.0352 | 13.0352 | 1915.3029 | 385.8414 | 384.451 | 514.9332 | 33.34% | 41.2782 | 1213.0278 | 99.82% | 839.94 | 33180.4302
4 | 15 | 14 | 27.0167 | 27.2367 | 27.2 | 30.53 | 59.04% | 65.7975 | 13.1595 | 13.1595 | 13.1595 | 1777.6288 | 358.4208 | 357.9383 | 401.7595 | 40.52% | 50.1679 | 1355.3691 | 99.76% | 839.4398 | 25628.0982
4 | 15 | 15 | 31.14 | 31.4167 | 31.3067 | 31.86 | 59.63% | 66.4469 | 13.2894 | 13.2894 | 13.2894 | 2069.1553 | 417.5078 | 416.0459 | 423.3994 | 46.79% | 57.9303 | 1803.9505 | 98.8% | 831.3706 | 26487.4685
4 | 15 | 16 | 28.3533 | 28.53 | 28.4633 | 30.5467 | 45.28% | 50.4634 | 10.0927 | 10.0927 | 10.0927 | 1430.8044 | 287.9439 | 287.2711 | 308.2975 | 49.04% | 60.7189 | 1721.583 | 97.11% | 817.1206 | 24960.31
4 | 15 | 17 | 33.3633 | 33.5933 | 33.5233 | 34.6467 | 23.16% | 25.8057 | 5.1611 | 5.1611 | 5.1611 | 860.9633 | 173.3797 | 173.0184 | 178.8161 | 43.39% | 53.7218 | 1792.3376 | 93.71% | 788.4907 | 27318.576
4 | 15 | 18 | 28.6333 | 28.82 | 28.7567 | 31.0633 | 1.546% | 1.7226 | 0.34452 | 0.34452 | 0.34452 | 49.3239 | 9.9291 | 9.9073 | 10.702 | 60.47% | 74.8652 | 2143.6391 | 90.1% | 758.1592 | 23550.953
4 | 15 | 19 | 47.8267 | 48.1567 | 48.02 | 54.03 | 0% | 0 | 0 | 0 | 0 | 0 | 0 | 0 | 0 | 75.75% | 93.7881 | 4485.5737 | 91.59% | 770.7002 | 41640.9325
4 | 15 | 20 | 58.7133 | 59.0533 | 58.8833 | 63.98 | 0% | 0 | 0 | 0 | 0 | 0 | 0 | 0 | 0 | 63.11% | 78.1386 | 4587.7752 | 87.63% | 737.3672 | 47176.7526
4 | 15 | 21 | 54.6267 | 54.95 | 54.84 | 58.73 | 0% | 0 | 0 | 0 | 0 | 0 | 0 | 0 | 0 | 60.25% | 74.5878 | 4074.4822 | 82.59% | 694.9916 | 40816.8558
4 | 15 | 22 | 37.4567 | 37.6467 | 37.6567 | 42.5967 | 0% | 0 | 0 | 0 | 0 | 0 | 0 | 0 | 0 | 59.42% | 73.567 | 2755.5762 | 75.54% | 635.5973 | 27074.3255
4 | 15 | 23 | 30.2567 | 30.4067 | 30.4167 | 35.74 | 0% | 0 | 0 | 0 | 0 | 0 | 0 | 0 | 0 | 44.31% | 54.863 | 1659.9706 | 74.28% | 625.0394 | 22338.9069
4 | 16 | 0 | 37.96 | 38.0667 | 38.0367 | 47.08 | 0% | 0 | 0 | 0 | 0 | 0 | 0 | 0 | 0 | 31.76% | 39.32 | 1492.587 | 76.2% | 641.1785 | 30186.6837
4 | 16 | 1 | 35.3267 | 35.4233 | 35.4133 | 37.1767 | 0% | 0 | 0 | 0 | 0 | 0 | 0 | 0 | 0 | 27.77% | 34.3836 | 1214.6585 | 75.84% | 638.1751 | 23725.2234
4 | 16 | 2 | 27.66 | 27.7433 | 27.75 | 28.9433 | 0% | 0 | 0 | 0 | 0 | 0 | 0 | 0 | 0 | 21.53% | 26.659 | 737.3873 | 80.76% | 679.5839 | 19669.4239
4 | 16 | 3 | 31.42 | 31.5067 | 31.5233 | 32.5 | 0% | 0 | 0 | 0 | 0 | 0 | 0 | 0 | 0 | 15.75% | 19.4947 | 612.523 | 78.69% | 662.1633 | 21520.3071
4 | 16 | 4 | 41.6667 | 41.76 | 41.7733 | 44.27 | 0% | 0 | 0 | 0 | 0 | 0 | 0 | 0 | 0 | 13.16% | 16.2929 | 678.8693 | 73.77% | 620.7625 | 27481.1574
4 | 16 | 5 | 30.71 | 30.8267 | 30.82 | 35.1067 | 0.3648% | 0.40655 | 0.081311 | 0.081311 | 0.081311 | 12.4853 | 2.5065 | 2.506 | 2.8546 | 12.79% | 15.8309 | 486.167 | 67.14% | 564.9253 | 19832.6453
4 | 16 | 6 | 60.4433 | 60.6733 | 60.6033 | 64.7267 | 21.47% | 23.9212 | 4.7842 | 4.7842 | 4.7842 | 1445.8765 | 290.2757 | 289.9408 | 309.6678 | 10.78% | 13.3507 | 806.9587 | 59.93% | 504.2802 | 32640.3784
4 | 16 | 7 | 30.5467 | 30.6833 | 30.6767 | 36.89 | 44.65% | 49.7565 | 9.9513 | 9.9513 | 9.9513 | 1519.8959 | 305.3392 | 305.2729 | 367.1036 | 4.688% | 5.8034 | 177.2731 | 51.97% | 437.3089 | 16132.3262
4 | 16 | 8 | 55.42 | 55.9333 | 55.6567 | 59.4333 | 61.72% | 68.7849 | 13.757 | 13.757 | 13.757 | 3812.0567 | 769.4732 | 765.6672 | 817.6226 | 4.373% | 5.4135 | 300.0168 | 42.76% | 359.7701 | 21382.3372
4 | 16 | 9 | 88.2 | 89.1167 | 88.58 | 95.2367 | 69.89% | 77.881 | 15.5762 | 15.5762 | 15.5762 | 6869.1075 | 1388.0997 | 1379.7405 | 1483.4261 | 5.201% | 6.439 | 567.9234 | 31.12% | 261.8848 | 24941.0346
4 | 16 | 10 | 38.2467 | 38.4067 | 38.4367 | 44.8367 | 71.63% | 79.8242 | 15.9648 | 15.9648 | 15.9648 | 3053.0102 | 613.1564 | 613.6354 | 715.8104 | 9.55% | 11.8232 | 452.1978 | 22.18% | 186.6092 | 8366.9361
4 | 16 | 11 | 27.73 | 27.8533 | 27.89 | 35.25 | 72.56% | 80.8554 | 16.1711 | 16.1711 | 16.1711 | 2242.1211 | 450.4187 | 451.0116 | 570.0308 | 12.39% | 15.3336 | 425.2011 | 16.31% | 137.2364 | 4837.5842
4 | 16 | 12 | 22.4767 | 22.57 | 22.62 | 27.98 | 71.47% | 79.6494 | 15.9299 | 15.9299 | 15.9299 | 1790.2522 | 359.5372 | 360.3337 | 445.7178 | 16.29% | 20.1625 | 453.1853 | 14.63% | 123.0901 | 3444.0604
4 | 16 | 13 | 50.6833 | 50.9167 | 50.9567 | 56.5767 | 71.49% | 79.6685 | 15.9337 | 15.9337 | 15.9337 | 4037.8659 | 811.2911 | 811.9284 | 901.4758 | 16.07% | 19.8908 | 1008.1324 | 13.34% | 112.2874 | 6352.8455
4 | 16 | 14 | 20.71 | 20.8467 | 20.8667 | 27.0667 | 67.87% | 75.632 | 15.1264 | 15.1264 | 15.1264 | 1566.339 | 315.3351 | 315.6376 | 409.4213 | 14.43% | 17.8675 | 370.0368 | 11.49% | 96.6756 | 2616.6849
4 | 16 | 15 | 23.9767 | 24.11 | 24.1533 | 37.7933 | 56.64% | 63.1141 | 12.6228 | 12.6228 | 12.6228 | 1513.2659 | 304.3362 | 304.8832 | 477.0585 | 15.08% | 18.6682 | 447.6004 | 11.23% | 94.4543 | 3569.7435
4 | 16 | 16 | 24.3333 | 24.4467 | 24.4933 | 27.7367 | 42.04% | 46.8439 | 9.3688 | 9.3688 | 9.3688 | 1139.8686 | 229.0355 | 229.4727 | 259.8588 | 15.23% | 18.8498 | 458.6777 | 11.4% | 95.9309 | 2660.8026
4 | 16 | 17 | 28.99 | 29.1233 | 29.18 | 30.3133 | 21.78% | 24.2709 | 4.8542 | 4.8542 | 4.8542 | 703.6134 | 141.3699 | 141.645 | 147.1464 | 11.92% | 14.7558 | 427.7713 | 10.56% | 88.8947 | 2694.6947
4 | 16 | 18 | 23.8733 | 24.0033 | 24.0333 | 27.2933 | 0.779% | 0.8681 | 0.17362 | 0.17362 | 0.17362 | 20.7244 | 4.1674 | 4.1727 | 4.7387 | 17.07% | 21.1304 | 504.4527 | 9.613% | 80.8922 | 2207.819
4 | 16 | 19 | 28.53 | 28.69 | 28.7167 | 31.9433 | 0% | 0 | 0 | 0 | 0 | 0 | 0 | 0 | 0 | 19.59% | 24.2565 | 692.0386 | 7.473% | 62.8855 | 2008.7737
4 | 16 | 20 | 28.66 | 28.76 | 28.8233 | 33.04 | 0% | 0 | 0 | 0 | 0 | 0 | 0 | 0 | 0 | 12.87% | 15.9328 | 456.6326 | 5.468% | 46.0097 | 1520.1605
4 | 16 | 21 | 24.95 | 25.0333 | 25.1033 | 27.5967 | 0% | 0 | 0 | 0 | 0 | 0 | 0 | 0 | 0 | 8.732% | 10.8112 | 269.7388 | 3.061% | 25.7583 | 710.8425
4 | 16 | 22 | 23.09 | 23.16 | 23.2233 | 27.4367 | 0% | 0 | 0 | 0 | 0 | 0 | 0 | 0 | 0 | 7.756% | 9.6019 | 221.7079 | 1.334% | 11.2259 | 308.001
4 | 16 | 23 | 21.7267 | 21.7867 | 21.84 | 26.7767 | 0% | 0 | 0 | 0 | 0 | 0 | 0 | 0 | 0 | 8.506% | 10.5305 | 228.7928 | 0.3638% | 3.0611 | 81.9664
4 | 17 | 0 | 22.0167 | 22.1867 | 22.18 | 22.3 | 0% | 0 | 0 | 0 | 0 | 0 | 0 | 0 | 0 | 7.625% | 9.4396 | 207.8296 | 0.8414% | 7.0797 | 157.877
4 | 17 | 1 | 20.1067 | 20.2733 | 20.2667 | 20.37 | 0% | 0 | 0 | 0 | 0 | 0 | 0 | 0 | 0 | 6.749% | 8.355 | 167.9911 | 2.456% | 20.6638 | 420.921
4 | 17 | 2 | 19.2833 | 19.43 | 19.42 | 19.5133 | 0% | 0 | 0 | 0 | 0 | 0 | 0 | 0 | 0 | 6.166% | 7.6341 | 147.2107 | 3.71% | 31.214 | 609.0899
4 | 17 | 3 | 21.1267 | 21.27 | 21.2633 | 21.3733 | 0% | 0 | 0 | 0 | 0 | 0 | 0 | 0 | 0 | 7.053% | 8.7319 | 184.4768 | 5.057% | 42.553 | 909.4996
4 | 17 | 4 | 22.41 | 22.5367 | 22.5367 | 22.6567 | 0% | 0 | 0 | 0 | 0 | 0 | 0 | 0 | 0 | 9.365% | 11.5937 | 259.8158 | 6.887% | 57.9539 | 1313.0432
4 | 17 | 5 | 21.26 | 21.3733 | 21.3833 | 21.51 | 0.3244% | 0.36145 | 0.07229 | 0.07229 | 0.07229 | 7.6844 | 1.5451 | 1.5458 | 1.555 | 14.74% | 18.2519 | 388.0358 | 9.657% | 81.2627 | 1747.9599
4 | 17 | 6 | 24.74 | 24.8133 | 24.8567 | 25.5233 | 23.14% | 25.7908 | 5.1582 | 5.1582 | 5.1582 | 638.0655 | 127.9914 | 128.2149 | 131.6537 | 15.91% | 19.7029 | 487.4504 | 13.32% | 112.0767 | 2860.5706
4 | 17 | 7 | 73.0833 | 73.5833 | 73.4267 | 73.99 | 45.52% | 50.7253 | 10.1451 | 10.1451 | 10.1451 | 3707.1764 | 746.5078 | 744.9184 | 750.6335 | 10.46% | 12.9527 | 946.6298 | 15.32% | 128.8966 | 9537.0592
4 | 17 | 8 | 117.67 | 118.6633 | 118.25 | 123.9067 | 59.39% | 66.1849 | 13.237 | 13.237 | 13.237 | 7787.9757 | 1570.7439 | 1565.2726 | 1640.1498 | 13.36% | 16.5379 | 1946.0181 | 16.65% | 140.1 | 17359.3282
4 | 17 | 9 | 23.2067 | 23.35 | 23.39 | 25.8233 | 61.41% | 68.429 | 13.6858 | 13.6858 | 13.6858 | 1588.0082 | 319.5633 | 320.1107 | 353.4128 | 25.11% | 31.0899 | 721.4919 | 15.65% | 131.7279 | 3401.6538
4 | 17 | 10 | 23.9967 | 24.1467 | 24.1633 | 26.82 | 55.82% | 62.2096 | 12.4419 | 12.4419 | 12.4419 | 1492.822 | 300.4307 | 300.638 | 333.6921 | 32.61% | 40.3718 | 968.7884 | 14.36% | 120.8401 | 3240.9303
4 | 17 | 11 | 30.6733 | 30.82 | 31.5333 | 36.7633 | 59.06% | 65.8111 | 13.1622 | 13.1622 | 13.1622 | 2018.6452 | 405.6595 | 415.0485 | 483.8869 | 38.87% | 48.1271 | 1476.2189 | 13.97% | 117.5753 | 4322.4602
4 | 17 | 12 | 25.2267 | 25.3567 | 25.57 | 30.0733 | 66.61% | 74.2233 | 14.8447 | 14.8447 | 14.8447 | 1872.4061 | 376.411 | 379.5779 | 446.4283 | 45.72% | 56.599 | 1427.8029 | 16.69% | 140.4716 | 4224.4498
4 | 17 | 13 | 24.7567 | 24.74 | 28.44 | 35.0733 | 71.09% | 79.2156 | 15.8431 | 15.8431 | 15.8431 | 1961.1147 | 391.9589 | 450.5785 | 555.6712 | 54.72% | 67.7425 | 1677.0788 | 25.17% | 211.7872 | 7428.0814
4 | 17 | 14 | 63.6233 | 64.1 | 64.3033 | 68.6433 | 70.21% | 78.24 | 15.648 | 15.648 | 15.648 | 4977.8906 | 1003.037 | 1006.2188 | 1074.1311 | 59.2% | 73.2986 | 4663.4988 | 32.84% | 276.3067 | 18966.6133
4 | 17 | 15 | 23.6433 | 23.4167 | 34.7633 | 34.2167 | 59.05% | 65.8012 | 13.1602 | 13.1602 | 13.1602 | 1555.7596 | 308.1689 | 457.4938 | 450.2995 | 56.93% | 70.482 | 1666.4294 | 41.3% | 347.544 | 11891.7981
4 | 17 | 16 | 25.97 | 26.0033 | 31.0167 | 30.9 | 46.25% | 51.5384 | 10.3077 | 10.3077 | 10.3077 | 1338.4533 | 268.0342 | 319.7101 | 318.5076 | 57.9% | 71.6835 | 1861.6213 | 47.16% | 396.8 | 12261.1193
4 | 17 | 17 | 22.18 | 22.1667 | 28.2967 | 28.0267 | 24.48% | 27.278 | 5.4556 | 5.4556 | 5.4556 | 605.027 | 120.9327 | 154.3755 | 152.9025 | 54.69% | 67.7042 | 1501.6798 | 52.41% | 440.9695 | 12358.9048
4 | 17 | 18 | 24.2933 | 24.4733 | 25.3333 | 25.4233 | 1.255% | 1.3988 | 0.27977 | 0.27977 | 0.27977 | 33.9825 | 6.8469 | 7.0875 | 7.1126 | 69.45% | 85.9773 | 2088.6759 | 63.76% | 536.5536 | 13640.9799
4 | 17 | 19 | 24.3033 | 24.51 | 25.3 | 25.3433 | 0% | 0 | 0 | 0 | 0 | 0 | 0 | 0 | 0 | 82.52% | 102.1688 | 2483.0429 | 75.41% | 634.517 | 16080.7766
4 | 17 | 20 | 31.7233 | 31.9433 | 34.74 | 34.7267 | 0% | 0 | 0 | 0 | 0 | 0 | 0 | 0 | 0 | 81.28% | 100.6268 | 3192.2161 | 83.28% | 700.7396 | 24334.3501
4 | 17 | 21 | 23.5433 | 23.7567 | 23.66 | 22.2733 | 0% | 0 | 0 | 0 | 0 | 0 | 0 | 0 | 0 | 79.74% | 98.7273 | 2324.3704 | 72.66% | 611.376 | 13617.3821
4 | 17 | 22 | 24.3133 | 24.5133 | 24.44 | 24.61 | 0% | 0 | 0 | 0 | 0 | 0 | 0 | 0 | 0 | 81.19% | 100.5137 | 2443.8242 | 63.28% | 532.4664 | 13103.9971
4 | 17 | 23 | 19.5433 | 19.6767 | 19.6567 | 19.8233 | 0% | 0 | 0 | 0 | 0 | 0 | 0 | 0 | 0 | 79.1% | 97.9313 | 1913.9031 | 58.79% | 494.7144 | 9806.8889
4 | 18 | 0 | 19.3967 | 19.51 | 19.4967 | 19.6433 | 0% | 0 | 0 | 0 | 0 | 0 | 0 | 0 | 0 | 78.04% | 96.6142 | 1873.9933 | 54.33% | 457.2033 | 8980.9961
4 | 18 | 1 | 19.7267 | 19.8767 | 19.8467 | 19.9767 | 0% | 0 | 0 | 0 | 0 | 0 | 0 | 0 | 0 | 75.5% | 93.4676 | 1843.8047 | 55.15% | 464.0524 | 9270.2197
4 | 18 | 2 | 17.5767 | 17.7133 | 17.68 | 17.81 | 0% | 0 | 0 | 0 | 0 | 0 | 0 | 0 | 0 | 77.93% | 96.4753 | 1695.714 | 57.55% | 484.2929 | 8625.2573
4 | 18 | 3 | 17.9067 | 18.0467 | 18.0067 | 18.13 | 0% | 0 | 0 | 0 | 0 | 0 | 0 | 0 | 0 | 79.66% | 98.6187 | 1765.9315 | 57.68% | 485.3429 | 8799.266
4 | 18 | 4 | 16.3367 | 16.4567 | 16.42 | 16.5333 | 0% | 0 | 0 | 0 | 0 | 0 | 0 | 0 | 0 | 75.9% | 93.9717 | 1535.1838 | 64.9% | 546.1219 | 9029.2159
4 | 18 | 5 | 19.5367 | 19.6733 | 19.6233 | 19.75 | 0.3842% | 0.42818 | 0.085636 | 0.085636 | 0.085636 | 8.3652 | 1.6847 | 1.6805 | 1.6913 | 70.98% | 87.8782 | 1716.848 | 65.02% | 547.083 | 10804.8895
4 | 18 | 6 | 29.6167 | 29.8633 | 29.7467 | 29.9333 | 26.74% | 29.8026 | 5.9605 | 5.9605 | 5.9605 | 882.6546 | 178.0012 | 177.3058 | 178.4184 | 60.61% | 75.0405 | 2222.45 | 64.43% | 542.1837 | 16229.3666
4 | 18 | 7 | 24.7467 | 24.9533 | 24.87 | 25.04 | 50.08% | 55.8116 | 11.1623 | 11.1623 | 11.1623 | 1381.1506 | 278.537 | 277.6068 | 279.5044 | 34.31% | 42.4758 | 1051.1344 | 61.31% | 515.9103 | 12918.3936
4 | 18 | 8 | 27.06 | 27.3033 | 27.1867 | 27.4367 | 65.5% | 72.9913 | 14.5983 | 14.5983 | 14.5983 | 1975.1437 | 398.581 | 396.8779 | 400.5274 | 25.68% | 31.795 | 860.374 | 51.85% | 436.2769 | 11969.9843
4 | 18 | 9 | 28.8067 | 29.0633 | 28.9267 | 28.7933 | 72.45% | 80.7387 | 16.1477 | 16.1477 | 16.1477 | 2325.8115 | 469.3069 | 467.1 | 464.947 | 31.39% | 38.8619 | 1119.4809 | 38.45% | 323.499 | 9314.616
4 | 18 | 10 | 31.6533 | 31.9467 | 31.7733 | 31.8667 | 73.7% | 82.1288 | 16.4258 | 16.4258 | 16.4258 | 2599.6518 | 524.7486 | 521.9014 | 523.4345 | 42.18% | 52.2211 | 1652.9715 | 31.04% | 261.1774 | 8322.8523
4 | 18 | 11 | 31.7567 | 32.8667 | 31.95 | 31.76 | 73.84% | 82.2802 | 16.456 | 16.456 | 16.456 | 2612.9456 | 540.8553 | 525.7706 | 522.644 | 50.03% | 61.9451 | 1967.1709 | 31.32% | 263.519 | 8369.363
4 | 18 | 12 | 31.7867 | 32.1133 | 31.94 | 31.9467 | 73.58% | 81.9911 | 16.3982 | 16.3982 | 16.3982 | 2606.2226 | 526.6013 | 523.7589 | 523.8682 | 54.31% | 67.2434 | 2137.4432 | 36% | 302.9429 | 9678.0171
4 | 18 | 13 | 37.5633 | 37.9267 | 37.7267 | 37.96 | 72.6% | 80.8999 | 16.18 | 16.18 | 16.18 | 3038.8705 | 613.6528 | 610.4168 | 614.1922 | 59.14% | 73.2239 | 2750.5337 | 35.43% | 298.1123 | 11316.3446
4 | 18 | 14 | 28.7667 | 28.9867 | 28.9 | 29.8533 | 69.71% | 77.6858 | 15.5372 | 15.5372 | 15.5372 | 2234.7613 | 450.3704 | 449.0239 | 463.836 | 60.06% | 74.3559 | 2138.9711 | 39.08% | 328.8292 | 9816.6471
4 | 18 | 15 | 30.3267 | 30.6067 | 30.4933 | 30.6967 | 61.5% | 68.5321 | 13.7064 | 13.7064 | 13.7064 | 2078.3517 | 419.5081 | 417.9547 | 420.7417 | 59.97% | 74.2472 | 2251.6708 | 46.7% | 392.9358 | 12061.8193
4 | 18 | 16 | 45.13 | 45.5967 | 45.3367 | 45.5967 | 46.15% | 51.4272 | 10.2854 | 10.2854 | 10.2854 | 2320.9107 | 468.982 | 466.3078 | 468.982 | 56.44% | 69.8791 | 3153.6436 | 57.54% | 484.1645 | 22076.2858
4 | 18 | 17 | 40.27 | 40.6967 | 40.4333 | 41.5433 | 25.1% | 27.9694 | 5.5939 | 5.5939 | 5.5939 | 1126.329 | 227.6525 | 226.1795 | 232.3887 | 52.72% | 65.2694 | 2628.3974 | 61.17% | 514.737 | 21383.8916
4 | 18 | 18 | 47.2733 | 47.7967 | 47.4567 | 47.68 | 2.325% | 2.5907 | 0.51814 | 0.51814 | 0.51814 | 122.471 | 24.7654 | 24.5892 | 24.7049 | 57.37% | 71.0308 | 3357.863 | 68.4% | 575.5936 | 27444.302
4 | 18 | 19 | 41.98 | 42.4167 | 42.1233 | 42.2833 | 0% | 0 | 0 | 0 | 0 | 0 | 0 | 0 | 0 | 57.64% | 71.3648 | 2995.8952 | 75.71% | 637.0568 | 26936.8856
4 | 18 | 20 | 35.76 | 36.0333 | 35.9133 | 36.14 | 0% | 0 | 0 | 0 | 0 | 0 | 0 | 0 | 0 | 54.16% | 67.0467 | 2397.5883 | 85.33% | 718.0536 | 25950.4571
4 | 18 | 21 | 53.9367 | 54.5433 | 54.1767 | 54.4533 | 0% | 0 | 0 | 0 | 0 | 0 | 0 | 0 | 0 | 38.69% | 47.898 | 2583.4582 | 90.49% | 761.4382 | 41462.8479
4 | 18 | 22 | 48.82 | 49.7 | 49.2367 | 49.3433 | 0% | 0 | 0 | 0 | 0 | 0 | 0 | 0 | 0 | 26.77% | 33.1434 | 1618.0621 | 78.54% | 660.8515 | 32608.6178
4 | 18 | 23 | 27.2733 | 27.5633 | 27.44 | 27.6 | 0% | 0 | 0 | 0 | 0 | 0 | 0 | 0 | 0 | 25.27% | 31.2794 | 853.0943 | 66.03% | 555.6324 | 15335.4553
4 | 19 | 0 | 21.68 | 21.9633 | 21.82 | 21.9167 | 0% | 0 | 0 | 0 | 0 | 0 | 0 | 0 | 0 | 31.49% | 38.9822 | 845.1351 | 70.35% | 591.9487 | 12973.5422
4 | 19 | 1 | 17.8967 | 18.0967 | 18.01 | 18.08 | 0% | 0 | 0 | 0 | 0 | 0 | 0 | 0 | 0 | 31.49% | 38.9883 | 697.761 | 71.96% | 605.5405 | 10948.1718
4 | 19 | 2 | 14.56 | 14.65 | 14.64 | 14.7267 | 0% | 0 | 0 | 0 | 0 | 0 | 0 | 0 | 0 | 27.49% | 34.0307 | 495.4864 | 57.33% | 482.3657 | 7103.6386
4 | 19 | 3 | 18.0767 | 18.2267 | 18.1867 | 18.2733 | 0% | 0 | 0 | 0 | 0 | 0 | 0 | 0 | 0 | 28.13% | 34.8228 | 629.4796 | 40.56% | 341.2816 | 6236.3522
4 | 19 | 4 | 23.27 | 23.5533 | 23.4367 | 23.53 | 0% | 0 | 0 | 0 | 0 | 0 | 0 | 0 | 0 | 31.37% | 38.8367 | 903.7289 | 41.72% | 351.0814 | 8260.9457
4 | 19 | 5 | 22.9167 | 23.1433 | 23.0433 | 23.1467 | 0.1048% | 0.11678 | 0.023355 | 0.023355 | 0.023355 | 2.6761 | 0.54052 | 0.53818 | 0.5406 | 31.71% | 39.2599 | 899.7066 | 59.56% | 501.2029 | 11601.1768
4 | 19 | 6 | 42.6133 | 42.9733 | 42.7267 | 42.89 | 26.9% | 29.9713 | 5.9943 | 5.9943 | 5.9943 | 1277.1773 | 257.5934 | 256.1148 | 257.0939 | 29.86% | 36.9669 | 1575.2808 | 76.27% | 641.744 | 27524.3994
4 | 19 | 7 | 28.7633 | 29 | 28.8933 | 29.0333 | 51.27% | 57.1375 | 11.4275 | 11.4275 | 11.4275 | 1643.4654 | 331.3976 | 330.1787 | 331.7785 | 23.22% | 28.7484 | 826.9004 | 68.75% | 578.5341 | 16796.7744
4 | 19 | 8 | 33.5267 | 33.76 | 33.6333 | 28.5467 | 65.52% | 73.0178 | 14.6036 | 14.6036 | 14.6036 | 2448.0447 | 493.0164 | 491.1666 | 416.8832 | 19.6% | 24.2624 | 813.4361 | 49.78% | 418.886 | 11957.7977
4 | 19 | 9 | 26.3567 | 26.5867 | 26.4767 | 23.7033 | 71.53% | 79.7062 | 15.9412 | 15.9412 | 15.9412 | 2100.7899 | 423.8245 | 422.0709 | 377.8606 | 17.76% | 21.993 | 579.6616 | 44.46% | 374.0807 | 8866.9601
4 | 19 | 10 | 35.9133 | 36.25 | 36.09 | 35.03 | 73.16% | 81.5308 | 16.3062 | 16.3062 | 16.3062 | 2928.0412 | 591.098 | 588.489 | 571.2045 | 13.93% | 17.2519 | 619.5748 | 40.23% | 338.5376 | 11858.9737
4 | 19 | 11 | 54.9833 | 55.46 | 55.1933 | 56.99 | 73.88% | 82.3309 | 16.4662 | 16.4662 | 16.4662 | 4526.8267 | 913.2142 | 908.8232 | 938.4075 | 12.1% | 14.9843 | 823.8845 | 39.15% | 329.4227 | 18773.8006
4 | 19 | 12 | 43.5367 | 43.9433 | 43.7767 | 45.4167 | 74.09% | 82.5601 | 16.512 | 16.512 | 16.512 | 3594.3922 | 725.5933 | 722.8413 | 749.921 | 13.66% | 16.914 | 736.3803 | 47.52% | 399.8327 | 18159.0683
4 | 19 | 13 | 38.3033 | 38.63 | 38.5133 | 40.1233 | 71.08% | 79.2107 | 15.8421 | 15.8421 | 15.8421 | 3034.033 | 611.9817 | 610.1335 | 635.6393 | 15.69% | 19.43 | 744.2351 | 58.74% | 494.2783 | 19832.0935
4 | 19 | 14 | 27.3367 | 27.5533 | 27.5133 | 29.37 | 68% | 75.7809 | 15.1562 | 15.1562 | 15.1562 | 2071.5978 | 417.6034 | 416.9971 | 445.1371 | 18.41% | 22.787 | 622.9193 | 70.51% | 593.3121 | 17425.5756
4 | 19 | 15 | 23.2867 | 23.5 | 23.4633 | 27.24 | 61.01% | 67.9841 | 13.5968 | 13.5968 | 13.5968 | 1583.1232 | 319.5253 | 319.0267 | 370.3774 | 22.9% | 28.3527 | 660.2401 | 74.66% | 628.2367 | 17113.1673
4 | 19 | 16 | 27.3767 | 27.6333 | 27.58 | 27.7767 | 46.31% | 51.6101 | 10.322 | 10.322 | 10.322 | 1412.9128 | 285.2319 | 284.6814 | 286.7114 | 28.83% | 35.6983 | 977.3012 | 70% | 589.0461 | 16361.7383
4 | 19 | 17 | 37.6667 | 37.94 | 39.2633 | 40.68 | 24.94% | 27.7952 | 5.559 | 5.559 | 5.559 | 1046.9523 | 210.9099 | 218.2664 | 226.1417 | 37.79% | 46.7858 | 1762.2634 | 63.42% | 533.6928 | 21710.6242
4 | 19 | 18 | 30.65 | 31.05 | 30.8233 | 32 | 2.091% | 2.3306 | 0.46612 | 0.46612 | 0.46612 | 71.4323 | 14.4729 | 14.3672 | 14.9157 | 58.31% | 72.1903 | 2212.6324 | 61.97% | 521.4432 | 16686.1819
4 | 19 | 19 | 33.4567 | 33.8633 | 33.62 | 34.2133 | 0% | 0 | 0 | 0 | 0 | 0 | 0 | 0 | 0 | 66.94% | 82.87 | 2772.5524 | 66.4% | 558.7219 | 19115.7386
4 | 19 | 20 | 26.6433 | 26.9367 | 26.7667 | 28.3067 | 0% | 0 | 0 | 0 | 0 | 0 | 0 | 0 | 0 | 66.47% | 82.2884 | 2192.4372 | 69.36% | 583.6342 | 16520.7398
4 | 19 | 21 | 27.76 | 28.02 | 27.9033 | 29.0767 | 0% | 0 | 0 | 0 | 0 | 0 | 0 | 0 | 0 | 62.67% | 77.5896 | 2153.8887 | 68.36% | 575.1896 | 16724.5952
4 | 19 | 22 | 29.9267 | 30.15 | 30.1167 | 30.3433 | 0% | 0 | 0 | 0 | 0 | 0 | 0 | 0 | 0 | 57.58% | 71.288 | 2133.4129 | 61.64% | 518.6362 | 15737.1514
4 | 19 | 23 | 21.3833 | 21.52 | 21.5167 | 21.6833 | 0% | 0 | 0 | 0 | 0 | 0 | 0 | 0 | 0 | 62.53% | 77.414 | 1655.3691 | 56.88% | 478.6174 | 10378.0197
4 | 20 | 0 | 33.2 | 33.3933 | 33.4033 | 33.6833 | 0% | 0 | 0 | 0 | 0 | 0 | 0 | 0 | 0 | 76.21% | 94.3489 | 3132.383 | 53.02% | 446.0991 | 15026.1057
4 | 20 | 1 | 29.61 | 29.87 | 29.88 | 30.07 | 0% | 0 | 0 | 0 | 0 | 0 | 0 | 0 | 0 | 81.96% | 101.4695 | 3004.5118 | 56.43% | 474.8427 | 14278.5196
4 | 20 | 2 | 20.6967 | 20.8133 | 20.81 | 20.9533 | 0% | 0 | 0 | 0 | 0 | 0 | 0 | 0 | 0 | 84.38% | 104.4678 | 2162.1344 | 66.48% | 559.4293 | 11721.9087
4 | 20 | 3 | 12.3333 | 12.4133 | 12.3833 | 12.45 | 0% | 0 | 0 | 0 | 0 | 0 | 0 | 0 | 0 | 85.92% | 106.3735 | 1311.9394 | 73.74% | 620.4802 | 7724.9782
4 | 20 | 4 | 14.36 | 14.43 | 14.3933 | 14.47 | 0% | 0 | 0 | 0 | 0 | 0 | 0 | 0 | 0 | 82.97% | 102.7168 | 1475.0129 | 80.04% | 673.488 | 9745.3707
4 | 20 | 5 | 27.6767 | 27.8133 | 27.7033 | 27.8567 | 0.4303% | 0.47946 | 0.095892 | 0.095892 | 0.095892 | 13.2699 | 2.6671 | 2.6565 | 2.6712 | 81.85% | 101.3361 | 2804.6452 | 85.2% | 716.9023 | 19970.5082
4 | 20 | 6 | 51.9867 | 52.29 | 52.0467 | 52.3633 | 26.6% | 29.6395 | 5.9279 | 5.9279 | 5.9279 | 1540.8596 | 309.97 | 308.5276 | 310.4048 | 80.82% | 100.0539 | 5201.4681 | 88.57% | 745.2396 | 39023.231
4 | 20 | 7 | 26.1733 | 26.3467 | 26.28 | 26.4833 | 49.18% | 54.81 | 10.962 | 10.962 | 10.962 | 1434.5611 | 288.8123 | 288.0815 | 290.3104 | 86.07% | 106.5544 | 2788.8827 | 94.04% | 791.3415 | 20957.361
4 | 20 | 8 | 33.0433 | 33.2733 | 33.21 | 33.36 | 62.51% | 69.6585 | 13.9317 | 13.9317 | 13.9317 | 2301.7495 | 463.5542 | 462.6719 | 464.7616 | 93.4% | 115.6299 | 3820.7968 | 96.9% | 815.408 | 27202.01
4 | 20 | 9 | 34.7567 | 34.9833 | 34.97 | 35.1233 | 68.59% | 76.4297 | 15.2859 | 15.2859 | 15.2859 | 2656.4408 | 534.753 | 534.5492 | 536.893 | 95.63% | 118.3928 | 4114.9399 | 98.24% | 826.6852 | 29035.939
4 | 20 | 10 | 27.7467 | 27.9133 | 27.9433 | 28.16 | 70.17% | 78.1931 | 15.6386 | 15.6386 | 15.6386 | 2169.5967 | 436.5258 | 436.9949 | 440.3833 | 99.09% | 122.6794 | 3403.9444 | 99.27% | 835.2812 | 23521.5182
4 | 20 | 11 | 26.8 | 27 | 26.9733 | 27.1733 | 70.44% | 78.494 | 15.6988 | 15.6988 | 15.6988 | 2103.6381 | 423.8674 | 423.4487 | 426.5885 | 98.93% | 122.4768 | 3282.3771 | 99.58% | 837.9251 | 22769.2181
4 | 20 | 12 | 23.1967 | 23.39 | 23.3567 | 23.55 | 69.79% | 77.7686 | 15.5537 | 15.5537 | 15.5537 | 1803.972 | 363.8014 | 363.283 | 366.29 | 99.31% | 122.9566 | 2852.1833 | 99.81% | 839.8618 | 19778.7464
4 | 20 | 13 | 21.6433 | 21.7833 | 21.8033 | 22.02 | 68.99% | 76.8832 | 15.3766 | 15.3766 | 15.3766 | 1664.0085 | 334.9544 | 335.262 | 338.5936 | 99.04% | 122.617 | 2653.8396 | 99.87% | 840.3808 | 18505.1844
4 | 20 | 14 | 22.29 | 22.4233 | 22.4567 | 22.6767 | 66.79% | 74.4284 | 14.8857 | 14.8857 | 14.8857 | 1659.0094 | 333.7866 | 334.2828 | 337.5577 | 93.26% | 115.464 | 2573.6925 | 99.93% | 840.8644 | 19068.0011
4 | 20 | 15 | 21.0867 | 21.1867 | 21.25 | 21.4533 | 59.13% | 65.8963 | 13.1793 | 13.1793 | 13.1793 | 1389.5343 | 279.2248 | 280.0595 | 282.7393 | 93.04% | 115.1853 | 2428.874 | 100% | 841.4557 | 18052.0302
4 | 20 | 16 | 20.4833 | 20.5733 | 20.64 | 20.84 | 44.68% | 49.7868 | 9.9574 | 9.9574 | 9.9574 | 1019.7996 | 204.8561 | 205.5199 | 207.5114 | 99.07% | 122.6583 | 2512.4499 | 100% | 841.4568 | 17535.9603
4 | 20 | 17 | 25.11 | 25.2233 | 25.2933 | 25.5233 | 23.87% | 26.5996 | 5.3199 | 5.3199 | 5.3199 | 667.9167 | 134.1863 | 134.5587 | 135.7822 | 98.22% | 121.596 | 3053.2765 | 100% | 841.4568 | 21476.7831
4 | 20 | 18 | 20.4567 | 20.5667 | 20.6 | 20.7867 | 1.519% | 1.6923 | 0.33847 | 0.33847 | 0.33847 | 34.6194 | 6.9611 | 6.9724 | 7.0356 | 95.23% | 117.9026 | 2411.8934 | 99.92% | 840.7831 | 17477.0772
4 | 20 | 19 | 20.4433 | 20.59 | 20.5733 | 20.74 | 0% | 0 | 0 | 0 | 0 | 0 | 0 | 0 | 0 | 94.37% | 116.8326 | 2388.4479 | 99.96% | 841.1536 | 17445.5258
4 | 20 | 20 | 19.2167 | 19.3367 | 19.31 | 19.4733 | 0% | 0 | 0 | 0 | 0 | 0 | 0 | 0 | 0 | 85.78% | 106.1946 | 2040.7072 | 99.69% | 838.8411 | 16335.0323
4 | 20 | 21 | 39.19 | 39.5033 | 39.3667 | 39.7133 | 0% | 0 | 0 | 0 | 0 | 0 | 0 | 0 | 0 | 65.26% | 80.7934 | 3166.2949 | 95.46% | 803.2404 | 31899.3557
4 | 20 | 22 | 20.0333 | 20.1467 | 20.15 | 20.3267 | 0% | 0 | 0 | 0 | 0 | 0 | 0 | 0 | 0 | 50.77% | 62.8586 | 1259.268 | 79.32% | 667.4503 | 13567.0399
4 | 20 | 23 | 20.2667 | 20.3633 | 20.3767 | 20.55 | 0% | 0 | 0 | 0 | 0 | 0 | 0 | 0 | 0 | 50% | 61.9021 | 1254.5499 | 79.53% | 669.2351 | 13752.782
4 | 21 | 0 | 17.0667 | 17.1533 | 17.1433 | 17.2733 | 0% | 0 | 0 | 0 | 0 | 0 | 0 | 0 | 0 | 50.8% | 62.8976 | 1073.4517 | 70.27% | 591.3151 | 10213.9827
4 | 21 | 1 | 17.6767 | 17.7633 | 17.7367 | 17.88 | 0% | 0 | 0 | 0 | 0 | 0 | 0 | 0 | 0 | 58.63% | 72.581 | 1282.9904 | 69.47% | 584.5994 | 10452.6365
4 | 21 | 2 | 19.8867 | 19.9933 | 19.96 | 20.1033 | 0% | 0 | 0 | 0 | 0 | 0 | 0 | 0 | 0 | 60.89% | 75.3815 | 1499.0859 | 58.44% | 491.7654 | 9886.1231
4 | 21 | 3 | 19.5067 | 19.6133 | 19.57 | 19.71 | 0% | 0 | 0 | 0 | 0 | 0 | 0 | 0 | 0 | 62.3% | 77.1364 | 1504.6736 | 42.06% | 353.918 | 6975.7231
4 | 21 | 4 | 22.7367 | 22.87 | 22.8133 | 22.96 | 0% | 0 | 0 | 0 | 0 | 0 | 0 | 0 | 0 | 59.08% | 73.143 | 1663.0286 | 27.79% | 233.8439 | 5369.0566
4 | 21 | 5 | 22.38 | 22.5133 | 22.4567 | 22.6033 | 0.4402% | 0.49058 | 0.098117 | 0.098117 | 0.098117 | 10.9793 | 2.2089 | 2.2034 | 2.2178 | 61.74% | 76.4354 | 1710.6248 | 17.48% | 147.1154 | 3325.2986
4 | 21 | 6 | 20.0667 | 20.1933 | 20.15 | 20.3067 | 13.35% | 14.8763 | 2.9753 | 2.9753 | 2.9753 | 298.5176 | 60.0804 | 59.9515 | 60.4176 | 57.92% | 71.7017 | 1438.8146 | 14.3% | 120.3656 | 2444.2248
4 | 21 | 7 | 17.4967 | 17.6267 | 17.5967 | 17.7433 | 30.93% | 34.4687 | 6.8937 | 6.8937 | 6.8937 | 603.0879 | 121.5138 | 121.307 | 122.318 | 41.18% | 50.983 | 892.0332 | 15.73% | 132.3378 | 2348.1143
4 | 21 | 8 | 14.7233 | 14.8333 | 14.8233 | 14.96 | 59.79% | 66.6236 | 13.3247 | 13.3247 | 13.3247 | 980.921 | 197.6499 | 197.5167 | 199.3377 | 35.09% | 43.448 | 639.699 | 20.43% | 171.9252 | 2572.0008
4 | 21 | 9 | 16.2233 | 16.3533 | 16.3233 | 16.4667 | 70.59% | 78.6626 | 15.7325 | 15.7325 | 15.7325 | 1276.1701 | 257.2793 | 256.8073 | 259.0623 | 35% | 43.3332 | 703.0089 | 28.03% | 235.8527 | 3883.708
4 | 21 | 10 | 16.2367 | 16.37 | 16.3433 | 16.4733 | 73.06% | 81.4202 | 16.284 | 16.284 | 16.284 | 1321.992 | 266.5696 | 266.1354 | 268.2523 | 32.93% | 40.7731 | 662.0193 | 30.87% | 259.7745 | 4279.3522
4 | 21 | 11 | 17.58 | 17.7233 | 17.7 | 17.8333 | 72.89% | 81.2299 | 16.246 | 16.246 | 16.246 | 1428.0209 | 287.9328 | 287.5537 | 289.7198 | 25.35% | 31.3827 | 551.7085 | 27.91% | 234.8327 | 4187.8502
4 | 21 | 12 | 18.0933 | 18.2667 | 18.2233 | 18.3567 | 71.52% | 79.705 | 15.941 | 15.941 | 15.941 | 1442.1286 | 291.1888 | 290.498 | 292.6235 | 25.45% | 31.5055 | 570.0399 | 23.48% | 197.6149 | 3627.5514
4 | 21 | 13 | 17.3033 | 17.5067 | 17.4367 | 17.5533 | 68.58% | 76.4247 | 15.2849 | 15.2849 | 15.2849 | 1322.4026 | 267.5885 | 266.5185 | 268.3018 | 24.36% | 30.1573 | 521.822 | 17.2% | 144.7411 | 2540.6893
4 | 21 | 14 | 14.3133 | 14.44 | 14.4267 | 14.54 | 63.9% | 71.2106 | 14.2421 | 14.2421 | 14.2421 | 1019.2609 | 205.6562 | 205.4663 | 207.0804 | 12.53% | 15.5167 | 222.0963 | 13.47% | 113.3551 | 1648.1837
4 | 21 | 15 | 13.03 | 13.11 | 13.13 | 13.25 | 54.39% | 60.6155 | 12.1231 | 12.1231 | 12.1231 | 789.8196 | 158.9338 | 159.1762 | 160.631 | 26% | 32.1861 | 419.385 | 14.39% | 121.0723 | 1604.2077
4 | 21 | 16 | 14.4667 | 14.57 | 14.57 | 14.71 | 39.69% | 44.2347 | 8.8469 | 8.8469 | 8.8469 | 639.9284 | 128.8999 | 128.8999 | 130.1384 | 15.25% | 18.8823 | 273.1646 | 13.58% | 114.2329 | 1680.3657
4 | 21 | 17 | 13.66 | 13.7767 | 13.76 | 13.87 | 19.04% | 21.2224 | 4.2445 | 4.2445 | 4.2445 | 289.8975 | 58.4747 | 58.4039 | 58.8708 | 14.65% | 18.1377 | 247.7603 | 13.56% | 114.1195 | 1582.8379
4 | 21 | 18 | 15.93 | 16.0267 | 16.0333 | 16.18 | 0.8555% | 0.95336 | 0.19067 | 0.19067 | 0.19067 | 15.1871 | 3.0558 | 3.0571 | 3.0851 | 14.17% | 17.539 | 279.3961 | 15.7% | 132.0839 | 2137.1181
4 | 21 | 19 | 15.7433 | 15.8367 | 15.8267 | 15.9533 | 0% | 0 | 0 | 0 | 0 | 0 | 0 | 0 | 0 | 22.36% | 27.6887 | 435.9127 | 19.82% | 166.8004 | 2661.0229
4 | 21 | 20 | 19.4933 | 19.5933 | 19.6033 | 19.7767 | 0% | 0 | 0 | 0 | 0 | 0 | 0 | 0 | 0 | 22.39% | 27.722 | 540.395 | 31.04% | 261.2228 | 5166.1161
4 | 21 | 21 | 17.7567 | 17.8533 | 17.86 | 18.0233 | 0% | 0 | 0 | 0 | 0 | 0 | 0 | 0 | 0 | 27.41% | 33.9363 | 602.5964 | 53.19% | 447.5856 | 8066.9848
4 | 21 | 22 | 16.1567 | 16.2467 | 16.25 | 16.3933 | 0% | 0 | 0 | 0 | 0 | 0 | 0 | 0 | 0 | 38.02% | 47.0744 | 760.5647 | 65.7% | 552.8112 | 9062.4178
4 | 21 | 23 | 14.5833 | 14.6533 | 14.6667 | 14.8033 | 0% | 0 | 0 | 0 | 0 | 0 | 0 | 0 | 0 | 46.75% | 57.8759 | 844.024 | 75.5% | 635.3009 | 9404.5704
4 | 22 | 0 | 15.1133 | 15.1833 | 15.1867 | 15.3067 | 0% | 0 | 0 | 0 | 0 | 0 | 0 | 0 | 0 | 58.44% | 72.3557 | 1093.5364 | 66.25% | 557.4706 | 8533.0169
4 | 22 | 1 | 14.4267 | 14.5033 | 14.4933 | 14.6033 | 0% | 0 | 0 | 0 | 0 | 0 | 0 | 0 | 0 | 63.81% | 78.9987 | 1139.6881 | 22.07% | 185.7463 | 2712.5155
4 | 22 | 2 | 16.0867 | 16.1767 | 16.1567 | 16.2633 | 0% | 0 | 0 | 0 | 0 | 0 | 0 | 0 | 0 | 64.44% | 79.7768 | 1283.3422 | 15.27% | 128.5299 | 2090.3252
4 | 22 | 3 | 16.4033 | 16.49 | 16.4767 | 16.59 | 0% | 0 | 0 | 0 | 0 | 0 | 0 | 0 | 0 | 68.47% | 84.7652 | 1390.4314 | 19.25% | 161.9474 | 2686.7068
4 | 22 | 4 | 12.5733 | 12.6667 | 12.64 | 12.7067 | 0% | 0 | 0 | 0 | 0 | 0 | 0 | 0 | 0 | 60.09% | 74.3909 | 935.3418 | 22.96% | 193.1854 | 2454.7427
4 | 22 | 5 | 17.18 | 17.2767 | 17.2633 | 17.3933 | 0.001109% | 0.0012357 | 0.00024715 | 0.00024715 | 0.00024715 | 0.02123 | 0.0042698 | 0.0042666 | 0.0042987 | 61.18% | 75.7447 | 1301.2938 | 18.3% | 154.0142 | 2678.8205
4 | 22 | 6 | 17.4733 | 17.58 | 17.5933 | 17.8 | 0.7019% | 0.78221 | 0.15644 | 0.15644 | 0.15644 | 13.6679 | 2.7503 | 2.7524 | 2.7847 | 43.83% | 54.2594 | 948.0924 | 9.724% | 81.8252 | 1456.4878
4 | 22 | 7 | 15.3133 | 15.3833 | 15.5167 | 16.0133 | 3.792% | 4.2256 | 0.84511 | 0.84511 | 0.84511 | 64.7075 | 13.0007 | 13.1133 | 13.5331 | 40.91% | 50.6464 | 775.5659 | 4.981% | 41.9131 | 671.1684
4 | 22 | 8 | -1.8933 | -1.85 | -1.8967 | -1.9233 | 7.433% | 8.2831 | 1.6566 | 1.6566 | 1.6566 | -15.6826 | -3.0647 | -3.142 | -3.1862 | 48.7% | 60.2978 | -114.1638 | 1.801% | 15.1552 | -29.1486
4 | 22 | 9 | 17.1733 | 17.25 | 17.3733 | 17.8233 | 11.09% | 12.3573 | 2.4715 | 2.4715 | 2.4715 | 212.2154 | 42.6326 | 42.9374 | 44.0495 | 59.86% | 74.1045 | 1272.6221 | 0.6976% | 5.87 | 104.6222
4 | 22 | 10 | 21.0933 | 21.2033 | 21.2367 | 21.4133 | 13.81% | 15.3885 | 3.0777 | 3.0777 | 3.0777 | 324.5948 | 65.2575 | 65.3601 | 65.9038 | 67.92% | 84.0917 | 1773.7752 | 0.85% | 7.1523 | 153.1539
4 | 22 | 11 | 18.2633 | 18.3533 | 18.39 | 18.5433 | 12.5% | 13.9303 | 2.7861 | 2.7861 | 2.7861 | 254.4145 | 51.1336 | 51.2358 | 51.663 | 66.69% | 82.5663 | 1507.9355 | 1.719% | 14.4639 | 268.2083
4 | 22 | 12 | 14.8467 | 14.93 | 15.0167 | 15.5833 | 11.24% | 12.5266 | 2.5053 | 2.5053 | 2.5053 | 185.9776 | 37.4043 | 37.6214 | 39.0411 | 56.31% | 69.7176 | 1035.0733 | 2.857% | 24.0371 | 374.5776
4 | 22 | 13 | 16.3033 | 16.38 | 16.7033 | 18.19 | 10.33% | 11.5133 | 2.3027 | 2.3027 | 2.3027 | 187.7046 | 37.7174 | 38.462 | 41.8852 | 55.32% | 68.4935 | 1116.6727 | 4.988% | 41.9681 | 763.4001
4 | 22 | 14 | 18.5033 | 18.6167 | 18.7233 | 19.4167 | 8.617% | 9.6022 | 1.9204 | 1.9204 | 1.9204 | 177.6729 | 35.7522 | 35.9571 | 37.2886 | 55.67% | 68.9209 | 1275.267 | 5.988% | 50.3827 | 978.2638
4 | 22 | 15 | 23.1767 | 23.3233 | 23.46 | 24.7067 | 5.179% | 5.7715 | 1.1543 | 1.1543 | 1.1543 | 133.7632 | 26.9219 | 27.0797 | 28.5187 | 56.48% | 69.9299 | 1620.7428 | 17.29% | 145.4502 | 3593.5897
4 | 22 | 16 | 18.9267 | 19.0733 | 19.1567 | 20.2133 | 2.44% | 2.7192 | 0.54384 | 0.54384 | 0.54384 | 51.4657 | 10.3729 | 10.4182 | 10.9929 | 60.66% | 75.1013 | 1421.4166 | 49.49% | 416.4277 | 8417.3909
4 | 22 | 17 | 19.5067 | 19.65 | 19.6067 | 19.7067 | 0.4452% | 0.49614 | 0.099229 | 0.099229 | 0.099229 | 9.6781 | 1.9498 | 1.9455 | 1.9555 | 59.14% | 73.2128 | 1428.1384 | 49.3% | 414.8123 | 8174.5683
4 | 22 | 18 | 24.2167 | 24.3933 | 24.33 | 24.44 | 0% | 0 | 0 | 0 | 0 | 0 | 0 | 0 | 0 | 54.81% | 67.8589 | 1643.3168 | 41.34% | 347.8588 | 8501.6679
4 | 22 | 19 | 34.7433 | 34.9633 | 34.9267 | 35.0967 | 0% | 0 | 0 | 0 | 0 | 0 | 0 | 0 | 0 | 61.35% | 75.9528 | 2638.8534 | 65.51% | 551.2552 | 19347.2201
4 | 22 | 20 | 48.5067 | 48.8033 | 48.8033 | 49.1067 | 0% | 0 | 0 | 0 | 0 | 0 | 0 | 0 | 0 | 66.88% | 82.8051 | 4016.601 | 86.55% | 728.2475 | 35761.8087
4 | 22 | 21 | 17.7733 | 17.8767 | 17.8767 | 18.02 | 0% | 0 | 0 | 0 | 0 | 0 | 0 | 0 | 0 | 69.96% | 86.6098 | 1539.3447 | 90.6% | 762.3185 | 13736.9792
4 | 22 | 22 | 18.9867 | 19.0833 | 19.1133 | 19.27 | 0% | 0 | 0 | 0 | 0 | 0 | 0 | 0 | 0 | 68.24% | 84.4795 | 1603.9838 | 94.31% | 793.5619 | 15291.9383
4 | 22 | 23 | 15.6567 | 15.73 | 15.7567 | 15.8833 | 0% | 0 | 0 | 0 | 0 | 0 | 0 | 0 | 0 | 66.2% | 81.9612 | 1283.2387 | 95.2% | 801.0262 | 12722.9668
4 | 23 | 0 | 15.3433 | 15.34 | 15.76 | 16.8133 | 0% | 0 | 0 | 0 | 0 | 0 | 0 | 0 | 0 | 66.57% | 82.4137 | 1264.5008 | 96.78% | 814.3555 | 13692.031
4 | 23 | 1 | 13.1933 | 13.2367 | 13.2633 | 13.36 | 0% | 0 | 0 | 0 | 0 | 0 | 0 | 0 | 0 | 62.8% | 77.7467 | 1025.7383 | 97.42% | 819.7121 | 10951.353
4 | 23 | 2 | 14.18 | 14.2333 | 14.26 | 14.3533 | 0% | 0 | 0 | 0 | 0 | 0 | 0 | 0 | 0 | 59.19% | 73.2782 | 1039.0853 | 95.8% | 806.1242 | 11570.569
4 | 23 | 3 | 14.0167 | 14.08 | 14.0833 | 14.17 | 0% | 0 | 0 | 0 | 0 | 0 | 0 | 0 | 0 | 63% | 77.9989 | 1093.2851 | 93.99% | 790.8534 | 11206.3922
4 | 23 | 4 | 11.84 | 11.8867 | 11.9 | 11.9667 | 0% | 0 | 0 | 0 | 0 | 0 | 0 | 0 | 0 | 60.71% | 75.1564 | 889.8524 | 91.52% | 770.0851 | 9215.3512
4 | 23 | 5 | 15.8633 | 15.9267 | 15.9367 | 16.0567 | 2.782% | 3.1004 | 0.62009 | 0.62009 | 0.62009 | 49.1833 | 9.8759 | 9.8821 | 9.9565 | 63.42% | 78.5154 | 1245.5155 | 87.89% | 739.5461 | 11874.6445
4 | 23 | 6 | 17.47 | 17.54 | 17.72 | 18.3867 | 8.285% | 9.2321 | 1.8464 | 1.8464 | 1.8464 | 161.285 | 32.3862 | 32.7186 | 33.9496 | 57.4% | 71.0642 | 1241.4916 | 85.6% | 720.3106 | 13244.1106
4 | 23 | 7 | 19.1233 | 19.2367 | 19.26 | 19.5533 | 6.331% | 7.0548 | 1.411 | 1.411 | 1.411 | 134.9106 | 27.142 | 27.1749 | 27.5888 | 54.34% | 67.2793 | 1286.6044 | 80.2% | 674.8391 | 13195.3529
4 | 23 | 8 | 21.0667 | 21.0933 | 21.6967 | 23.6067 | 8.38% | 9.339 | 1.8678 | 1.8678 | 1.8678 | 196.7416 | 39.3981 | 40.525 | 44.0925 | 62.88% | 77.8483 | 1640.0047 | 65.69% | 552.7852 | 13049.4156
4 | 23 | 9 | 15.7233 | 15.7767 | 16.1933 | 17.6267 | 14.59% | 16.2535 | 3.2507 | 3.2507 | 3.2507 | 255.5593 | 51.2852 | 52.6397 | 57.299 | 69.66% | 86.2426 | 1356.0204 | 69.58% | 585.5265 | 10320.8798
4 | 23 | 10 | 16.7733 | 16.8133 | 17.6433 | 21.4433 | 16.05% | 17.889 | 3.5778 | 3.5778 | 3.5778 | 300.058 | 60.1547 | 63.1243 | 76.7199 | 74.23% | 91.8976 | 1541.4296 | 75.19% | 632.6934 | 13567.0561
4 | 23 | 11 | 13.5767 | 13.6 | 14.8867 | 20.7533 | 15.14% | 16.8683 | 3.3737 | 3.3737 | 3.3737 | 229.0151 | 45.8817 | 50.2225 | 70.0146 | 77.08% | 95.4327 | 1295.6578 | 74.85% | 629.8286 | 13071.0438
4 | 23 | 12 | 17.0133 | 17.02 | 18.13 | 23.9667 | 13.26% | 14.7811 | 2.9562 | 2.9562 | 2.9562 | 251.4765 | 50.315 | 53.5964 | 70.8509 | 79.33% | 98.2084 | 1670.852 | 81.32% | 684.2578 | 16399.378
4 | 23 | 13 | 15.1033 | 15.1333 | 15.8967 | 23.64 | 11.99% | 13.3638 | 2.6728 | 2.6728 | 2.6728 | 201.8374 | 40.4477 | 42.4879 | 63.1839 | 78.22% | 96.8356 | 1462.5399 | 89.63% | 754.1885 | 17829.016
4 | 23 | 14 | 19.3567 | 19.42 | 20.29 | 24.95 | 18.6% | 20.7219 | 4.1444 | 4.1444 | 4.1444 | 401.1068 | 80.4838 | 84.0895 | 103.4023 | 75.38% | 93.3227 | 1806.4159 | 92.47% | 778.096 | 19413.4948
4 | 23 | 15 | 15.9967 | 15.98 | 17.03 | 24.19 | 24.26% | 27.0371 | 5.4074 | 5.4074 | 5.4074 | 432.5031 | 86.4105 | 92.0883 | 130.8054 | 68.94% | 85.3483 | 1365.2882 | 94.72% | 797.0613 | 19280.9124
4 | 23 | 16 | 15.05 | 14.99 | 15.8533 | 23.2767 | 24.99% | 27.8428 | 5.5686 | 5.5686 | 5.5686 | 419.0337 | 83.4726 | 88.2801 | 129.6174 | 66.74% | 82.6295 | 1243.5746 | 96.8% | 814.5108 | 18959.0958
4 | 23 | 17 | 30.3133 | 30.51 | 30.5 | 30.7033 | 14.71% | 16.3901 | 3.278 | 3.278 | 3.278 | 496.8373 | 100.0121 | 99.9793 | 100.6459 | 57.37% | 71.0222 | 2152.9192 | 90.49% | 761.3972 | 23377.4313
4 | 23 | 18 | 24.8167 | 24.98 | 24.9433 | 25.1 | 0.4912% | 0.54743 | 0.10949 | 0.10949 | 0.10949 | 13.5853 | 2.7349 | 2.7309 | 2.7481 | 54.65% | 67.6555 | 1678.983 | 80.54% | 677.7454 | 17011.4095
4 | 23 | 19 | 23.44 | 23.5633 | 23.5733 | 23.75 | 0% | 0 | 0 | 0 | 0 | 0 | 0 | 0 | 0 | 64.17% | 79.441 | 1862.0959 | 83.2% | 700.0945 | 16627.2446
4 | 23 | 20 | 24.58 | 24.76 | 24.68 | 24.8133 | 0% | 0 | 0 | 0 | 0 | 0 | 0 | 0 | 0 | 62.44% | 77.3096 | 1900.2707 | 75.17% | 632.4831 | 15694.014
4 | 23 | 21 | 25.0033 | 25.18 | 25.1133 | 25.27 | 0% | 0 | 0 | 0 | 0 | 0 | 0 | 0 | 0 | 49.68% | 61.5059 | 1537.8536 | 71.53% | 601.8838 | 15209.603
4 | 23 | 22 | 19.5567 | 19.7033 | 19.65 | 19.76 | 0% | 0 | 0 | 0 | 0 | 0 | 0 | 0 | 0 | 39% | 48.2878 | 944.3492 | 51.88% | 436.5241 | 8625.7158
4 | 23 | 23 | 15.9833 | 16.1167 | 16.0633 | 16.11 | 0% | 0 | 0 | 0 | 0 | 0 | 0 | 0 | 0 | 39.98% | 49.4954 | 791.1016 | 36.07% | 303.5052 | 4889.4689
4 | 24 | 0 | 13.5367 | 13.6333 | 13.59 | 13.6367 | 0% | 0 | 0 | 0 | 0 | 0 | 0 | 0 | 0 | 41.88% | 51.8451 | 701.8097 | 25.22% | 212.2095 | 2893.8299
4 | 24 | 1 | 14.9133 | 15.0133 | 14.9033 | 14.9533 | 0% | 0 | 0 | 0 | 0 | 0 | 0 | 0 | 0 | 45.4% | 56.2103 | 838.2824 | 19.95% | 167.8673 | 2510.1753
4 | 24 | 2 | 15.2 | 15.31 | 15.1767 | 15.2167 | 0% | 0 | 0 | 0 | 0 | 0 | 0 | 0 | 0 | 58.55% | 72.482 | 1101.7267 | 20.9% | 175.8459 | 2675.7881
4 | 24 | 3 | 12.95 | 13.03 | 12.9733 | 13.02 | 0% | 0 | 0 | 0 | 0 | 0 | 0 | 0 | 0 | 62.21% | 77.0204 | 997.4139 | 19.78% | 166.4757 | 2167.5135
4 | 24 | 4 | 12.15 | 12.2133 | 12.1867 | 12.2367 | 0% | 0 | 0 | 0 | 0 | 0 | 0 | 0 | 0 | 61.5% | 76.1371 | 925.0663 | 16.39% | 137.9187 | 1687.6656
4 | 24 | 5 | 12.27 | 12.33 | 12.31 | 13.56 | 2.697% | 3.0059 | 0.60118 | 0.60118 | 0.60118 | 36.8824 | 7.4126 | 7.4005 | 8.152 | 58.97% | 73.0034 | 895.7518 | 13.78% | 115.9731 | 1572.5953
4 | 24 | 6 | 12.67 | 12.7367 | 12.7567 | 18.51 | 8.084% | 9.0091 | 1.8018 | 1.8018 | 1.8018 | 114.1448 | 22.9491 | 22.9851 | 33.3516 | 54.03% | 66.8931 | 847.5349 | 12.27% | 103.2818 | 1911.7461
4 | 24 | 7 | 13.32 | 13.3867 | 13.4233 | 20.3033 | 7.156% | 7.9748 | 1.595 | 1.595 | 1.595 | 106.2238 | 21.3511 | 21.4096 | 32.3828 | 46.62% | 57.7138 | 768.7484 | 9.447% | 79.493 | 1613.9729
4 | 24 | 8 | 17.51 | 17.58 | 17.6333 | 24.14 | 14.87% | 16.5729 | 3.3146 | 3.3146 | 3.3146 | 290.1923 | 58.2705 | 58.4473 | 80.0142 | 39.14% | 48.4618 | 848.5662 | 6.749% | 56.7893 | 1370.8935
4 | 24 | 9 | 16.37 | 16.4467 | 16.49 | 22.7867 | 18.44% | 20.5507 | 4.1101 | 4.1101 | 4.1101 | 336.4157 | 67.5983 | 67.7764 | 93.6566 | 42.32% | 52.3903 | 857.6298 | 5.488% | 46.1799 | 1052.2871
4 | 24 | 10 | 20.9367 | 21.04 | 21.09 | 24.5 | 21.81% | 24.3018 | 4.8604 | 4.8604 | 4.8604 | 508.7986 | 102.262 | 102.505 | 119.0788 | 46.3% | 57.3275 | 1200.2474 | 5.237% | 44.0672 | 1079.6476
4 | 24 | 11 | 19.7167 | 19.8233 | 19.8667 | 24.46 | 28% | 31.1996 | 6.2399 | 6.2399 | 6.2399 | 615.1525 | 123.6961 | 123.9665 | 152.6285 | 53.27% | 65.9528 | 1300.3688 | 8.01% | 67.3979 | 1648.5521
4 | 24 | 12 | 19.8233 | 19.9233 | 19.9733 | 32.1067 | 26.36% | 29.3714 | 5.8743 | 5.8743 | 5.8743 | 582.2383 | 117.0351 | 117.3288 | 188.6033 | 55.75% | 69.0229 | 1368.2642 | 19.18% | 161.3755 | 5181.2282
4 | 24 | 13 | 23.5733 | 23.71 | 23.74 | 27.88 | 20.68% | 23.0488 | 4.6098 | 4.6098 | 4.6098 | 543.3363 | 109.2973 | 109.4356 | 128.5199 | 59.6% | 73.7829 | 1739.3078 | 42.94% | 361.3513 | 10074.4732
4 | 24 | 14 | 24.7133 | 24.83 | 24.9067 | 31.0967 | 27.41% | 30.5428 | 6.1086 | 6.1086 | 6.1086 | 754.8152 | 151.6757 | 152.144 | 189.956 | 64.54% | 79.9021 | 1974.648 | 72.41% | 609.2955 | 18947.0596
4 | 24 | 15 | 25.41 | 25.5133 | 25.61 | 27.48 | 27.07% | 30.1672 | 6.0334 | 6.0334 | 6.0334 | 766.5478 | 153.933 | 154.5162 | 165.7988 | 63.39% | 78.4753 | 1994.0571 | 84.4% | 710.2011 | 19516.3263
4 | 24 | 16 | 32.8067 | 32.9467 | 33.1133 | 33.98 | 18.66% | 20.7899 | 4.158 | 4.158 | 4.158 | 682.046 | 136.9913 | 137.6843 | 141.2879 | 61.9% | 76.6372 | 2514.2117 | 90.22% | 759.1891 | 25797.2459
4 | 24 | 17 | 46.1267 | 46.3333 | 46.5167 | 46.86 | 9.135% | 10.1793 | 2.0359 | 2.0359 | 2.0359 | 469.537 | 94.3281 | 94.7014 | 95.4004 | 53.53% | 66.2686 | 3056.7494 | 94.18% | 792.481 | 37135.6589
4 | 24 | 18 | 54.3467 | 54.5833 | 54.7833 | 54.59 | 0.7452% | 0.83041 | 0.16608 | 0.16608 | 0.16608 | 45.1299 | 9.0653 | 9.0985 | 9.0664 | 44.43% | 55.0049 | 2989.331 | 96.3% | 810.3297 | 44235.8994
4 | 24 | 19 | 26.8333 | 26.9467 | 27.0233 | 27.27 | 0% | 0 | 0 | 0 | 0 | 0 | 0 | 0 | 0 | 52.69% | 65.2308 | 1750.3593 | 97.07% | 816.7607 | 22273.0656
4 | 24 | 20 | 29.0833 | 29.1933 | 29.2733 | 29.57 | 0% | 0 | 0 | 0 | 0 | 0 | 0 | 0 | 0 | 65.66% | 81.2842 | 2364.0149 | 95.47% | 803.3741 | 23755.771
4 | 24 | 21 | 22.5767 | 22.6567 | 22.7467 | 23.37 | 0% | 0 | 0 | 0 | 0 | 0 | 0 | 0 | 0 | 74.25% | 91.9198 | 2075.2417 | 91.74% | 771.955 | 18040.589
4 | 24 | 22 | 20.0433 | 20.11 | 20.1733 | 20.35 | 0% | 0 | 0 | 0 | 0 | 0 | 0 | 0 | 0 | 86.34% | 106.8871 | 2142.3748 | 86.79% | 730.3074 | 14861.7555
4 | 24 | 23 | 18.9133 | 18.9667 | 19.0267 | 19.18 | 0% | 0 | 0 | 0 | 0 | 0 | 0 | 0 | 0 | 95.64% | 118.405 | 2239.434 | 83.61% | 703.5521 | 13494.1288
4 | 25 | 0 | 17.58 | 17.6333 | 17.6867 | 17.8067 | 0% | 0 | 0 | 0 | 0 | 0 | 0 | 0 | 0 | 90.59% | 112.1608 | 1971.7869 | 84.3% | 709.3308 | 12630.8175
4 | 25 | 1 | 16.0333 | 16.0633 | 16.11 | 16.2367 | 0% | 0 | 0 | 0 | 0 | 0 | 0 | 0 | 0 | 90.83% | 112.4502 | 1802.9514 | 88.08% | 741.1737 | 12034.1898
4 | 25 | 2 | 15.9433 | 15.9733 | 16.0233 | 16.1433 | 0% | 0 | 0 | 0 | 0 | 0 | 0 | 0 | 0 | 86.97% | 107.674 | 1716.6819 | 87.9% | 739.6215 | 11939.9566
4 | 25 | 3 | 16.21 | 16.2333 | 16.2767 | 16.39 | 0% | 0 | 0 | 0 | 0 | 0 | 0 | 0 | 0 | 92.23% | 114.1832 | 1850.91 | 77.5% | 652.1388 | 10688.5548
4 | 25 | 4 | 14.2633 | 14.29 | 14.3333 | 14.4367 | 0% | 0 | 0 | 0 | 0 | 0 | 0 | 0 | 0 | 92.53% | 114.5566 | 1633.9595 | 65.34% | 549.7765 | 7936.9407
4 | 25 | 5 | 15.0567 | 15.0633 | 15.3133 | 15.99 | 1.945% | 2.1675 | 0.43349 | 0.43349 | 0.43349 | 32.6348 | 6.5298 | 6.6382 | 6.9316 | 88.08% | 109.0527 | 1641.9704 | 43.85% | 368.9614 | 5899.6931
4 | 25 | 6 | 17.9167 | 17.9367 | 18.2733 | 19.2233 | 19.67% | 21.9144 | 4.3829 | 4.3829 | 4.3829 | 392.6325 | 78.6142 | 80.0897 | 84.2535 | 84.74% | 104.9182 | 1879.7847 | 29.51% | 248.2838 | 4772.8426
4 | 25 | 7 | 20.8933 | 20.99 | 21.0833 | 21.46 | 39.31% | 43.8028 | 8.7606 | 8.7606 | 8.7606 | 915.1864 | 183.8841 | 184.7018 | 188.0016 | 76.56% | 94.7835 | 1980.3438 | 17.85% | 150.234 | 3224.0217
4 | 25 | 8 | 18.1967 | 18.2467 | 18.6 | 19.77 | 52.06% | 58.0124 | 11.6025 | 11.6025 | 11.6025 | 1055.6325 | 211.7066 | 215.8062 | 229.3811 | 70.29% | 87.0165 | 1583.4103 | 12.05% | 101.3892 | 2004.4654
4 | 25 | 9 | 17.0967 | 17.13 | 17.3133 | 17.9167 | 62.45% | 69.5899 | 13.918 | 13.918 | 13.918 | 1189.7559 | 238.4151 | 240.9667 | 249.3639 | 79.45% | 98.3649 | 1681.7115 | 12.1% | 101.7955 | 1823.8368
4 | 25 | 10 | 17.1 | 17.1567 | 17.2533 | 17.6 | 64.91% | 72.332 | 14.4664 | 14.4664 | 14.4664 | 1236.8773 | 248.1952 | 249.5936 | 254.6087 | 85.15% | 105.4208 | 1802.6951 | 11.38% | 95.722 | 1684.7075
4 | 25 | 11 | 17.41 | 17.4133 | 17.9367 | 19.59 | 67.99% | 75.7618 | 15.1524 | 15.1524 | 15.1524 | 1319.0124 | 263.853 | 271.7827 | 296.8346 | 89.47% | 110.7698 | 1928.5022 | 17.25% | 145.1625 | 2843.7343
4 | 25 | 12 | 19.3233 | 19.3567 | 19.7067 | 20.82 | 64.45% | 71.8198 | 14.364 | 14.364 | 14.364 | 1387.7979 | 278.0384 | 283.0658 | 299.0576 | 90.77% | 112.3727 | 2171.4153 | 28.44% | 239.3061 | 4982.3525
4 | 25 | 13 | 17.8167 | 17.8333 | 18.26 | 19.6033 | 56.94% | 63.4533 | 12.6907 | 12.6907 | 12.6907 | 1130.5265 | 226.3168 | 231.7315 | 248.7793 | 86.72% | 107.3685 | 1912.9492 | 42.08% | 354.1008 | 6941.5561
4 | 25 | 14 | 16.2733 | 16.24 | 16.93 | 19.0533 | 41.2% | 45.9153 | 9.1831 | 9.1831 | 9.1831 | 747.1945 | 149.1328 | 155.4691 | 174.9678 | 75.54% | 93.524 | 1521.9471 | 66.34% | 558.1854 | 10635.2932
4 | 25 | 15 | 15.4067 | 15.46 | 15.5133 | 15.6867 | 27.07% | 30.1672 | 6.0334 | 6.0334 | 6.0334 | 464.7755 | 93.2769 | 93.5987 | 94.6445 | 68.72% | 85.0808 | 1310.8109 | 82.45% | 693.7537 | 10882.6837
4 | 25 | 16 | 22.07 | 22.1433 | 22.2167 | 22.4133 | 11.8% | 13.1463 | 2.6293 | 2.6293 | 2.6293 | 290.1383 | 58.2205 | 58.4133 | 58.9304 | 74.5% | 92.2354 | 2035.6348 | 88.04% | 740.8063 | 16603.9393
4 | 25 | 17 | 52.38 | 52.4833 | 52.7967 | 53.8833 | 2.383% | 2.6556 | 0.53112 | 0.53112 | 0.53112 | 139.0991 | 27.8747 | 28.0411 | 28.6183 | 71.68% | 88.741 | 4648.2525 | 87.87% | 739.3568 | 39839.0098
4 | 25 | 18 | 22.6533 | 22.75 | 22.82 | 23.0133 | 0.007762% | 0.0086501 | 0.00173 | 0.00173 | 0.00173 | 0.19595 | 0.039358 | 0.039479 | 0.039813 | 79.58% | 98.5281 | 2231.991 | 86.99% | 731.9649 | 16844.9526
4 | 25 | 19 | 24.6833 | 24.85 | 25.32 | 27.0967 | 0% | 0 | 0 | 0 | 0 | 0 | 0 | 0 | 0 | 72% | 89.1382 | 2200.2267 | 91.5% | 769.902 | 20861.7776
4 | 25 | 20 | 22.7933 | 22.86 | 23.4467 | 25.38 | 0% | 0 | 0 | 0 | 0 | 0 | 0 | 0 | 0 | 41.35% | 51.1978 | 1166.9684 | 94.12% | 791.9745 | 20100.313
4 | 25 | 21 | 19.49 | 19.5233 | 19.8533 | 20.8967 | 0% | 0 | 0 | 0 | 0 | 0 | 0 | 0 | 0 | 37.55% | 46.4832 | 905.9569 | 93.12% | 783.6003 | 16374.634
4 | 25 | 22 | 14.84 | 14.88 | 15.1133 | 15.8867 | 0% | 0 | 0 | 0 | 0 | 0 | 0 | 0 | 0 | 46.01% | 56.9597 | 845.2826 | 89.32% | 751.6188 | 11940.7169
4 | 25 | 23 | 18.7867 | 18.8333 | 18.8967 | 19.05 | 0% | 0 | 0 | 0 | 0 | 0 | 0 | 0 | 0 | 58.09% | 71.9183 | 1351.1047 | 85.66% | 720.833 | 13731.8689
4 | 26 | 0 | 14.5267 | 14.5733 | 14.69 | 15.0367 | 0% | 0 | 0 | 0 | 0 | 0 | 0 | 0 | 0 | 55.61% | 68.8504 | 1000.1669 | 88.56% | 745.1671 | 11204.8292
4 | 26 | 1 | 14.68 | 14.71 | 14.7567 | 14.86 | 0% | 0 | 0 | 0 | 0 | 0 | 0 | 0 | 0 | 36.43% | 45.1 | 662.068 | 94.69% | 796.7904 | 11840.3053
4 | 26 | 2 | 13.9067 | 13.94 | 14 | 14.0933 | 0% | 0 | 0 | 0 | 0 | 0 | 0 | 0 | 0 | 24.33% | 30.1157 | 418.8091 | 97.24% | 818.2324 | 11531.6226
4 | 26 | 3 | 16.3833 | 16.4133 | 16.49 | 16.5933 | 0% | 0 | 0 | 0 | 0 | 0 | 0 | 0 | 0 | 31.87% | 39.4572 | 646.4405 | 95.07% | 800.0086 | 13274.8101
4 | 26 | 4 | 17.02 | 17.0433 | 17.12 | 17.2267 | 0% | 0 | 0 | 0 | 0 | 0 | 0 | 0 | 0 | 27.68% | 34.2636 | 583.1672 | 83.27% | 700.6829 | 12070.4304
4 | 26 | 5 | 14.6533 | 14.6833 | 14.7433 | 14.8433 | 5.389% | 6.0056 | 1.2011 | 1.2011 | 1.2011 | 88.0025 | 17.6365 | 17.7086 | 17.8287 | 15.29% | 18.931 | 277.402 | 50.66% | 426.2664 | 6327.214
4 | 26 | 6 | 14.1033 | 14.14 | 14.2067 | 14.3667 | 30.6% | 34.103 | 6.8206 | 6.8206 | 6.8206 | 480.9654 | 96.4432 | 96.8979 | 97.9892 | 13.05% | 16.1514 | 227.7887 | 21.95% | 184.7376 | 2654.0636
4 | 26 | 7 | 16.4767 | 16.57 | 16.5967 | 16.71 | 52% | 57.9463 | 11.5893 | 11.5893 | 11.5893 | 954.7619 | 192.034 | 192.3431 | 193.6565 | 8.503% | 10.5266 | 173.4439 | 12.94% | 108.8931 | 1819.6038
4 | 26 | 8 | 17.5233 | 17.61 | 17.62 | 17.7233 | 65.26% | 72.7213 | 14.5443 | 14.5443 | 14.5443 | 1274.3189 | 256.1243 | 256.2697 | 257.7726 | 7.723% | 9.5612 | 167.5437 | 9.06% | 76.2394 | 1351.2171
4 | 26 | 9 | 21.4633 | 21.5633 | 21.7333 | 22.3967 | 72.09% | 80.3389 | 16.0678 | 16.0678 | 16.0678 | 1724.3405 | 346.4749 | 349.2064 | 359.8647 | 7.341% | 9.0885 | 195.0686 | 7.164% | 60.2794 | 1350.0578
4 | 26 | 10 | 23.2433 | 23.36 | 23.3967 | 23.5633 | 76.08% | 84.7832 | 16.9566 | 16.9566 | 16.9566 | 1970.6439 | 396.1071 | 396.7288 | 399.5549 | 7.432% | 9.2006 | 213.8524 | 3.1% | 26.0866 | 614.6882
4 | 26 | 11 | 21.2633 | 21.36 | 21.48 | 24.0933 | 77.26% | 86.0986 | 17.2197 | 17.2197 | 17.2197 | 1830.7436 | 367.8133 | 369.8797 | 414.8805 | 8.544% | 10.5779 | 224.9204 | 2.017% | 16.9711 | 408.8912
4 | 26 | 12 | 23.3633 | 23.4733 | 23.8367 | 25.16 | 76.29% | 85.0192 | 17.0038 | 17.0038 | 17.0038 | 1986.3322 | 399.1369 | 405.3149 | 427.8167 | 11.36% | 14.0625 | 328.5471 | 2.595% | 21.8349 | 549.3666
4 | 26 | 13 | 20.43 | 20.4467 | 21.1033 | 23.3833 | 75.25% | 83.8533 | 16.7707 | 16.7707 | 16.7707 | 1713.123 | 342.9041 | 353.9168 | 392.1539 | 16.04% | 19.856 | 405.6585 | 5.197% | 43.7333 | 1022.6292
4 | 26 | 14 | 20.8567 | 20.9 | 21.3967 | 23.0533 | 72.13% | 80.3747 | 16.0749 | 16.0749 | 16.0749 | 1676.349 | 335.9664 | 343.9503 | 370.5811 | 18.23% | 22.5731 | 470.8006 | 16.56% | 139.3496 | 3212.4738
4 | 26 | 15 | 19.55 | 19.6933 | 19.85 | 20.5567 | 64.28% | 71.632 | 14.3264 | 14.3264 | 14.3264 | 1400.405 | 282.1344 | 284.3789 | 294.5029 | 14.24% | 17.6336 | 344.737 | 25.49% | 214.4867 | 4409.1308
4 | 26 | 16 | 21.4933 | 21.6167 | 22.4233 | 25.4467 | 48.62% | 54.1767 | 10.8353 | 10.8353 | 10.8353 | 1164.4382 | 234.224 | 242.9645 | 275.7234 | 11.13% | 13.7752 | 296.0748 | 40.4% | 339.9818 | 8651.4035
4 | 26 | 17 | 20.0933 | 20.2533 | 20.68 | 22.4833 | 26.08% | 29.0643 | 5.8129 | 5.8129 | 5.8129 | 583.9984 | 117.7297 | 120.2099 | 130.6924 | 12.77% | 15.8103 | 317.681 | 53.64% | 451.385 | 10148.6396
4 | 26 | 18 | 19.2967 | 19.4967 | 19.5533 | 19.99 | 2.737% | 3.0498 | 0.60995 | 0.60995 | 0.60995 | 58.8504 | 11.8921 | 11.9266 | 12.193 | 12.24% | 15.1557 | 292.4554 | 58.35% | 491.0266 | 9815.6217
4 | 26 | 19 | 16.46 | 16.62 | 16.65 | 17.01 | 0% | 0 | 0 | 0 | 0 | 0 | 0 | 0 | 0 | 10.31% | 12.7678 | 210.1583 | 55.25% | 464.8761 | 7907.5426
4 | 26 | 20 | 29.0133 | 29.23 | 29.25 | 29.5833 | 0% | 0 | 0 | 0 | 0 | 0 | 0 | 0 | 0 | 9.84% | 12.1826 | 353.4577 | 52.72% | 443.5867 | 13122.7721
4 | 26 | 21 | 17.3733 | 17.4667 | 17.5967 | 18.05 | 0% | 0 | 0 | 0 | 0 | 0 | 0 | 0 | 0 | 13.97% | 17.2997 | 300.5528 | 46% | 387.0761 | 6986.7242
4 | 26 | 22 | 15.3667 | 15.42 | 15.5367 | 17.5467 | 0% | 0 | 0 | 0 | 0 | 0 | 0 | 0 | 0 | 24.95% | 30.8919 | 474.7049 | 39.02% | 328.3097 | 5760.7403
4 | 26 | 23 | 17.1433 | 17.2033 | 17.2833 | 20.65 | 0% | 0 | 0 | 0 | 0 | 0 | 0 | 0 | 0 | 30.64% | 37.9335 | 650.3072 | 38.96% | 327.8514 | 6770.1304
4 | 27 | 0 | 17.3167 | 17.3733 | 17.4433 | 17.5567 | 0% | 0 | 0 | 0 | 0 | 0 | 0 | 0 | 0 | 41.44% | 51.3035 | 888.4058 | 41.31% | 347.6072 | 6102.8229
4 | 27 | 1 | 15.0567 | 15.12 | 15.1667 | 15.27 | 0% | 0 | 0 | 0 | 0 | 0 | 0 | 0 | 0 | 48.06% | 59.5015 | 895.8949 | 21.54% | 181.2726 | 2768.0327
4 | 27 | 2 | 9.6567 | 9.6967 | 9.72 | 9.78 | 0% | 0 | 0 | 0 | 0 | 0 | 0 | 0 | 0 | 52.04% | 64.4258 | 622.1382 | 11.42% | 96.0651 | 939.5166
4 | 27 | 3 | 8.6867 | 8.72 | 8.7367 | 8.7933 | 0% | 0 | 0 | 0 | 0 | 0 | 0 | 0 | 0 | 52.74% | 65.2971 | 567.2144 | 4.122% | 34.6835 | 304.9832
4 | 27 | 4 | 2.1067 | 2.1133 | 2.1233 | 2.12 | 0% | 0 | 0 | 0 | 0 | 0 | 0 | 0 | 0 | 57.08% | 70.6621 | 148.8614 | 3.801% | 31.9808 | 67.7993
4 | 27 | 5 | 10.7567 | 10.7867 | 10.83 | 10.8933 | 6.211% | 6.9213 | 1.3843 | 1.3843 | 1.3843 | 74.4502 | 14.9316 | 14.9915 | 15.0792 | 61.01% | 75.5305 | 812.4562 | 4.501% | 37.8764 | 412.6
4 | 27 | 6 | 16.6433 | 16.7 | 16.74 | 16.8567 | 31.93% | 35.5852 | 7.117 | 7.117 | 7.117 | 592.2566 | 118.8546 | 119.1393 | 119.9696 | 57.78% | 71.5389 | 1190.6461 | 6.479% | 54.5175 | 918.9828
4 | 27 | 7 | 17.6133 | 17.6867 | 17.6933 | 17.81 | 50.35% | 56.1082 | 11.2216 | 11.2216 | 11.2216 | 988.2517 | 198.4733 | 198.5481 | 199.8573 | 37.29% | 46.1727 | 813.2558 | 7.502% | 63.127 | 1124.2914
4 | 27 | 8 | 16.1467 | 16.2067 | 16.2167 | 16.35 | 63.38% | 70.6341 | 14.1268 | 14.1268 | 14.1268 | 1140.5056 | 228.9487 | 229.09 | 230.9736 | 22.48% | 27.8356 | 449.4521 | 6.699% | 56.3732 | 921.702
4 | 27 | 9 | 38.9567 | 39.12 | 39.1433 | 39.4667 | 70.97% | 79.0896 | 15.8179 | 15.8179 | 15.8179 | 3081.0663 | 618.7969 | 619.1659 | 624.2804 | 29.53% | 36.5619 | 1424.3314 | 4.124% | 34.7007 | 1369.5192
4 | 27 | 10 | 16.7767 | 16.8533 | 16.89 | 17.02 | 74.64% | 83.1749 | 16.635 | 16.635 | 16.635 | 1395.3974 | 280.3548 | 280.9648 | 283.1273 | 47.33% | 58.5968 | 983.0595 | 2.771% | 23.3168 | 396.8513
4 | 27 | 11 | 41.72 | 41.9167 | 41.9567 | 42.3233 | 73.69% | 82.1134 | 16.4227 | 16.4227 | 16.4227 | 3425.7711 | 688.384 | 689.0409 | 695.0626 | 53.11% | 65.7479 | 2743.0033 | 1.936% | 16.293 | 689.572
4 | 27 | 12 | 22.8667 | 23.0333 | 23.1 | 23.3033 | 66.34% | 73.9286 | 14.7857 | 14.7857 | 14.7857 | 1690.4999 | 340.5643 | 341.55 | 344.5564 | 52.47% | 64.9644 | 1485.5193 | 1.687% | 14.1972 | 330.8418
4 | 27 | 13 | 20.5933 | 20.8733 | 20.94 | 21.12 | 57.06% | 63.588 | 12.7176 | 12.7176 | 12.7176 | 1309.489 | 265.4587 | 266.3066 | 268.5957 | 48.38% | 59.893 | 1233.3962 | 1.734% | 14.5916 | 308.1747
4 | 27 | 14 | 17.1233 | 17.91 | 18.3267 | 18.48 | 46.24% | 51.5261 | 10.3052 | 10.3052 | 10.3052 | 882.2983 | 184.5664 | 188.8603 | 190.4404 | 51.08% | 63.245 | 1082.966 | 4.67% | 39.2992 | 726.2496
4 | 27 | 15 | 23.9967 | 24.28 | 24.3033 | 24.5133 | 48.54% | 54.0871 | 10.8174 | 10.8174 | 10.8174 | 1297.9107 | 262.6471 | 262.8995 | 265.1711 | 52.47% | 64.9622 | 1558.8762 | 7.223% | 60.7753 | 1489.8047
4 | 27 | 16 | 19.3433 | 20.1333 | 20.5633 | 20.7367 | 40.84% | 45.5155 | 9.1031 | 9.1031 | 9.1031 | 880.4217 | 183.2758 | 187.1901 | 188.768 | 50.74% | 62.8236 | 1215.2187 | 14.16% | 119.1443 | 2470.6554
4 | 27 | 17 | 20.9 | 21.0067 | 21.0733 | 21.2933 | 19.79% | 22.0546 | 4.4109 | 4.4109 | 4.4109 | 460.9417 | 92.6588 | 92.9529 | 93.9233 | 47.53% | 58.8416 | 1229.7893 | 31.36% | 263.9031 | 5619.3762
4 | 27 | 18 | 18.6067 | 18.7 | 18.75 | 18.9033 | 2.115% | 2.3565 | 0.47131 | 0.47131 | 0.47131 | 43.8472 | 8.8134 | 8.837 | 8.9093 | 61.7% | 76.3917 | 1421.3952 | 54.07% | 455.0105 | 8601.2144
4 | 27 | 19 | 24.1367 | 24.23 | 24.2767 | 24.4567 | 0% | 0 | 0 | 0 | 0 | 0 | 0 | 0 | 0 | 77.98% | 96.5432 | 2330.231 | 66.52% | 559.7469 | 13689.5446
4 | 27 | 20 | 21.4867 | 21.57 | 21.6233 | 21.79 | 0% | 0 | 0 | 0 | 0 | 0 | 0 | 0 | 0 | 78.92% | 97.7097 | 2099.4566 | 68.45% | 575.9991 | 12551.0203
4 | 27 | 21 | 18.2333 | 18.3067 | 18.3567 | 18.5033 | 0% | 0 | 0 | 0 | 0 | 0 | 0 | 0 | 0 | 78.73% | 97.4667 | 1777.1424 | 77.99% | 656.2599 | 12142.9957
4 | 27 | 22 | 17.3067 | 17.3933 | 17.4867 | 17.79 | 0% | 0 | 0 | 0 | 0 | 0 | 0 | 0 | 0 | 78.86% | 97.6376 | 1689.7818 | 85.85% | 722.3759 | 12851.0678
4 | 27 | 23 | 17.23 | 17.3067 | 17.36 | 17.5033 | 0% | 0 | 0 | 0 | 0 | 0 | 0 | 0 | 0 | 81.19% | 100.5219 | 1731.9921 | 90.82% | 764.1726 | 13375.5672
4 | 28 | 0 | 20.3267 | 20.4033 | 20.4633 | 20.61 | 0% | 0 | 0 | 0 | 0 | 0 | 0 | 0 | 0 | 79.65% | 98.6168 | 2004.55 | 93.5% | 786.798 | 16215.9068
4 | 28 | 1 | 17.1433 | 17.2067 | 17.2667 | 17.39 | 0% | 0 | 0 | 0 | 0 | 0 | 0 | 0 | 0 | 77.54% | 95.9978 | 1645.7226 | 96.52% | 812.1402 | 14123.1176
4 | 28 | 2 | 8.4267 | 8.4433 | 8.4733 | 8.5433 | 0% | 0 | 0 | 0 | 0 | 0 | 0 | 0 | 0 | 50.74% | 62.8152 | 529.323 | 97.35% | 819.1522 | 6998.2906
4 | 28 | 3 | 14.5067 | 14.5467 | 14.5933 | 14.69 | 0% | 0 | 0 | 0 | 0 | 0 | 0 | 0 | 0 | 45.84% | 56.7518 | 823.2801 | 98.31% | 827.258 | 12152.4198
4 | 28 | 4 | 19.6733 | 19.7267 | 19.7867 | 19.9133 | 0% | 0 | 0 | 0 | 0 | 0 | 0 | 0 | 0 | 53.19% | 65.8528 | 1295.5446 | 99.44% | 836.7229 | 16661.9412
4 | 28 | 5 | 20.1567 | 20.2133 | 20.2733 | 20.4067 | 5.462% | 6.0872 | 1.2174 | 1.2174 | 1.2174 | 122.6974 | 24.6085 | 24.6815 | 24.8438 | 56.35% | 69.7654 | 1406.238 | 99.83% | 840.0667 | 17142.962
4 | 28 | 6 | 15.8833 | 15.9367 | 15.98 | 16.1 | 26.45% | 29.4727 | 5.8945 | 5.8945 | 5.8945 | 468.1246 | 93.9393 | 94.1947 | 94.9021 | 44.03% | 54.5069 | 865.7517 | 99.14% | 834.2137 | 13430.8412
4 | 28 | 7 | 17.1067 | 17.17 | 17.2067 | 17.34 | 49.44% | 55.0986 | 11.0197 | 11.0197 | 11.0197 | 942.5528 | 189.2085 | 189.6125 | 191.0818 | 27.23% | 33.7073 | 576.619 | 92.27% | 776.4091 | 13462.9341
4 | 28 | 8 | 17.7733 | 17.86 | 18.0067 | 18.5933 | 68.06% | 75.8396 | 15.1679 | 15.1679 | 15.1679 | 1347.9228 | 270.8991 | 273.1237 | 282.0223 | 28.95% | 35.84 | 636.996 | 82.47% | 693.979 | 12903.3825
4 | 28 | 9 | 18.4467 | 18.5667 | 18.7633 | 19.5367 | 73.69% | 82.119 | 16.4238 | 16.4238 | 16.4238 | 1514.8211 | 304.9351 | 308.1651 | 320.8662 | 43.5% | 53.851 | 993.3711 | 80.16% | 674.5413 | 13178.2892
4 | 28 | 10 | 16.71 | 16.8133 | 16.9733 | 17.5533 | 75.17% | 83.7674 | 16.7535 | 16.7535 | 16.7535 | 1399.7536 | 281.6819 | 284.3625 | 294.0795 | 48.54% | 60.0976 | 1004.2302 | 82.01% | 690.0773 | 12113.1568
4 | 28 | 11 | 15.5667 | 15.69 | 16.13 | 17.6767 | 76.77% | 85.5561 | 17.1112 | 17.1112 | 17.1112 | 1331.8238 | 268.4751 | 276.0041 | 302.4695 | 45.8% | 56.7044 | 882.699 | 81.98% | 689.8279 | 12193.8575
4 | 28 | 12 | 14.1067 | 14.2033 | 14.5233 | 15.5933 | 77.14% | 85.9577 | 17.1915 | 17.1915 | 17.1915 | 1212.5773 | 244.1773 | 249.6786 | 268.0736 | 35.93% | 44.4851 | 627.5372 | 79.62% | 670.0047 | 10447.6061
4 | 28 | 13 | 14.3033 | 14.3833 | 14.4767 | 14.7567 | 75.16% | 83.7514 | 16.7503 | 16.7503 | 16.7503 | 1197.9236 | 240.9247 | 242.4881 | 247.1782 | 28.82% | 35.677 | 510.2998 | 81.32% | 684.2374 | 10097.0635
4 | 28 | 14 | 14.5967 | 14.6733 | 14.7633 | 15.0367 | 71.42% | 79.5894 | 15.9179 | 15.9179 | 15.9179 | 1161.7404 | 233.5684 | 235.0011 | 239.3519 | 31.05% | 38.4417 | 561.1205 | 84.36% | 709.8644 | 10673.9943
4 | 28 | 15 | 11.03 | 11.1233 | 11.88 | 14.3867 | 64.43% | 71.7994 | 14.3599 | 14.3599 | 14.3599 | 791.9475 | 159.7298 | 170.5954 | 206.5908 | 29.82% | 36.9213 | 407.242 | 85.93% | 723.0503 | 10402.2835
4 | 28 | 16 | 15.8667 | 15.94 | 16.1367 | 16.7533 | 50.08% | 55.8085 | 11.1617 | 11.1617 | 11.1617 | 885.4948 | 177.9175 | 180.1126 | 186.9957 | 22.61% | 27.9877 | 444.0722 | 86.72% | 729.7531 | 12225.7965
4 | 28 | 17 | 17.76 | 17.85 | 18.1967 | 19.3367 | 27.55% | 30.6979 | 6.1396 | 6.1396 | 6.1396 | 545.195 | 109.5916 | 111.7199 | 118.7191 | 22.34% | 27.6631 | 491.2965 | 88.97% | 748.6199 | 14475.8141
4 | 28 | 18 | 18.0933 | 18.1733 | 18.2233 | 18.3633 | 3.109% | 3.4644 | 0.69287 | 0.69287 | 0.69287 | 62.6818 | 12.5918 | 12.6264 | 12.7234 | 37.33% | 46.2177 | 836.2323 | 90.52% | 761.6927 | 13987.2178
4 | 28 | 19 | 20.2733 | 20.35 | 20.39 | 20.9633 | 0% | 0 | 0 | 0 | 0 | 0 | 0 | 0 | 0 | 39.65% | 49.0905 | 995.2287 | 97.69% | 822.0128 | 17232.1289
4 | 28 | 20 | 22.3067 | 22.38 | 22.41 | 23.0967 | 0% | 0 | 0 | 0 | 0 | 0 | 0 | 0 | 0 | 43.17% | 53.4462 | 1192.2067 | 98.95% | 832.628 | 19230.9317
4 | 28 | 21 | 37.57 | 37.66 | 37.68 | 38.09 | 0% | 0 | 0 | 0 | 0 | 0 | 0 | 0 | 0 | 46.02% | 56.9772 | 2140.6343 | 77.55% | 652.5416 | 24855.31
4 | 28 | 22 | 15.87 | 15.93 | 15.96 | 16.1167 | 0% | 0 | 0 | 0 | 0 | 0 | 0 | 0 | 0 | 50.61% | 62.6554 | 994.3414 | 81.67% | 687.2352 | 11075.9403
4 | 28 | 23 | 21.9133 | 21.99 | 22.0333 | 22.2133 | 0% | 0 | 0 | 0 | 0 | 0 | 0 | 0 | 0 | 61.79% | 76.502 | 1676.4148 | 95.03% | 799.5944 | 17761.6558
4 | 29 | 0 | 22.3733 | 22.44 | 22.4867 | 22.6533 | 0% | 0 | 0 | 0 | 0 | 0 | 0 | 0 | 0 | 81.4% | 100.7822 | 2254.8343 | 95.56% | 804.117 | 18215.9293
4 | 29 | 1 | 19.1167 | 19.1733 | 19.2033 | 19.35 | 0% | 0 | 0 | 0 | 0 | 0 | 0 | 0 | 0 | 81.7% | 101.1484 | 1933.6212 | 93.42% | 786.0619 | 15210.2979
4 | 29 | 2 | 19.7233 | 19.78 | 19.81 | 19.9533 | 0% | 0 | 0 | 0 | 0 | 0 | 0 | 0 | 0 | 79.81% | 98.8047 | 1948.7582 | 96.47% | 811.7472 | 16197.0618
4 | 29 | 3 | 18.4533 | 18.5133 | 18.55 | 18.6733 | 0% | 0 | 0 | 0 | 0 | 0 | 0 | 0 | 0 | 73.91% | 91.5074 | 1688.6162 | 96.36% | 810.835 | 15140.9925
4 | 29 | 4 | 17.91 | 17.9633 | 17.9933 | 18.1167 | 0% | 0 | 0 | 0 | 0 | 0 | 0 | 0 | 0 | 71.3% | 88.2668 | 1580.8584 | 82.85% | 697.1344 | 12629.7523
4 | 29 | 5 | 18.31 | 18.3733 | 18.3833 | 18.5067 | 7.985% | 8.8978 | 1.7796 | 1.7796 | 1.7796 | 162.9196 | 32.6966 | 32.7144 | 32.9339 | 66.14% | 81.8826 | 1499.2698 | 85.47% | 719.1917 | 13309.8412
4 | 29 | 6 | 17.97 | 18.0467 | 18.0733 | 18.2133 | 34.65% | 38.6078 | 7.7216 | 7.7216 | 7.7216 | 693.7822 | 139.3484 | 139.5543 | 140.6353 | 45.12% | 55.8594 | 1003.7943 | 80.02% | 673.3377 | 12263.7233
4 | 29 | 7 | 16.4933 | 16.5767 | 16.6033 | 16.7433 | 55.02% | 61.3137 | 12.2627 | 12.2627 | 12.2627 | 1011.2665 | 203.2752 | 203.6022 | 205.319 | 24.71% | 30.5874 | 504.4883 | 63.75% | 536.4212 | 8981.4794
4 | 29 | 8 | 14.88 | 14.9633 | 15 | 15.1333 | 67.48% | 75.1977 | 15.0395 | 15.0395 | 15.0395 | 1118.9411 | 225.0415 | 225.593 | 227.5982 | 20.41% | 25.2699 | 376.0167 | 53.79% | 452.6573 | 6850.2131
4 | 29 | 9 | 13.8333 | 13.9067 | 13.94 | 14.07 | 73.86% | 82.3031 | 16.4606 | 16.4606 | 16.4606 | 1138.526 | 228.9123 | 229.461 | 231.6009 | 17.59% | 21.7792 | 301.2795 | 58.42% | 491.5706 | 6916.3981
4 | 29 | 10 | 12.1833 | 12.2567 | 12.2867 | 12.3933 | 75.77% | 84.4353 | 16.8871 | 16.8871 | 16.8871 | 1028.7038 | 206.9791 | 207.4858 | 209.287 | 15.69% | 19.4236 | 236.644 | 64.08% | 539.2037 | 6682.5311
4 | 29 | 11 | 12.4733 | 12.5467 | 12.59 | 12.6967 | 75.18% | 83.7835 | 16.7567 | 16.7567 | 16.7567 | 1045.0593 | 210.2407 | 210.9668 | 212.7542 | 14.82% | 18.3536 | 228.9301 | 73.05% | 614.7147 | 7804.8278
4 | 29 | 12 | 12.4233 | 12.4933 | 12.5367 | 12.65 | 75.03% | 83.6074 | 16.7215 | 16.7215 | 16.7215 | 1038.6825 | 208.907 | 209.6316 | 211.5267 | 14.09% | 17.4456 | 216.732 | 61.36% | 516.2869 | 6531.0288
4 | 29 | 13 | 11.6 | 11.6733 | 11.72 | 11.8333 | 75.16% | 83.752 | 16.7504 | 16.7504 | 16.7504 | 971.5229 | 195.5329 | 196.3146 | 198.213 | 13.62% | 16.8582 | 195.5547 | 47.87% | 402.8471 | 4767.0238
4 | 29 | 14 | 12.92 | 12.9967 | 13.05 | 13.1733 | 70.84% | 78.9462 | 15.7892 | 15.7892 | 15.7892 | 1019.9853 | 205.2076 | 206.0497 | 207.997 | 13.53% | 16.7547 | 216.4706 | 34.05% | 286.5567 | 3774.9068
4 | 29 | 15 | 14.1567 | 14.2433 | 14.2933 | 14.4167 | 62.31% | 69.4404 | 13.8881 | 13.8881 | 13.8881 | 983.0447 | 197.8126 | 198.507 | 200.2198 | 13.52% | 16.7424 | 237.0166 | 23.65% | 199.0325 | 2869.3858
4 | 29 | 16 | 14.44 | 14.52 | 14.5633 | 14.6667 | 48.28% | 53.7967 | 10.7593 | 10.7593 | 10.7593 | 776.8248 | 156.2257 | 156.6919 | 157.8037 | 13.63% | 16.8787 | 243.7289 | 16.77% | 141.1164 | 2069.7079
4 | 29 | 17 | 23.5833 | 23.7533 | 23.6267 | 23.7367 | 26.71% | 29.7662 | 5.9532 | 5.9532 | 5.9532 | 701.9857 | 141.4092 | 140.6551 | 141.31 | 13.16% | 16.2916 | 384.2112 | 12.98% | 109.2492 | 2593.2125
4 | 29 | 18 | 23.5667 | 23.7333 | 23.6333 | 23.75 | 3.286% | 3.6621 | 0.73242 | 0.73242 | 0.73242 | 86.3029 | 17.3826 | 17.3094 | 17.3949 | 20.66% | 25.5732 | 602.6752 | 10.26% | 86.3091 | 2049.8405
4 | 29 | 19 | 18.67 | 18.7567 | 18.76 | 18.8833 | 0% | 0 | 0 | 0 | 0 | 0 | 0 | 0 | 0 | 32.63% | 40.4008 | 754.2831 | 8.034% | 67.6028 | 1276.5664
4 | 29 | 20 | 22.6033 | 22.68 | 22.7067 | 22.8633 | 0% | 0 | 0 | 0 | 0 | 0 | 0 | 0 | 0 | 44.43% | 55.0044 | 1243.2833 | 6.314% | 53.1321 | 1214.7761
4 | 29 | 21 | 19.17 | 19.2533 | 19.2833 | 19.4467 | 0% | 0 | 0 | 0 | 0 | 0 | 0 | 0 | 0 | 50.47% | 62.4874 | 1197.8839 | 4.2% | 35.3383 | 687.2121
4 | 29 | 22 | 20.5467 | 20.6333 | 20.6733 | 20.8467 | 0% | 0 | 0 | 0 | 0 | 0 | 0 | 0 | 0 | 49.69% | 61.5139 | 1263.9053 | 1.832% | 15.4115 | 321.2776
4 | 29 | 23 | 20.1133 | 20.1933 | 20.2333 | 20.4 | 0% | 0 | 0 | 0 | 0 | 0 | 0 | 0 | 0 | 44.57% | 55.182 | 1109.8943 | 0.6692% | 5.6314 | 114.8798
4 | 30 | 0 | 17.8933 | 17.96 | 17.98 | 18.1067 | 0% | 0 | 0 | 0 | 0 | 0 | 0 | 0 | 0 | 45.15% | 55.8982 | 1000.2046 | 0.3394% | 2.856 | 51.7121
4 | 30 | 1 | 14.8867 | 14.95 | 14.9533 | 15.0533 | 0% | 0 | 0 | 0 | 0 | 0 | 0 | 0 | 0 | 43.78% | 54.2047 | 806.927 | 0.3564% | 2.9993 | 45.1494
4 | 30 | 2 | 14.99 | 15.0733 | 15.03 | 15.1133 | 0% | 0 | 0 | 0 | 0 | 0 | 0 | 0 | 0 | 47.36% | 58.6351 | 878.9404 | 0.2031% | 1.7089 | 25.8271
4 | 30 | 3 | 17.6533 | 17.7367 | 17.7 | 17.79 | 0% | 0 | 0 | 0 | 0 | 0 | 0 | 0 | 0 | 54.42% | 67.3807 | 1189.4934 | 0.1141% | 0.95985 | 17.0758
4 | 30 | 4 | 16.07 | 16.1367 | 16.12 | 16.2067 | 0% | 0 | 0 | 0 | 0 | 0 | 0 | 0 | 0 | 59.53% | 73.6986 | 1184.3368 | 0.3772% | 3.1737 | 51.4346
4 | 30 | 5 | 14.0933 | 14.13 | 14.1567 | 14.2533 | 7.382% | 8.2262 | 1.6452 | 1.6452 | 1.6452 | 115.935 | 23.2473 | 23.2912 | 23.4502 | 65.72% | 81.3611 | 1146.6493 | 1.421% | 11.9535 | 170.377
4 | 30 | 6 | 27.6733 | 27.75 | 27.75 | 27.9267 | 31.3% | 34.8802 | 6.976 | 6.976 | 6.976 | 965.2523 | 193.5853 | 193.5853 | 194.8177 | 66.39% | 82.1881 | 2274.4199 | 3.565% | 29.9974 | 837.7265
4 | 30 | 7 | 65.1567 | 65.23 | 65.1833 | 64.2367 | 52.1% | 58.0569 | 11.6114 | 11.6114 | 11.6114 | 3782.7939 | 757.4103 | 756.8684 | 745.8763 | 54.17% | 67.0618 | 4369.5248 | 4.917% | 41.3744 | 2657.7526
4 | 30 | 8 | 36.72 | 36.8 | 36.8367 | 36.9333 | 66.2% | 73.7704 | 14.7541 | 14.7541 | 14.7541 | 2708.8489 | 542.9501 | 543.4911 | 544.9173 | 50.64% | 62.6935 | 2302.105 | 4.716% | 39.6852 | 1465.708
4 | 30 | 9 | 28.6633 | 28.7633 | 28.72 | 28.85 | 71.76% | 79.9669 | 15.9934 | 15.9934 | 15.9934 | 2292.1192 | 460.0232 | 459.3301 | 461.4093 | 56.68% | 70.1694 | 2011.2889 | 4.976% | 41.874 | 1208.0635
4 | 30 | 10 | 30.7467 | 30.8133 | 30.8267 | 31.06 | 72.29% | 80.557 | 16.1114 | 16.1114 | 16.1114 | 2476.8593 | 496.446 | 496.6608 | 500.4201 | 56.98% | 70.539 | 2168.8406 | 6.186% | 52.0505 | 1616.6885
4 | 30 | 11 | 27.4567 | 27.54 | 27.5733 | 27.8033 | 72% | 80.2308 | 16.0462 | 16.0462 | 16.0462 | 2202.8695 | 441.9111 | 442.446 | 446.1366 | 62.61% | 77.5105 | 2128.1792 | 8.019% | 67.478 | 1876.1141
4 | 30 | 12 | 33.6467 | 33.7333 | 33.7667 | 34.26 | 71.53% | 79.7167 | 15.9433 | 15.9433 | 15.9433 | 2682.2015 | 537.8221 | 538.3535 | 546.2189 | 69.48% | 86.0185 | 2894.2367 | 9.895% | 83.2599 | 2852.4856
4 | 30 | 13 | 27.49 | 27.5733 | 27.61 | 28.26 | 70.69% | 78.7714 | 15.7543 | 15.7543 | 15.7543 | 2165.4252 | 434.3979 | 434.9756 | 445.2158 | 74.93% | 92.7695 | 2550.2324 | 12.69% | 106.8198 | 3018.7288
4 | 30 | 14 | 21.8133 | 21.8967 | 21.9533 | 22.1467 | 67.82% | 75.5789 | 15.1158 | 15.1158 | 15.1158 | 1648.6273 | 330.9851 | 331.8417 | 334.764 | 79.95% | 98.9852 | 2159.1962 | 15.31% | 128.8496 | 2853.5888
4 | 30 | 15 | 35.2 | 35.2967 | 35.3533 | 35.6467 | 61.11% | 68.099 | 13.6198 | 13.6198 | 13.6198 | 2397.0858 | 480.7337 | 481.5055 | 485.5007 | 94.02% | 116.3988 | 4097.2382 | 19.4% | 163.2335 | 5818.7289
4 | 30 | 16 | 20.0433 | 20.1367 | 20.1967 | 20.3733 | 47.32% | 52.7359 | 10.5472 | 10.5472 | 10.5472 | 1057.0024 | 212.3849 | 213.0177 | 214.881 | 85.08% | 105.3339 | 2111.2422 | 28.26% | 237.7885 | 4844.5434
4 | 30 | 17 | 22.12 | 22.2067 | 22.2567 | 22.45 | 26.09% | 29.0754 | 5.8151 | 5.8151 | 5.8151 | 643.148 | 129.1336 | 129.4243 | 130.5486 | 84.55% | 104.6741 | 2315.3919 | 37.77% | 317.7769 | 7134.0907
4 | 30 | 18 | 48.88 | 48.9333 | 48.9167 | 49.2733 | 3.222% | 3.5904 | 0.71808 | 0.71808 | 0.71808 | 175.4989 | 35.1381 | 35.1261 | 35.3822 | 93.68% | 115.9753 | 5668.8728 | 45.95% | 386.638 | 19050.9408
4 | 30 | 19 | 20.38 | 20.4633 | 20.4933 | 20.6367 | 0% | 0 | 0 | 0 | 0 | 0 | 0 | 0 | 0 | 91.87% | 113.7425 | 2318.0716 | 55.27% | 465.0467 | 9597.0134
4 | 30 | 20 | 21.2433 | 21.3467 | 21.3467 | 21.4867 | 0% | 0 | 0 | 0 | 0 | 0 | 0 | 0 | 0 | 93.65% | 115.9381 | 2462.9111 | 58.08% | 488.7242 | 10501.0542
4 | 30 | 21 | 19.11 | 19.1833 | 19.2367 | 19.3933 | 0% | 0 | 0 | 0 | 0 | 0 | 0 | 0 | 0 | 94.89% | 117.4817 | 2245.0746 | 63% | 530.1193 | 10280.7812
4 | 30 | 22 | 16.34 | 16.4133 | 16.46 | 16.6133 | 0% | 0 | 0 | 0 | 0 | 0 | 0 | 0 | 0 | 97.42% | 120.6093 | 1970.7565 | 69.01% | 580.6846 | 9647.1072
4 | 30 | 23 | 17.6267 | 17.7067 | 17.7533 | 17.8933 | 0% | 0 | 0 | 0 | 0 | 0 | 0 | 0 | 0 | 99.1% | 122.6933 | 2162.6735 | 77.38% | 651.1305 | 11650.8948
5 | 1 | 0 | 22.4933 | 22.55 | 22.5933 | 22.7267 | 0% | 0 | 0 | 0 | 0 | 0 | 0 | 0 | 0 | 99.91% | 123.6899 | 2782.1988 | 86.68% | 729.3875 | 16576.5465
5 | 1 | 1 | 18.0667 | 18.1033 | 18.1533 | 18.2733 | 0% | 0 | 0 | 0 | 0 | 0 | 0 | 0 | 0 | 99.92% | 123.7106 | 2235.0375 | 90.94% | 765.2275 | 13983.2574
5 | 1 | 2 | 11.41 | 11.4167 | 11.4367 | 11.5133 | 0% | 0 | 0 | 0 | 0 | 0 | 0 | 0 | 0 | 99.48% | 123.1606 | 1405.2628 | 96.35% | 810.7168 | 9334.0533
5 | 1 | 3 | 9.35 | 9.3567 | 9.37 | 9.43 | 0% | 0 | 0 | 0 | 0 | 0 | 0 | 0 | 0 | 99.96% | 123.7532 | 1157.0926 | 98.25% | 826.7245 | 7796.0116
5 | 1 | 4 | 10.6467 | 10.6467 | 10.66 | 10.7233 | 0% | 0 | 0 | 0 | 0 | 0 | 0 | 0 | 0 | 99.98% | 123.7785 | 1317.8285 | 99.07% | 833.6425 | 8939.4267
5 | 1 | 5 | 11.72 | 11.7467 | 11.7733 | 11.8467 | 7.253% | 8.0823 | 1.6165 | 1.6165 | 1.6165 | 94.7242 | 18.9879 | 19.031 | 19.1496 | 99.78% | 123.5268 | 1447.7336 | 99.73% | 839.1495 | 9941.1246
5 | 1 | 6 | 18.3933 | 18.4267 | 18.44 | 18.5633 | 31.98% | 35.6359 | 7.1272 | 7.1272 | 7.1272 | 655.4626 | 131.3301 | 131.4251 | 132.3041 | 98.27% | 121.6597 | 2237.7281 | 99.64% | 838.4083 | 15563.6531
5 | 1 | 7 | 18.9367 | 18.9967 | 19.0033 | 19.1433 | 52.93% | 58.9837 | 11.7967 | 11.7967 | 11.7967 | 1116.9545 | 224.0987 | 224.1774 | 225.8289 | 92.03% | 113.936 | 2157.5671 | 99.7% | 838.9373 | 16060.0567
5 | 1 | 8 | 21.4567 | 21.5333 | 21.5633 | 21.7467 | 64.78% | 72.1911 | 14.4382 | 14.4382 | 14.4382 | 1548.9811 | 310.9032 | 311.3363 | 313.9833 | 89.76% | 111.1311 | 2384.5029 | 99.46% | 836.9524 | 18200.9255
5 | 1 | 9 | 21.44 | 21.5333 | 21.57 | 21.7367 | 66.8% | 74.4402 | 14.888 | 14.888 | 14.888 | 1595.997 | 320.5889 | 321.1348 | 323.6162 | 89.93% | 111.3414 | 2387.1606 | 99.64% | 838.4148 | 18224.3424
5 | 1 | 10 | 21.9067 | 22.0033 | 22.0533 | 22.2267 | 67.94% | 75.7074 | 15.1415 | 15.1415 | 15.1415 | 1658.4967 | 333.163 | 333.9201 | 336.5446 | 87.52% | 108.3567 | 2373.7346 | 99.15% | 834.3465 | 18544.7408
5 | 1 | 11 | 18.42 | 18.51 | 18.5633 | 18.6967 | 71.91% | 80.1375 | 16.0275 | 16.0275 | 16.0275 | 1476.1323 | 296.6689 | 297.5237 | 299.6607 | 89.1% | 110.309 | 2031.891 | 98.31% | 827.2428 | 15466.6826
5 | 1 | 12 | 17.4033 | 17.5 | 17.5267 | 17.65 | 74.04% | 82.5051 | 16.501 | 16.501 | 16.501 | 1435.8642 | 288.7679 | 289.208 | 291.2431 | 93.37% | 115.5972 | 2011.7766 | 99.22% | 834.9113 | 14736.1843
5 | 1 | 13 | 20.3667 | 20.4667 | 20.5233 | 20.68 | 71.47% | 79.6494 | 15.9299 | 15.9299 | 15.9299 | 1622.192 | 326.0314 | 326.9341 | 329.4298 | 95.71% | 118.4973 | 2413.3947 | 99.95% | 840.9997 | 17391.8743
5 | 1 | 14 | 14.0433 | 14.1067 | 14.1467 | 14.28 | 68.53% | 76.3728 | 15.2746 | 15.2746 | 15.2746 | 1072.5292 | 215.4732 | 216.0842 | 218.1208 | 92.54% | 114.5633 | 1608.85 | 99.36% | 836.0587 | 11938.9189
5 | 1 | 15 | 14.03 | 14.1167 | 14.16 | 14.29 | 61.41% | 68.4321 | 13.6864 | 13.6864 | 13.6864 | 960.1017 | 193.2065 | 193.7996 | 195.5788 | 89.04% | 110.2306 | 1546.5348 | 80.72% | 679.1982 | 9705.7421
5 | 1 | 16 | 16.0367 | 16.13 | 16.1633 | 16.31 | 48.02% | 53.5113 | 10.7023 | 10.7023 | 10.7023 | 858.1425 | 172.6274 | 172.9841 | 174.5538 | 87.68% | 108.5499 | 1740.7779 | 53.56% | 450.6583 | 7350.2364
5 | 1 | 17 | 24.82 | 24.9933 | 25.01 | 25.13 | 26.94% | 30.0269 | 6.0054 | 6.0054 | 6.0054 | 745.268 | 150.0945 | 150.1946 | 150.9153 | 76.72% | 94.9861 | 2357.555 | 71.12% | 598.4843 | 15039.9112
5 | 1 | 18 | 25.4233 | 25.6967 | 25.6367 | 25.71 | 3.602% | 4.0136 | 0.80273 | 0.80273 | 0.80273 | 102.0401 | 20.6274 | 20.5793 | 20.6381 | 73.45% | 90.9352 | 2311.8748 | 97.04% | 816.5418 | 20993.291
5 | 1 | 19 | 22.3467 | 22.5267 | 22.5133 | 22.6233 | 0% | 0 | 0 | 0 | 0 | 0 | 0 | 0 | 0 | 44.68% | 55.3112 | 1236.0199 | 98.02% | 824.799 | 18659.7032
5 | 1 | 20 | 23.5433 | 23.78 | 23.7367 | 23.82 | 0% | 0 | 0 | 0 | 0 | 0 | 0 | 0 | 0 | 34.65% | 42.9003 | 1010.015 | 99.37% | 836.147 | 19917.0224
5 | 1 | 21 | 14.1633 | 14.2333 | 14.2767 | 14.37 | 0% | 0 | 0 | 0 | 0 | 0 | 0 | 0 | 0 | 33.93% | 42.0096 | 594.9959 | 99.12% | 834.0687 | 11985.5673
5 | 1 | 22 | 15.4367 | 15.5067 | 15.5533 | 15.6933 | 0% | 0 | 0 | 0 | 0 | 0 | 0 | 0 | 0 | 37.34% | 46.2335 | 713.6914 | 98.77% | 831.1418 | 13043.3847
5 | 1 | 23 | 14.0733 | 14.1433 | 14.1967 | 14.3 | 0% | 0 | 0 | 0 | 0 | 0 | 0 | 0 | 0 | 35.21% | 43.5979 | 613.5675 | 99.04% | 833.3881 | 11917.4494
5 | 2 | 0 | 16.6433 | 16.6933 | 16.7367 | 16.8667 | 0% | 0 | 0 | 0 | 0 | 0 | 0 | 0 | 0 | 30.76% | 38.084 | 633.8444 | 97.6% | 821.301 | 13852.6098
5 | 2 | 1 | 13.76 | 13.81 | 13.8567 | 13.9533 | 0% | 0 | 0 | 0 | 0 | 0 | 0 | 0 | 0 | 26.95% | 33.3643 | 459.0932 | 97.62% | 821.4566 | 11462.0582
5 | 2 | 2 | 13.5867 | 13.6167 | 13.6533 | 13.75 | 0% | 0 | 0 | 0 | 0 | 0 | 0 | 0 | 0 | 31.95% | 39.5572 | 537.4503 | 97.3% | 818.7305 | 11257.5442
5 | 2 | 3 | 11.4667 | 11.4833 | 11.51 | 11.5867 | 0% | 0 | 0 | 0 | 0 | 0 | 0 | 0 | 0 | 31.89% | 39.4873 | 452.7882 | 87.18% | 733.5479 | 8499.3752
5 | 2 | 4 | 13.7867 | 13.8333 | 13.8467 | 13.9233 | 0% | 0 | 0 | 0 | 0 | 0 | 0 | 0 | 0 | 27.59% | 34.1555 | 470.8898 | 61.88% | 520.7124 | 7250.052
5 | 2 | 5 | 12.4467 | 12.48 | 12.5233 | 13.0967 | 2.814% | 3.1363 | 0.62725 | 0.62725 | 0.62725 | 39.0362 | 7.8281 | 7.8553 | 8.2149 | 21.42% | 26.522 | 330.1101 | 45.2% | 380.3081 | 4980.768
5 | 2 | 6 | 12.28 | 12.3233 | 12.3533 | 12.4433 | 16.72% | 18.6378 | 3.7276 | 3.7276 | 3.7276 | 228.8727 | 45.9361 | 46.0479 | 46.3834 | 10.9% | 13.5002 | 165.7828 | 22.71% | 191.0642 | 2377.4761
5 | 2 | 7 | 14.2 | 14.28 | 14.2833 | 14.3967 | 24.2% | 26.9728 | 5.3946 | 5.3946 | 5.3946 | 383.014 | 77.0344 | 77.0523 | 77.6637 | 8.72% | 10.7956 | 153.297 | 9.888% | 83.2072 | 1197.9061
5 | 2 | 8 | 13.8933 | 13.9767 | 13.97 | 14.5467 | 32.88% | 36.6381 | 7.3276 | 7.3276 | 7.3276 | 509.0247 | 102.4156 | 102.3667 | 106.5923 | 11.02% | 13.6488 | 189.627 | 2.984% | 25.1054 | 365.1996
5 | 2 | 9 | 11.26 | 11.3267 | 11.3433 | 17.7433 | 38.22% | 42.5949 | 8.519 | 8.519 | 8.519 | 479.6182 | 96.4916 | 96.6336 | 151.155 | 13.44% | 16.6375 | 187.3387 | 2.283% | 19.2122 | 340.8893
5 | 2 | 10 | 11.0733 | 11.1433 | 11.16 | 17.3967 | 42.65% | 47.5291 | 9.5058 | 9.5058 | 9.5058 | 526.3059 | 105.9266 | 106.085 | 165.3697 | 16.07% | 19.9016 | 220.377 | 2.714% | 22.8378 | 397.3021
5 | 2 | 11 | 12.3067 | 12.35 | 12.3933 | 16.9433 | 45.08% | 50.2329 | 10.0466 | 10.0466 | 10.0466 | 618.1995 | 124.0753 | 124.5106 | 170.2225 | 21.74% | 26.9121 | 331.1976 | 2.085% | 17.5411 | 297.2039
5 | 2 | 12 | 14.9367 | 14.9733 | 15.0333 | 18.3833 | 46.76% | 52.1081 | 10.4216 | 10.4216 | 10.4216 | 778.3215 | 156.0464 | 156.6717 | 191.5842 | 27.67% | 34.2623 | 511.7638 | 2.885% | 24.2732 | 446.2223
5 | 2 | 13 | 13.8967 | 13.9167 | 14 | 27.21 | 51.73% | 57.6448 | 11.529 | 11.529 | 11.529 | 801.0703 | 160.4446 | 161.4054 | 313.7029 | 35.58% | 44.0472 | 612.109 | 4.797% | 40.3668 | 1098.382
5 | 2 | 14 | 16.95 | 17.03 | 17.0633 | 38.3033 | 52.63% | 58.6519 | 11.7304 | 11.7304 | 11.7304 | 994.1497 | 199.7684 | 200.1594 | 449.3126 | 39.06% | 48.3633 | 819.7588 | 6.14% | 51.6656 | 1978.9629
5 | 2 | 15 | 19.11 | 19.1667 | 19.24 | 35.39 | 45.1% | 50.2601 | 10.052 | 10.052 | 10.052 | 960.4702 | 192.6636 | 193.4008 | 355.7409 | 46.57% | 57.6607 | 1101.8959 | 9.195% | 77.3692 | 2738.0972
5 | 2 | 16 | 17.69 | 17.5333 | 17.8133 | 36.42 | 32.09% | 35.7595 | 7.1519 | 7.1519 | 7.1519 | 632.5847 | 125.3965 | 127.399 | 260.4718 | 49.42% | 61.1839 | 1082.3439 | 13.79% | 116.0397 | 4226.1644
5 | 2 | 17 | 19.77 | 19.7 | 19.9233 | 32.9933 | 15.43% | 17.1927 | 3.4385 | 3.4385 | 3.4385 | 339.8989 | 67.7391 | 68.507 | 113.4486 | 46.3% | 57.3256 | 1133.3277 | 20.79% | 174.9663 | 5772.7201
5 | 2 | 18 | 24.3333 | 24.33 | 24.49 | 32.6567 | 1.611% | 1.7955 | 0.3591 | 0.3591 | 0.3591 | 43.6908 | 8.737 | 8.7944 | 11.7271 | 36.29% | 44.9337 | 1093.386 | 29.15% | 245.2722 | 8009.7732
5 | 2 | 19 | 24.02 | 24.1233 | 24.13 | 27.55 | 0% | 0 | 0 | 0 | 0 | 0 | 0 | 0 | 0 | 44.55% | 55.1503 | 1324.7091 | 28.84% | 242.6687 | 6685.5223
5 | 2 | 20 | 35.7533 | 35.96 | 35.84 | 45.1933 | 0% | 0 | 0 | 0 | 0 | 0 | 0 | 0 | 0 | 41.41% | 51.2688 | 1833.0303 | 26.53% | 223.2168 | 10087.9102
5 | 2 | 21 | 19.4333 | 19.4967 | 19.5067 | 26.9967 | 0% | 0 | 0 | 0 | 0 | 0 | 0 | 0 | 0 | 41.7% | 51.6327 | 1003.3956 | 20.72% | 174.3765 | 4707.5838
5 | 2 | 22 | 16.4933 | 16.55 | 16.58 | 20.65 | 0% | 0 | 0 | 0 | 0 | 0 | 0 | 0 | 0 | 39.93% | 49.4363 | 815.3692 | 16.23% | 136.5987 | 2820.7637
5 | 2 | 23 | 12.44 | 12.49 | 12.52 | 17.91 | 0% | 0 | 0 | 0 | 0 | 0 | 0 | 0 | 0 | 42.31% | 52.3785 | 651.5888 | 13.45% | 113.1652 | 2026.7883
5 | 3 | 0 | 10.5733 | 10.61 | 10.61 | 15.2933 | 0% | 0 | 0 | 0 | 0 | 0 | 0 | 0 | 0 | 48.76% | 60.3622 | 638.2294 | 11.81% | 99.3396 | 1519.2339
5 | 3 | 1 | 6.8267 | 6.79 | 6.86 | 11.97 | 0% | 0 | 0 | 0 | 0 | 0 | 0 | 0 | 0 | 40.92% | 50.6607 | 345.8435 | 5.461% | 45.9504 | 550.0266
5 | 3 | 2 | 8.7967 | 8.81 | 8.84 | 9.35 | 0% | 0 | 0 | 0 | 0 | 0 | 0 | 0 | 0 | 28.67% | 35.4979 | 312.2628 | 2.178% | 18.3256 | 171.3445
5 | 3 | 3 | 9.5767 | 9.5967 | 9.6133 | 9.6767 | 0% | 0 | 0 | 0 | 0 | 0 | 0 | 0 | 0 | 24.08% | 29.8108 | 285.4885 | 1.501% | 12.6268 | 122.1853
5 | 3 | 4 | 8.26 | 8.3 | 8.2933 | 8.33 | 0% | 0 | 0 | 0 | 0 | 0 | 0 | 0 | 0 | 21.76% | 26.9374 | 222.5032 | 0.8268% | 6.9575 | 57.9558
5 | 3 | 5 | 10.2833 | 10.33 | 10.32 | 10.3667 | 4.464% | 4.975 | 0.99501 | 0.99501 | 0.99501 | 51.1599 | 10.2784 | 10.2685 | 10.3149 | 20.35% | 25.1985 | 259.1246 | 0.3323% | 2.7963 | 28.9882
5 | 3 | 6 | 11.2367 | 11.24 | 11.3033 | 13.8233 | 18.09% | 20.1566 | 4.0313 | 4.0313 | 4.0313 | 226.4924 | 45.3119 | 45.5672 | 55.7261 | 14.05% | 17.3963 | 195.4762 | 0.3755% | 3.1598 | 43.6787
5 | 3 | 7 | 10.13 | 10.1533 | 10.18 | 12.8333 | 25.35% | 28.2524 | 5.6505 | 5.6505 | 5.6505 | 286.1969 | 57.3712 | 57.5219 | 72.5145 | 7.461% | 9.2367 | 93.5674 | 0.5734% | 4.8252 | 61.924
5 | 3 | 8 | 13.03 | 13.0733 | 13.1033 | 19.74 | 42.86% | 47.7596 | 9.5519 | 9.5519 | 9.5519 | 622.3074 | 124.8754 | 125.162 | 188.5549 | 11.32% | 14.013 | 182.5889 | 0.3764% | 3.167 | 62.5166
5 | 3 | 9 | 20.9967 | 21.07 | 21.11 | 26.4767 | 51.24% | 57.1029 | 11.4206 | 11.4206 | 11.4206 | 1198.9709 | 240.6317 | 241.0885 | 302.379 | 13.53% | 16.7503 | 351.7 | 0.2955% | 2.4863 | 65.8291
5 | 3 | 10 | 18.4933 | 18.5633 | 18.5833 | 23.29 | 57.39% | 63.9501 | 12.79 | 12.79 | 12.79 | 1182.6501 | 237.4253 | 237.6811 | 297.8795 | 17.04% | 21.0966 | 390.1461 | 1.15% | 9.6728 | 225.2791
5 | 3 | 11 | 19.4233 | 19.5033 | 19.52 | 22.0533 | 55.57% | 61.929 | 12.3858 | 12.3858 | 12.3858 | 1202.8685 | 241.5646 | 241.771 | 273.1484 | 20.25% | 25.0699 | 486.9412 | 2.259% | 19.0046 | 419.1157
5 | 3 | 12 | 19.4367 | 19.5133 | 19.5267 | 28.2067 | 54.99% | 61.2828 | 12.2566 | 12.2566 | 12.2566 | 1191.1326 | 239.1662 | 239.3296 | 345.7165 | 22.63% | 28.0142 | 544.5023 | 4.969% | 41.8093 | 1179.3018
5 | 3 | 13 | 23.9267 | 24.01 | 24.0167 | 24.6167 | 53.59% | 59.7165 | 11.9433 | 11.9433 | 11.9433 | 1428.8162 | 286.7585 | 286.8381 | 294.0041 | 25% | 30.9505 | 740.5433 | 9.835% | 82.7592 | 2037.2555
5 | 3 | 14 | 21.39 | 21.4533 | 21.49 | 21.81 | 47.18% | 52.5814 | 10.5163 | 10.5163 | 10.5163 | 1124.716 | 225.6092 | 225.9948 | 229.36 | 25.9% | 32.0653 | 685.8773 | 13.16% | 110.7276 | 2414.9694
5 | 3 | 15 | 21.9767 | 22.0467 | 22.1 | 23.54 | 34.64% | 38.6053 | 7.7211 | 7.7211 | 7.7211 | 848.4164 | 170.2238 | 170.6355 | 181.7539 | 25.72% | 31.8427 | 699.7956 | 14.38% | 120.9741 | 2847.7298
5 | 3 | 16 | 44.69 | 44.84 | 44.82 | 45.3933 | 20.32% | 22.6447 | 4.5289 | 4.5289 | 4.5289 | 1011.991 | 203.0775 | 202.987 | 205.5836 | 26.52% | 32.835 | 1467.3977 | 12.48% | 104.9994 | 4766.2741
5 | 3 | 17 | 40.3433 | 40.5133 | 40.47 | 40.6967 | 6.893% | 7.6813 | 1.5363 | 1.5363 | 1.5363 | 309.8882 | 62.2388 | 62.1722 | 62.5205 | 20.42% | 25.2828 | 1019.9925 | 18.59% | 156.4202 | 6365.7807
5 | 3 | 18 | 50.56 | 54.57 | 54.87 | 55.0367 | 0.4408% | 0.4912 | 0.09824 | 0.09824 | 0.09824 | 24.8351 | 5.361 | 5.3904 | 5.4068 | 21.8% | 26.9864 | 1364.4311 | 18.87% | 158.8156 | 8740.6787
5 | 3 | 19 | 30.76 | 32.5367 | 32.66 | 32.78 | 0% | 0 | 0 | 0 | 0 | 0 | 0 | 0 | 0 | 31.82% | 39.3993 | 1211.9227 | 15.95% | 134.1873 | 4398.6597
5 | 3 | 20 | 36.79 | 37.02 | 36.9033 | 37.2567 | 0% | 0 | 0 | 0 | 0 | 0 | 0 | 0 | 0 | 24.75% | 30.6441 | 1127.3958 | 12.03% | 101.2211 | 3771.1613
5 | 3 | 21 | 22.84 | 22.9633 | 22.9267 | 27.3433 | 0% | 0 | 0 | 0 | 0 | 0 | 0 | 0 | 0 | 17.95% | 22.2262 | 507.6464 | 6.133% | 51.6099 | 1411.1856
5 | 3 | 22 | 18.8733 | 18.93 | 18.9733 | 22.95 | 0% | 0 | 0 | 0 | 0 | 0 | 0 | 0 | 0 | 14.63% | 18.1068 | 341.7351 | 2.635% | 22.1704 | 508.8098
5 | 3 | 23 | 16.1667 | 16.1667 | 16.29 | 21.73 | 0% | 0 | 0 | 0 | 0 | 0 | 0 | 0 | 0 | 14.05% | 17.3944 | 281.2097 | 1.991% | 16.7502 | 363.9826
5 | 4 | 0 | 16.84 | 16.87 | 16.95 | 19.67 | 0% | 0 | 0 | 0 | 0 | 0 | 0 | 0 | 0 | 13.68% | 16.9342 | 285.1717 | 1.808% | 15.216 | 299.2997
5 | 4 | 1 | 15.4833 | 15.4933 | 15.5833 | 19.22 | 0% | 0 | 0 | 0 | 0 | 0 | 0 | 0 | 0 | 12.24% | 15.1501 | 234.5737 | 1.034% | 8.7026 | 167.2631
5 | 4 | 2 | 15.23 | 15.24 | 15.3267 | 18.6033 | 0% | 0 | 0 | 0 | 0 | 0 | 0 | 0 | 0 | 10.71% | 13.2592 | 201.9382 | 1.487% | 12.5122 | 232.769
5 | 4 | 3 | 13.6833 | 13.6967 | 13.77 | 15.9667 | 0% | 0 | 0 | 0 | 0 | 0 | 0 | 0 | 0 | 11.47% | 14.1988 | 194.2874 | 1.772% | 14.913 | 238.1103
5 | 4 | 4 | 16.5533 | 16.5833 | 16.6433 | 18.0967 | 0% | 0 | 0 | 0 | 0 | 0 | 0 | 0 | 0 | 9.624% | 11.9147 | 197.2273 | 3.134% | 26.3732 | 477.267
5 | 4 | 5 | 14.0233 | 14.0133 | 14.0933 | 17.1233 | 4.501% | 5.0158 | 1.0032 | 1.0032 | 1.0032 | 70.3384 | 14.0577 | 14.1379 | 17.1775 | 8.836% | 10.9399 | 153.4138 | 6.028% | 50.7193 | 868.4836
5 | 4 | 6 | 10.96 | 10.9333 | 11.0233 | 15.3633 | 22.04% | 24.5601 | 4.912 | 4.912 | 4.912 | 269.1783 | 53.7047 | 54.1467 | 75.4649 | 5.003% | 6.1943 | 67.8893 | 6.062% | 51.007 | 783.6381
5 | 4 | 7 | 17.5233 | 17.5733 | 17.6133 | 19.5167 | 43.97% | 48.9996 | 9.7999 | 9.7999 | 9.7999 | 858.637 | 172.2174 | 172.6094 | 191.2619 | 2.515% | 3.1135 | 54.5586 | 3.277% | 27.575 | 538.173
5 | 4 | 8 | 18.3967 | 18.46 | 18.4967 | 21.99 | 59.71% | 66.5402 | 13.308 | 13.308 | 13.308 | 1224.1171 | 245.6663 | 246.1542 | 292.6436 | 3.462% | 4.2865 | 78.8568 | 5.462% | 45.9639 | 1010.7459
5 | 4 | 9 | 20.2967 | 20.37 | 20.41 | 22.6033 | 66% | 73.5486 | 14.7097 | 14.7097 | 14.7097 | 1492.791 | 299.6369 | 300.2253 | 332.4886 | 5.69% | 7.044 | 142.9693 | 14.19% | 119.3998 | 2698.8333
5 | 4 | 10 | 21.3767 | 21.45 | 21.5 | 24.1933 | 67.54% | 75.2613 | 15.0523 | 15.0523 | 15.0523 | 1608.8357 | 322.871 | 323.6236 | 364.1643 | 7.18% | 8.8896 | 190.0304 | 25.23% | 212.2688 | 5135.4905
5 | 4 | 11 | 26.8733 | 26.97 | 27.0267 | 34.81 | 67.76% | 75.5091 | 15.1018 | 15.1018 | 15.1018 | 2029.1802 | 407.2959 | 408.1516 | 525.6941 | 11.2% | 13.8685 | 372.6925 | 13.4% | 112.739 | 3924.4439
5 | 4 | 12 | 28.34 | 28.4367 | 28.4933 | 39.2733 | 68.11% | 75.8983 | 15.1797 | 15.1797 | 15.1797 | 2150.9582 | 431.659 | 432.5192 | 596.156 | 14.22% | 17.6105 | 499.0815 | 13.78% | 115.9634 | 4554.2686
5 | 4 | 13 | 22.33 | 22.4167 | 22.4667 | 22.79 | 64.35% | 71.7067 | 14.3413 | 14.3413 | 14.3413 | 1601.2113 | 321.4852 | 322.2022 | 326.8393 | 15.63% | 19.3569 | 432.2388 | 23.35% | 196.5121 | 4478.5106
5 | 4 | 14 | 21.0067 | 21.0767 | 21.1333 | 23.6633 | 57.49% | 64.0669 | 12.8134 | 12.8134 | 12.8134 | 1345.831 | 270.0631 | 270.7892 | 303.2071 | 17.24% | 21.3411 | 448.3047 | 35.25% | 296.5955 | 7018.4372
5 | 4 | 15 | 22.57 | 22.6333 | 22.7 | 24.75 | 51.91% | 57.8437 | 11.5687 | 11.5687 | 11.5687 | 1305.5331 | 261.8393 | 262.6106 | 286.3265 | 17.42% | 21.568 | 486.79 | 49.43% | 415.9544 | 10294.8717
5 | 4 | 16 | 22.1467 | 22.0833 | 22.2667 | 32.83 | 40.36% | 44.9798 | 8.996 | 8.996 | 8.996 | 996.1531 | 198.6609 | 200.3101 | 295.3375 | 18.46% | 22.8593 | 506.2575 | 45.63% | 383.9571 | 12605.3119
5 | 4 | 17 | 21.0633 | 21.0867 | 21.18 | 25.2233 | 24.9% | 27.7519 | 5.5504 | 5.5504 | 5.5504 | 584.5484 | 117.0392 | 117.5572 | 139.9993 | 17.94% | 22.2069 | 467.7511 | 45.45% | 382.4411 | 9646.4384
5 | 4 | 18 | 19.58 | 19.6167 | 19.6833 | 22.0467 | 3.848% | 4.288 | 0.85759 | 0.85759 | 0.85759 | 83.9585 | 16.8231 | 16.8803 | 18.9071 | 28.7% | 35.5363 | 695.8003 | 51.22% | 430.9978 | 9502.0652
5 | 4 | 19 | 19.3933 | 19.45 | 19.49 | 22.5533 | 0% | 0 | 0 | 0 | 0 | 0 | 0 | 0 | 0 | 33.68% | 41.6968 | 808.6397 | 62.47% | 525.6236 | 11854.5653
5 | 4 | 20 | 22.64 | 22.7067 | 22.7433 | 25.8533 | 0% | 0 | 0 | 0 | 0 | 0 | 0 | 0 | 0 | 42.96% | 53.1823 | 1204.0482 | 76.18% | 641.0435 | 16573.1102
5 | 4 | 21 | 16.9867 | 17.04 | 17.0767 | 27.78 | 0% | 0 | 0 | 0 | 0 | 0 | 0 | 0 | 0 | 41.84% | 51.7955 | 879.8336 | 82.38% | 693.1562 | 19255.8779
5 | 4 | 22 | 17.5767 | 17.6433 | 17.6767 | 23.43 | 0% | 0 | 0 | 0 | 0 | 0 | 0 | 0 | 0 | 31.2% | 38.622 | 678.846 | 86.76% | 730.0755 | 17105.67
5 | 4 | 23 | 20.49 | 20.5567 | 20.6 | 22.66 | 0% | 0 | 0 | 0 | 0 | 0 | 0 | 0 | 0 | 27.12% | 33.5746 | 687.9444 | 87.54% | 736.6431 | 16692.3332
5 | 5 | 0 | 18.0133 | 18.0767 | 18.11 | 18.3267 | 0% | 0 | 0 | 0 | 0 | 0 | 0 | 0 | 0 | 24.76% | 30.6573 | 552.2399 | 87.12% | 733.0518 | 13434.3966
5 | 5 | 1 | 14.5067 | 14.5633 | 14.5967 | 17.96 | 0% | 0 | 0 | 0 | 0 | 0 | 0 | 0 | 0 | 21.44% | 26.5446 | 385.0733 | 84.06% | 707.2894 | 12702.9183
5 | 5 | 2 | 13.29 | 13.29 | 13.3633 | 17.6767 | 0% | 0 | 0 | 0 | 0 | 0 | 0 | 0 | 0 | 20.22% | 25.0329 | 332.687 | 84.85% | 713.9679 | 12620.5719
5 | 5 | 3 | 11.9567 | 11.9567 | 12.0267 | 15.17 | 0% | 0 | 0 | 0 | 0 | 0 | 0 | 0 | 0 | 20.38% | 25.2371 | 301.7518 | 85.44% | 718.9657 | 10906.709
5 | 5 | 4 | 14.1633 | 14.1967 | 14.2367 | 14.89 | 0% | 0 | 0 | 0 | 0 | 0 | 0 | 0 | 0 | 25.36% | 31.394 | 444.6433 | 85.7% | 721.1376 | 10737.7393
5 | 5 | 5 | 14.4267 | 14.4533 | 14.5033 | 15.9767 | 0.927% | 1.0331 | 0.20661 | 0.20661 | 0.20661 | 14.9037 | 2.9863 | 2.9966 | 3.301 | 24.2% | 29.9605 | 432.2303 | 87.29% | 734.49 | 11734.7013
5 | 5 | 6 | 14.5233 | 14.55 | 14.6033 | 16.0733 | 9.828% | 10.9516 | 2.1903 | 2.1903 | 2.1903 | 159.0541 | 31.8692 | 31.986 | 35.2058 | 17.39% | 21.5282 | 312.6608 | 83.94% | 706.2934 | 11352.4894
5 | 5 | 7 | 14.4733 | 14.5 | 14.5633 | 16.91 | 23.29% | 25.954 | 5.1908 | 5.1908 | 5.1908 | 375.6403 | 75.2665 | 75.5952 | 87.7763 | 12.88% | 15.945 | 230.7778 | 70.45% | 592.7685 | 10023.7156
5 | 5 | 8 | 14.49 | 14.55 | 14.5767 | 14.9233 | 38.48% | 42.8865 | 8.5773 | 8.5773 | 8.5773 | 621.4254 | 124.7997 | 125.0284 | 128.0019 | 14.83% | 18.3603 | 266.041 | 52.96% | 445.6286 | 6650.2639
5 | 5 | 9 | 13.7533 | 13.81 | 13.8367 | 14.0633 | 48.99% | 54.5962 | 10.9192 | 10.9192 | 10.9192 | 750.8804 | 150.7948 | 151.086 | 153.561 | 16.91% | 20.933 | 287.8981 | 42.27% | 355.7201 | 5002.6105
5 | 5 | 10 | 16.5133 | 16.5967 | 16.63 | 16.7633 | 58.89% | 65.6294 | 13.1259 | 13.1259 | 13.1259 | 1083.7606 | 217.8459 | 218.2835 | 220.0336 | 16.09% | 19.9165 | 328.8872 | 31.3% | 263.4022 | 4415.4986
5 | 5 | 11 | 20.4233 | 20.53 | 20.57 | 20.9867 | 64.79% | 72.1967 | 14.4393 | 14.4393 | 14.4393 | 1474.4972 | 296.4396 | 297.0172 | 303.0336 | 15.57% | 19.2753 | 393.6668 | 21.91% | 184.3436 | 3868.7577
5 | 5 | 12 | 21.8067 | 21.92 | 21.9667 | 22.29 | 67.99% | 75.7636 | 15.1527 | 15.1527 | 15.1527 | 1652.152 | 332.1477 | 332.8548 | 337.7542 | 12.81% | 15.8625 | 345.9082 | 15.74% | 132.4135 | 2951.498
5 | 5 | 13 | 19.8667 | 19.9733 | 20.0267 | 20.2 | 67.59% | 75.3188 | 15.0638 | 15.0638 | 15.0638 | 1496.3327 | 300.8733 | 301.6767 | 304.2878 | 17.54% | 21.7131 | 431.3668 | 11.32% | 95.2595 | 1924.2412
5 | 5 | 14 | 21.8667 | 22.0267 | 22.0033 | 22.1933 | 56.55% | 63.0165 | 12.6033 | 12.6033 | 12.6033 | 1377.9605 | 277.6086 | 277.3145 | 279.7092 | 17.67% | 21.8711 | 478.249 | 9.623% | 80.9697 | 1796.9865
5 | 5 | 15 | 20.0867 | 20.23 | 20.2 | 20.3667 | 48.89% | 54.4844 | 10.8969 | 10.8969 | 10.8969 | 1094.4102 | 220.4439 | 220.117 | 221.9332 | 22.84% | 28.2768 | 567.9864 | 12.64% | 106.3341 | 2165.6705
5 | 5 | 16 | 20.2667 | 20.3733 | 20.3833 | 20.54 | 34.23% | 38.1475 | 7.6295 | 7.6295 | 7.6295 | 773.1225 | 155.4383 | 155.5146 | 156.7099 | 24.75% | 30.645 | 621.0713 | 15.49% | 130.3032 | 2676.4283
5 | 5 | 17 | 22.4767 | 22.5533 | 22.5833 | 22.7567 | 19.27% | 21.4794 | 4.2959 | 4.2959 | 4.2959 | 482.7852 | 96.8864 | 97.0153 | 97.7599 | 20.46% | 25.3345 | 569.4341 | 17.38% | 146.2725 | 3328.6736
5 | 5 | 18 | 26.3333 | 26.42 | 26.45 | 26.67 | 2.7% | 3.009 | 0.6018 | 0.6018 | 0.6018 | 79.2368 | 15.8995 | 15.9176 | 16.05 | 18.38% | 22.7581 | 599.2977 | 17.55% | 147.6588 | 3938.0597
5 | 5 | 19 | 23.2533 | 23.3333 | 23.3467 | 24.0367 | 0% | 0 | 0 | 0 | 0 | 0 | 0 | 0 | 0 | 21.16% | 26.2032 | 609.3124 | 16.04% | 134.9446 | 3243.6176
5 | 5 | 20 | 24.79 | 24.9067 | 24.8967 | 25.4033 | 0% | 0 | 0 | 0 | 0 | 0 | 0 | 0 | 0 | 21.33% | 26.4016 | 654.4947 | 18.7% | 157.326 | 3996.604
5 | 5 | 21 | 20.29 | 20.3667 | 20.3933 | 20.5933 | 0% | 0 | 0 | 0 | 0 | 0 | 0 | 0 | 0 | 31.36% | 38.8259 | 787.7781 | 19.86% | 167.1165 | 3441.4862
5 | 5 | 22 | 17.59 | 17.66 | 17.69 | 17.92 | 0% | 0 | 0 | 0 | 0 | 0 | 0 | 0 | 0 | 41.4% | 51.2571 | 901.6121 | 12.95% | 108.9284 | 1951.9963
5 | 5 | 23 | 16.6233 | 16.6867 | 16.72 | 17.0667 | 0% | 0 | 0 | 0 | 0 | 0 | 0 | 0 | 0 | 43.33% | 53.6487 | 891.8204 | 6.542% | 55.0442 | 939.4213
5 | 6 | 0 | 15.2767 | 15.34 | 15.3733 | 16.7433 | 0% | 0 | 0 | 0 | 0 | 0 | 0 | 0 | 0 | 36.31% | 44.9532 | 686.7348 | 6.006% | 50.5376 | 846.1671
5 | 6 | 1 | 14.22 | 14.2467 | 14.31 | 16.9667 | 0% | 0 | 0 | 0 | 0 | 0 | 0 | 0 | 0 | 38.19% | 47.2791 | 672.3084 | 13.75% | 115.7034 | 1963.1005
5 | 6 | 2 | 14.02 | 14.0333 | 14.1067 | 17.0333 | 0% | 0 | 0 | 0 | 0 | 0 | 0 | 0 | 0 | 33.79% | 41.8362 | 586.5436 | 18.35% | 154.4424 | 2630.669
5 | 6 | 3 | 12.0333 | 12.0733 | 12.1067 | 12.9033 | 0% | 0 | 0 | 0 | 0 | 0 | 0 | 0 | 0 | 27.94% | 34.5872 | 416.1994 | 15.13% | 127.3211 | 1642.8661
5 | 6 | 4 | 13.1533 | 13.19 | 13.2233 | 13.6033 | 0% | 0 | 0 | 0 | 0 | 0 | 0 | 0 | 0 | 23.73% | 29.384 | 386.4981 | 13.31% | 112.0031 | 1523.6148
5 | 6 | 5 | 11.45 | 11.47 | 11.5133 | 13.19 | 4.47% | 4.9812 | 0.99624 | 0.99624 | 0.99624 | 57.0349 | 11.4269 | 11.4701 | 13.1404 | 18.26% | 22.6057 | 258.8348 | 9.393% | 79.0387 | 1042.5205
5 | 6 | 6 | 12.32 | 12.3233 | 12.3867 | 15.5567 | 19.66% | 21.9033 | 4.3807 | 4.3807 | 4.3807 | 269.848 | 53.9842 | 54.2617 | 68.1483 | 8.666% | 10.7295 | 132.1872 | 5.802% | 48.8249 | 759.5524
5 | 6 | 7 | 13.4433 | 13.4667 | 13.5333 | 18.0733 | 31.24% | 34.8086 | 6.9617 | 6.9617 | 6.9617 | 467.9431 | 93.7511 | 94.2152 | 125.8213 | 1.871% | 2.3158 | 31.1322 | 3.148% | 26.4879 | 478.7244
5 | 6 | 8 | 12.8467 | 12.9167 | 12.9633 | 15.4833 | 30.72% | 34.2333 | 6.8467 | 6.8467 | 6.8467 | 439.7842 | 88.4361 | 88.7556 | 106.0092 | 0.2849% | 0.35271 | 4.5312 | 1.044% | 8.7823 | 135.98
5 | 6 | 9 | 15.6367 | 15.7167 | 15.7433 | 19 | 20.88% | 23.265 | 4.653 | 4.653 | 4.653 | 363.7874 | 73.1297 | 73.2538 | 88.4071 | 0.1335% | 0.16524 | 2.5838 | 0.2839% | 2.3889 | 45.3898
5 | 6 | 10 | 18.3167 | 18.4167 | 18.45 | 19.2167 | 29.8% | 33.204 | 6.6408 | 6.6408 | 6.6408 | 608.186 | 122.3013 | 122.5226 | 127.6139 | 0.1805% | 0.22341 | 4.0922 | 0.01958% | 0.16475 | 3.1659
5 | 6 | 11 | 19.3367 | 19.4267 | 19.4567 | 21.11 | 41.57% | 46.3206 | 9.2641 | 9.2641 | 9.2641 | 895.6857 | 179.9709 | 180.2488 | 195.5655 | 0.6491% | 0.80361 | 15.5392 | 0% | 0 | 0
5 | 6 | 12 | 19.4667 | 19.5667 | 19.61 | 22.2233 | 56.14% | 62.5624 | 12.5125 | 12.5125 | 12.5125 | 1217.8805 | 244.8274 | 245.3696 | 278.0688 | 0.6966% | 0.86246 | 16.7892 | 0.0339% | 0.28521 | 6.3384
5 | 6 | 13 | 18.5467 | 18.6367 | 18.6733 | 21.75 | 56.59% | 63.0659 | 12.6132 | 12.6132 | 12.6132 | 1169.6625 | 235.0677 | 235.5302 | 274.3367 | 1.332% | 1.6488 | 30.5803 | 0.9876% | 8.31 | 180.7424
5 | 6 | 14 | 19.11 | 19.1967 | 19.2367 | 21.8433 | 48.61% | 54.1718 | 10.8344 | 10.8344 | 10.8344 | 1035.2226 | 207.9835 | 208.4169 | 236.6584 | 2.034% | 2.5176 | 48.1114 | 2.924% | 24.6052 | 537.4598
5 | 6 | 15 | 18.4033 | 18.48 | 18.5167 | 21.99 | 30.98% | 34.528 | 6.9056 | 6.9056 | 6.9056 | 635.4312 | 127.6157 | 127.8689 | 151.8544 | 3.51% | 4.3459 | 79.9796 | 6.568% | 55.2649 | 1215.2746
5 | 6 | 16 | 18.5433 | 18.62 | 18.6533 | 22.6767 | 25.85% | 28.8091 | 5.7618 | 5.7618 | 5.7618 | 534.2169 | 107.2851 | 107.4772 | 130.6589 | 4.388% | 5.433 | 100.7464 | 10.62% | 89.3577 | 2026.3354
5 | 6 | 17 | 18.1367 | 18.2167 | 18.24 | 21.6233 | 20.35% | 22.6787 | 4.5357 | 4.5357 | 4.5357 | 411.3154 | 82.6259 | 82.7318 | 98.0777 | 5.384% | 6.666 | 120.8993 | 11.08% | 93.2645 | 2016.6898
5 | 6 | 18 | 18.1733 | 18.2933 | 18.29 | 19.2733 | 3.273% | 3.6472 | 0.72945 | 0.72945 | 0.72945 | 66.2826 | 13.3441 | 13.3416 | 14.0589 | 8.579% | 10.6213 | 193.0243 | 10.97% | 92.3095 | 1779.1116
5 | 6 | 19 | 17.8467 | 17.9367 | 17.9433 | 18.19 | 0% | 0 | 0 | 0 | 0 | 0 | 0 | 0 | 0 | 16.94% | 20.9695 | 374.236 | 18.37% | 154.5999 | 2812.1722
5 | 6 | 20 | 18.7967 | 18.9133 | 18.9133 | 19.04 | 0% | 0 | 0 | 0 | 0 | 0 | 0 | 0 | 0 | 22.42% | 27.758 | 521.7576 | 27.84% | 234.2285 | 4459.7112
5 | 6 | 21 | 16.79 | 16.8533 | 16.88 | 17.2267 | 0% | 0 | 0 | 0 | 0 | 0 | 0 | 0 | 0 | 24.63% | 30.4891 | 511.9118 | 24.78% | 208.516 | 3592.036
5 | 6 | 22 | 11.3633 | 11.4167 | 11.4467 | 14.16 | 0% | 0 | 0 | 0 | 0 | 0 | 0 | 0 | 0 | 23.75% | 29.4073 | 334.1648 | 18.72% | 157.5339 | 2230.6805
5 | 6 | 23 | 13.4667 | 13.53 | 13.5567 | 14.4867 | 0% | 0 | 0 | 0 | 0 | 0 | 0 | 0 | 0 | 27.29% | 33.7889 | 455.0232 | 35.2% | 296.1554 | 4290.305
5 | 7 | 0 | 13.0233 | 13.0933 | 13.12 | 15.4667 | 0% | 0 | 0 | 0 | 0 | 0 | 0 | 0 | 0 | 29.25% | 36.2129 | 471.613 | 68.48% | 576.2105 | 8912.0561
5 | 7 | 1 | 12.36 | 12.4733 | 12.47 | 13.8833 | 0% | 0 | 0 | 0 | 0 | 0 | 0 | 0 | 0 | 31.19% | 38.6171 | 477.3079 | 83.61% | 703.5196 | 9767.1968
5 | 7 | 2 | 11.3 | 11.3267 | 11.3767 | 13.9933 | 0% | 0 | 0 | 0 | 0 | 0 | 0 | 0 | 0 | 30.26% | 37.4591 | 423.2881 | 92.64% | 779.5303 | 10908.2276
5 | 7 | 3 | 12.2233 | 12.28 | 12.31 | 12.75 | 0% | 0 | 0 | 0 | 0 | 0 | 0 | 0 | 0 | 24.58% | 30.4325 | 371.9864 | 99.37% | 836.196 | 10661.4996
5 | 7 | 4 | 12.3567 | 12.39 | 12.4467 | 14.62 | 0% | 0 | 0 | 0 | 0 | 0 | 0 | 0 | 0 | 22.01% | 27.2439 | 336.6433 | 99.84% | 840.0788 | 12281.9526
5 | 7 | 5 | 11.7033 | 11.76 | 11.78 | 11.9467 | 9.457% | 10.5383 | 2.1077 | 2.1077 | 2.1077 | 123.3329 | 24.786 | 24.8282 | 25.1795 | 23.86% | 29.5453 | 345.7791 | 99.88% | 840.4621 | 10040.7203
5 | 7 | 6 | 15.0067 | 15.0667 | 15.06 | 15.1633 | 34.48% | 38.4292 | 7.6858 | 7.6858 | 7.6858 | 576.6947 | 115.8001 | 115.7489 | 116.5431 | 25.31% | 31.3372 | 470.2673 | 99.85% | 840.1659 | 12739.7154
5 | 7 | 7 | 16.8567 | 16.92 | 16.9467 | 17.7167 | 54.47% | 60.7001 | 12.14 | 12.14 | 12.14 | 1023.2016 | 205.4092 | 205.7329 | 215.0807 | 24.27% | 30.0492 | 506.5291 | 98.7% | 830.5409 | 14714.416
5 | 7 | 8 | 18.0233 | 18.0933 | 18.1167 | 19.1667 | 66.62% | 74.2381 | 14.8476 | 14.8476 | 14.8476 | 1338.0183 | 268.643 | 268.9894 | 284.5794 | 17.08% | 21.1425 | 381.0577 | 96.79% | 814.4649 | 15610.5775
5 | 7 | 9 | 17.3967 | 17.46 | 17.4933 | 18.6267 | 69.84% | 77.8236 | 15.5647 | 15.5647 | 15.5647 | 1353.8708 | 271.7599 | 272.2788 | 289.9188 | 12.04% | 14.9077 | 259.3436 | 97.98% | 824.4479 | 15356.7157
5 | 7 | 10 | 23.1733 | 23.2467 | 23.29 | 23.32 | 70.4% | 78.4495 | 15.6899 | 15.6899 | 15.6899 | 1817.9358 | 364.7377 | 365.4176 | 365.8883 | 13.58% | 16.8076 | 389.4873 | 94.72% | 797.0331 | 18586.8114
5 | 7 | 11 | 19.4533 | 19.5367 | 19.58 | 20.89 | 70.43% | 78.4853 | 15.6971 | 15.6971 | 15.6971 | 1526.8009 | 306.6683 | 307.3485 | 327.9116 | 18.18% | 22.5029 | 437.7563 | 86.96% | 731.7638 | 15286.5463
5 | 7 | 12 | 19.8633 | 19.93 | 19.94 | 23.5967 | 68.77% | 76.6404 | 15.3281 | 15.3281 | 15.3281 | 1522.3332 | 305.4885 | 305.6418 | 361.6914 | 18.83% | 23.315 | 463.1127 | 90.37% | 760.3936 | 17942.7554
5 | 7 | 13 | 24.0867 | 24.1533 | 24.1233 | 26.99 | 63.56% | 70.8281 | 14.1656 | 14.1656 | 14.1656 | 1706.0135 | 342.1471 | 341.7221 | 382.3302 | 23.87% | 29.5532 | 711.837 | 93.5% | 786.7877 | 21235.3998
5 | 7 | 14 | 20.09 | 20.12 | 20.1767 | 24.91 | 58.47% | 65.1537 | 13.0307 | 13.0307 | 13.0307 | 1308.9373 | 262.1784 | 262.9168 | 324.5956 | 22.34% | 27.6538 | 555.5654 | 84.05% | 707.2856 | 17618.4838
5 | 7 | 15 | 20.24 | 20.23 | 20.3033 | 29.73 | 51.96% | 57.9086 | 11.5817 | 11.5817 | 11.5817 | 1172.0703 | 234.2982 | 235.1476 | 344.3246 | 22.62% | 28.0051 | 566.8229 | 46.98% | 395.3333 | 11753.2596
5 | 7 | 16 | 18.27 | 18.3033 | 18.3467 | 24.03 | 39.19% | 43.6749 | 8.735 | 8.735 | 8.735 | 797.9403 | 159.8792 | 160.2577 | 209.9015 | 17.29% | 21.4045 | 391.0602 | 33.37% | 280.7649 | 6746.7816
5 | 7 | 17 | 19.2533 | 19.3233 | 19.33 | 22.5067 | 21.31% | 23.75 | 4.75 | 4.75 | 4.75 | 457.2675 | 91.786 | 91.8177 | 106.9069 | 11.87% | 14.7003 | 283.0305 | 75.05% | 631.4716 | 14212.3206
5 | 7 | 18 | 34.0133 | 34.0733 | 34.0567 | 36.0233 | 1.925% | 2.1452 | 0.42904 | 0.42904 | 0.42904 | 72.9661 | 14.619 | 14.6118 | 15.4556 | 16.26% | 20.1255 | 684.5337 | 76.93% | 647.3195 | 23318.6045
5 | 7 | 19 | 30.8433 | 30.9067 | 30.91 | 33.4667 | 0% | 0 | 0 | 0 | 0 | 0 | 0 | 0 | 0 | 17.14% | 21.2214 | 654.5399 | 78.01% | 656.4243 | 21968.334
5 | 7 | 20 | 22.7933 | 22.85 | 22.8667 | 24.9167 | 0% | 0 | 0 | 0 | 0 | 0 | 0 | 0 | 0 | 13.91% | 17.2198 | 392.4975 | 77.12% | 648.9216 | 16168.9631
5 | 7 | 21 | 20.17 | 20.24 | 20.2633 | 21.6767 | 0% | 0 | 0 | 0 | 0 | 0 | 0 | 0 | 0 | 13.95% | 17.2727 | 348.39 | 72.94% | 613.7506 | 13304.068
5 | 7 | 22 | 15.5833 | 15.6467 | 15.67 | 16.3367 | 0% | 0 | 0 | 0 | 0 | 0 | 0 | 0 | 0 | 20.91% | 25.8836 | 403.3533 | 64.38% | 541.6895 | 8849.4012
5 | 7 | 23 | 17.0533 | 17.1233 | 17.16 | 17.28 | 0% | 0 | 0 | 0 | 0 | 0 | 0 | 0 | 0 | 27.54% | 34.0901 | 581.3496 | 59.28% | 498.7839 | 8618.9857
5 | 8 | 0 | 16.41 | 16.47 | 16.5 | 17.07 | 0% | 0 | 0 | 0 | 0 | 0 | 0 | 0 | 0 | 32.14% | 39.7927 | 652.9979 | 42.2% | 355.1023 | 6061.5971
5 | 8 | 1 | 12.8 | 12.8433 | 12.8633 | 12.96 | 0% | 0 | 0 | 0 | 0 | 0 | 0 | 0 | 0 | 35.18% | 43.5529 | 557.4768 | 22.47% | 189.1128 | 2450.902
5 | 8 | 2 | 12.2867 | 12.3233 | 12.3433 | 12.4367 | 0% | 0 | 0 | 0 | 0 | 0 | 0 | 0 | 0 | 37.09% | 45.922 | 564.2284 | 11.23% | 94.4879 | 1175.1151
5 | 8 | 3 | 11.3833 | 11.42 | 11.44 | 11.61 | 0% | 0 | 0 | 0 | 0 | 0 | 0 | 0 | 0 | 39.64% | 49.0795 | 558.6887 | 5.807% | 48.8605 | 567.2704
5 | 8 | 4 | 12.6733 | 12.7133 | 12.7367 | 12.81 | 0% | 0 | 0 | 0 | 0 | 0 | 0 | 0 | 0 | 45.14% | 55.8799 | 708.1852 | 1.553% | 13.0695 | 167.4201
5 | 8 | 5 | 15.6767 | 15.7167 | 15.7467 | 15.8367 | 6.25% | 6.9646 | 1.3929 | 1.3929 | 1.3929 | 109.181 | 21.8919 | 21.9337 | 22.0591 | 47.34% | 58.6068 | 918.7594 | 0.09201% | 0.77419 | 12.2606
5 | 8 | 6 | 28.2867 | 28.3567 | 28.4133 | 28.6 | 18.47% | 20.5792 | 4.1158 | 4.1158 | 4.1158 | 582.1161 | 116.7113 | 116.9446 | 117.7128 | 27.55% | 34.1108 | 964.8795 | 0.09308% | 0.7832 | 22.3996
5 | 8 | 7 | 18.03 | 18.08 | 18.1067 | 18.2533 | 33.93% | 37.8163 | 7.5633 | 7.5633 | 7.5633 | 681.8282 | 136.7438 | 136.9455 | 138.0548 | 16.82% | 20.8282 | 375.5325 | 0.7265% | 6.113 | 111.5827
5 | 8 | 8 | 18.4067 | 18.46 | 18.49 | 20.4867 | 50.23% | 55.9803 | 11.1961 | 11.1961 | 11.1961 | 1030.41 | 206.6791 | 207.015 | 229.3698 | 18.49% | 22.8906 | 421.3396 | 0.6883% | 5.7917 | 118.6532
5 | 8 | 9 | 14.1933 | 14.2467 | 14.2633 | 21.3467 | 59.94% | 66.7966 | 13.3593 | 13.3593 | 13.3593 | 948.066 | 190.3257 | 190.5484 | 285.1768 | 18.55% | 22.968 | 325.9921 | 1.339% | 11.2683 | 240.5408
5 | 8 | 10 | 14.6333 | 14.82 | 14.8733 | 24.3833 | 64.61% | 72.0015 | 14.4003 | 14.4003 | 14.4003 | 1053.6212 | 213.4123 | 214.1803 | 351.1271 | 17.75% | 21.9797 | 321.6359 | 2.253% | 18.9615 | 462.3455
5 | 8 | 11 | 13.95 | 14.02 | 14.0533 | 25.46 | 63.63% | 70.9066 | 14.1813 | 14.1813 | 14.1813 | 989.147 | 198.8221 | 199.2948 | 361.0564 | 21.84% | 27.0434 | 377.2558 | 5.287% | 44.4908 | 1132.7353
5 | 8 | 12 | 12.19 | 12.5 | 12.6033 | 23.6733 | 62.19% | 69.3008 | 13.8602 | 13.8602 | 13.8602 | 844.7764 | 173.2519 | 174.6841 | 328.1161 | 21.59% | 26.7299 | 325.838 | 7.73% | 65.0458 | 1539.8507
5 | 8 | 13 | 13.9067 | 14.0667 | 14.1167 | 23.4967 | 57.74% | 64.3393 | 12.8679 | 12.8679 | 12.8679 | 894.7456 | 181.008 | 181.6514 | 302.352 | 24.91% | 30.8381 | 428.8548 | 14.19% | 119.401 | 2805.5264
5 | 8 | 14 | 21.97 | 22.1567 | 22.2267 | -8.3 | 45.8% | 51.0367 | 10.2073 | 10.2073 | 10.2073 | 1121.2771 | 226.1608 | 226.8753 | -84.721 | 28.04% | 34.7088 | 762.5525 | 32.18% | 270.7907 | -2247.5627
5 | 8 | 15 | 24.5233 | 24.5867 | 24.6233 | 29.72 | 28.89% | 32.1907 | 6.4381 | 6.4381 | 6.4381 | 789.4226 | 158.2923 | 158.5283 | 191.3414 | 24.59% | 30.4394 | 746.4765 | 59.83% | 503.4051 | 14961.2003
5 | 8 | 16 | 23.76 | 23.84 | 23.8733 | 30.1733 | 19.11% | 21.2984 | 4.2597 | 4.2597 | 4.2597 | 506.0491 | 101.5506 | 101.6926 | 128.5285 | 22.17% | 27.4527 | 652.2757 | 80.59% | 678.1093 | 20460.8179
5 | 8 | 17 | 43.1467 | 43.2433 | 43.2933 | 44.8433 | 7.439% | 8.2899 | 1.658 | 1.658 | 1.658 | 357.6803 | 71.6963 | 71.7792 | 74.3491 | 19.15% | 23.7127 | 1023.1257 | 86.98% | 731.8951 | 32820.6163
5 | 8 | 18 | 28.8933 | 28.98 | 29.01 | 33.1 | 0.2667% | 0.29719 | 0.059438 | 0.059438 | 0.059438 | 8.5869 | 1.7225 | 1.7243 | 1.9674 | 21.91% | 27.1267 | 783.782 | 90.39% | 760.5654 | 25174.7149
5 | 8 | 19 | 24.7633 | 24.81 | 24.7933 | 27.8933 | 0% | 0 | 0 | 0 | 0 | 0 | 0 | 0 | 0 | 33.87% | 41.9325 | 1038.3873 | 93.05% | 782.9929 | 21840.2818
5 | 8 | 20 | 26.3833 | 26.4333 | 26.4433 | 27.87 | 0% | 0 | 0 | 0 | 0 | 0 | 0 | 0 | 0 | 39.8% | 49.2739 | 1300.0088 | 88.62% | 745.7352 | 20783.6411
5 | 8 | 21 | 37.44 | 37.44 | 37.4467 | 41.06 | 0% | 0 | 0 | 0 | 0 | 0 | 0 | 0 | 0 | 39.55% | 48.96 | 1833.0615 | 82.84% | 697.0606 | 28621.3093
5 | 8 | 22 | 16.0567 | 16.08 | 16.0833 | 25.1267 | 0% | 0 | 0 | 0 | 0 | 0 | 0 | 0 | 0 | 40.19% | 49.7557 | 798.9109 | 80.4% | 676.5043 | 16998.2973
5 | 8 | 23 | 14.5267 | 14.5733 | 14.6033 | 23.2867 | 0% | 0 | 0 | 0 | 0 | 0 | 0 | 0 | 0 | 32.87% | 40.6988 | 591.2176 | 68.68% | 577.8864 | 13457.0475
5 | 9 | 0 | 16.39 | 16.4967 | 16.5067 | 18.68 | 0% | 0 | 0 | 0 | 0 | 0 | 0 | 0 | 0 | 22.9% | 28.3558 | 464.7515 | 62.74% | 527.9268 | 9861.6718
5 | 9 | 1 | 15.4833 | 15.54 | 15.5667 | 16.6067 | 0% | 0 | 0 | 0 | 0 | 0 | 0 | 0 | 0 | 20.32% | 25.1554 | 389.4889 | 54.27% | 456.6797 | 7583.927
5 | 9 | 2 | 14.9567 | 15.01 | 15.0333 | 15.3533 | 0% | 0 | 0 | 0 | 0 | 0 | 0 | 0 | 0 | 20.52% | 25.3987 | 379.8804 | 43.32% | 364.5453 | 5596.985
5 | 9 | 3 | 13.21 | 13.2633 | 13.2867 | 13.6567 | 0% | 0 | 0 | 0 | 0 | 0 | 0 | 0 | 0 | 17.15% | 21.2335 | 280.4944 | 10.11% | 85.1046 | 1162.2447
5 | 9 | 4 | 12.9667 | 13.02 | 13.0433 | 13.3567 | 0% | 0 | 0 | 0 | 0 | 0 | 0 | 0 | 0 | 14.68% | 18.1779 | 235.7068 | 3.624% | 30.4908 | 407.256
5 | 9 | 5 | 14.3567 | 14.41 | 14.4333 | 15.7333 | 3.014% | 3.3587 | 0.67174 | 0.67174 | 0.67174 | 48.2198 | 9.6798 | 9.6955 | 10.5687 | 20.29% | 25.124 | 360.6975 | 0.4098% | 3.4483 | 54.2531
5 | 9 | 6 | 13.6933 | 13.7533 | 13.7633 | 19.9267 | 8.68% | 9.6733 | 1.9347 | 1.9347 | 1.9347 | 132.4593 | 26.6079 | 26.6273 | 38.5512 | 16.42% | 20.3247 | 278.3134 | 0.7236% | 6.0888 | 121.33
5 | 9 | 7 | 19.7067 | 19.7767 | 19.8067 | 22.88 | 16.49% | 18.3771 | 3.6754 | 3.6754 | 3.6754 | 362.1515 | 72.6876 | 72.7978 | 84.0936 | 15.76% | 19.508 | 384.4368 | 1.949% | 16.4007 | 375.2486
5 | 9 | 8 | 15.5333 | 15.5633 | 15.5867 | 29.5667 | 30.71% | 34.2247 | 6.8449 | 6.8449 | 6.8449 | 531.6233 | 106.53 | 106.6897 | 202.3819 | 29.91% | 37.024 | 575.1062 | 0.5912% | 4.975 | 147.093
5 | 9 | 9 | 26.82 | 26.8267 | 26.87 | 41.91 | 34.04% | 37.938 | 7.5876 | 7.5876 | 7.5876 | 1017.4981 | 203.5502 | 203.879 | 317.9966 | 50.34% | 62.3285 | 1671.6511 | 1.733% | 14.5805 | 611.0705
5 | 9 | 10 | 15.2867 | 15.3333 | 15.36 | 27.1933 | 34.85% | 38.8339 | 7.7668 | 7.7668 | 7.7668 | 593.6415 | 119.0907 | 119.2979 | 211.2048 | 66.79% | 82.6909 | 1264.0677 | 3.339% | 28.0924 | 763.9256
5 | 9 | 11 | 15.0867 | 15.1233 | 15.1467 | 27.2267 | 30.02% | 33.453 | 6.6906 | 6.6906 | 6.6906 | 504.6938 | 101.1841 | 101.3402 | 182.1626 | 79.19% | 98.044 | 1479.1575 | 3.633% | 30.5714 | 832.3561
5 | 9 | 12 | 17.9233 | 17.9633 | 17.9967 | 28.64 | 30.97% | 34.5095 | 6.9019 | 6.9019 | 6.9019 | 618.5255 | 123.9812 | 124.2112 | 197.6705 | 79.42% | 98.3264 | 1762.3372 | 8.605% | 72.4101 | 2073.8257
5 | 9 | 13 | 19.1033 | 19.1367 | 19.1667 | 30.7333 | 28.92% | 32.2284 | 6.4457 | 6.4457 | 6.4457 | 615.6691 | 123.3487 | 123.5421 | 198.097 | 77.7% | 96.1904 | 1837.5569 | 18.3% | 153.9657 | 4731.8783
5 | 9 | 14 | 22.87 | 22.9267 | 22.97 | 10.3467 | 29.17% | 32.5015 | 6.5003 | 6.5003 | 6.5003 | 743.3083 | 149.03 | 149.3117 | 67.2563 | 86.46% | 107.0464 | 2448.1516 | 32.57% | 274.1001 | 2836.0225
5 | 9 | 15 | 18.7933 | 18.83 | 18.86 | 31.1233 | 22.73% | 25.3336 | 5.0667 | 5.0667 | 5.0667 | 476.1033 | 95.4064 | 95.5584 | 157.6934 | 83.56% | 103.4466 | 1944.1066 | 59.42% | 500.022 | 15562.3523
5 | 9 | 16 | 19.2633 | 19.3633 | 19.3767 | 24.4833 | 12.19% | 13.5893 | 2.7179 | 2.7179 | 2.7179 | 261.7749 | 52.6268 | 52.663 | 66.5422 | 83.1% | 102.8843 | 1981.8938 | 81.41% | 685.0547 | 16772.4226
5 | 9 | 17 | 21.88 | 22.08 | 22.0567 | 28.7 | 2.817% | 3.1394 | 0.62787 | 0.62787 | 0.62787 | 68.6893 | 13.8634 | 13.8488 | 18.0199 | 82.89% | 102.6242 | 2245.4174 | 86.66% | 729.2058 | 20928.2067
5 | 9 | 18 | 26.6033 | 26.6967 | 26.7467 | 31.76 | 0.2578% | 0.28731 | 0.057461 | 0.057461 | 0.057461 | 7.6433 | 1.534 | 1.5369 | 1.825 | 89.47% | 110.7744 | 2946.9677 | 93.4% | 785.9153 | 24960.6687
5 | 9 | 19 | 32.85 | 32.9267 | 32.9833 | 44.3433 | 0% | 0 | 0 | 0 | 0 | 0 | 0 | 0 | 0 | 90.96% | 112.6073 | 3699.1505 | 94.44% | 794.6431 | 35237.125
5 | 9 | 20 | 37.0633 | 37.2467 | 37.2967 | 42.46 | 0% | 0 | 0 | 0 | 0 | 0 | 0 | 0 | 0 | 83.69% | 103.6071 | 3840.0245 | 98.29% | 827.0448 | 35116.3213
5 | 9 | 21 | 19.1733 | 19.2467 | 19.2567 | 27.7767 | 0% | 0 | 0 | 0 | 0 | 0 | 0 | 0 | 0 | 84.44% | 104.5428 | 2004.4333 | 96.74% | 814.0003 | 22610.2157
5 | 9 | 22 | 18.5867 | 18.8067 | 18.7767 | 24.83 | 0% | 0 | 0 | 0 | 0 | 0 | 0 | 0 | 0 | 87.03% | 107.7498 | 2002.7099 | 97.41% | 819.6856 | 20352.7941
5 | 9 | 23 | 16.84 | 17.14 | 17.0767 | 17.17 | 0% | 0 | 0 | 0 | 0 | 0 | 0 | 0 | 0 | 83.1% | 102.8854 | 1732.5898 | 98.69% | 830.4548 | 14258.9082
5 | 10 | 0 | 15.29 | 15.4 | 15.42 | 17.32 | 0% | 0 | 0 | 0 | 0 | 0 | 0 | 0 | 0 | 89.15% | 110.3671 | 1687.5128 | 98.83% | 831.6206 | 14403.6681
5 | 10 | 1 | 11.7567 | 11.8167 | 11.83 | 11.9133 | 0% | 0 | 0 | 0 | 0 | 0 | 0 | 0 | 0 | 86.4% | 106.9701 | 1257.6117 | 99.01% | 833.1025 | 9925.0282
5 | 10 | 2 | 10.41 | 10.4467 | 10.4667 | 10.5467 | 0% | 0 | 0 | 0 | 0 | 0 | 0 | 0 | 0 | 78.76% | 97.5075 | 1015.0531 | 98.15% | 825.8628 | 8710.0996
5 | 10 | 3 | 11.53 | 11.6333 | 11.63 | 11.7067 | 0% | 0 | 0 | 0 | 0 | 0 | 0 | 0 | 0 | 81.27% | 100.6184 | 1160.1302 | 97.32% | 818.8942 | 9586.5209
5 | 10 | 4 | 11.8067 | 11.8933 | 11.8933 | 11.97 | 0% | 0 | 0 | 0 | 0 | 0 | 0 | 0 | 0 | 84.03% | 104.0348 | 1228.3036 | 95.86% | 806.5981 | 9654.9791
5 | 10 | 5 | 14.5167 | 14.5967 | 14.6033 | 14.7067 | 3.665% | 4.0847 | 0.81694 | 0.81694 | 0.81694 | 59.2961 | 11.9246 | 11.93 | 12.0144 | 80.59% | 99.7784 | 1448.4505 | 93.85% | 789.7088 | 11613.9835
5 | 10 | 6 | 14.5633 | 14.65 | 14.6267 | 17.2867 | 14.96% | 16.6737 | 3.3347 | 3.3347 | 3.3347 | 242.824 | 48.8538 | 48.776 | 57.6464 | 70.58% | 87.3845 | 1272.6089 | 86.21% | 725.4603 | 12540.7904
5 | 10 | 7 | 20.0067 | 20.0633 | 20.1 | 21.6467 | 19.52% | 21.75 | 4.35 | 4.35 | 4.35 | 435.1454 | 87.2756 | 87.4351 | 94.1631 | 70.87% | 87.7368 | 1755.3208 | 78.44% | 660.0011 | 14286.8239
5 | 10 | 8 | 26.8033 | 26.8933 | 26.9333 | 28.6833 | 22.85% | 25.4597 | 5.0919 | 5.0919 | 5.0919 | 682.404 | 136.9391 | 137.1428 | 146.0536 | 70.78% | 87.6284 | 2348.7323 | 73.22% | 616.1051 | 17671.9467
5 | 10 | 9 | 22.06 | 22.2367 | 22.2633 | 23.0867 | 21.04% | 23.4417 | 4.6883 | 4.6883 | 4.6883 | 517.1246 | 104.2532 | 104.3782 | 108.2383 | 79.51% | 98.4385 | 2171.553 | 74.4% | 626.0615 | 14453.6737
5 | 10 | 10 | 18.2533 | 18.33 | 18.3733 | 20.6233 | 30.04% | 33.4771 | 6.6954 | 6.6954 | 6.6954 | 611.068 | 122.7269 | 123.017 | 138.0817 | 80.61% | 99.7975 | 1821.6362 | 78.15% | 657.5824 | 13561.5419
5 | 10 | 11 | 16.2933 | 16.35 | 16.3867 | 26.4033 | 45.48% | 50.6808 | 10.1362 | 10.1362 | 10.1362 | 825.7599 | 165.7264 | 166.098 | 267.6287 | 79.2% | 98.0558 | 1597.6553 | 82.74% | 696.2319 | 18382.844
5 | 10 | 12 | 20.2967 | 20.39 | 20.44 | 23.43 | 52.21% | 58.1811 | 11.6362 | 11.6362 | 11.6362 | 1180.8821 | 237.2625 | 237.8443 | 272.6366 | 81.87% | 101.3611 | 2057.2925 | 87.79% | 738.7534 | 17308.9917
5 | 10 | 13 | 22.1367 | 22.86 | 22.79 | 26.0233 | 43.94% | 48.965 | 9.793 | 9.793 | 9.793 | 1083.9228 | 223.8682 | 223.1827 | 254.8467 | 84.13% | 104.1513 | 2305.5624 | 92.44% | 777.8065 | 20241.1188
5 | 10 | 14 | 12.27 | 12.31 | 12.3433 | 20.4067 | 36.6% | 40.7907 | 8.1581 | 8.1581 | 8.1581 | 500.502 | 100.4267 | 100.6987 | 166.4805 | 86.92% | 107.6096 | 1320.37 | 94.57% | 795.7279 | 16238.1545
5 | 10 | 15 | 13.0067 | 13.23 | 13.23 | 22.0967 | 38.19% | 42.5603 | 8.5121 | 8.5121 | 8.5121 | 553.5672 | 112.6145 | 112.6145 | 188.088 | 87.21% | 107.9653 | 1404.2689 | 94.14% | 792.1861 | 17504.6715
5 | 10 | 16 | 20.2367 | 20.9233 | 20.86 | 30.5067 | 30.61% | 34.1116 | 6.8223 | 6.8223 | 6.8223 | 690.3053 | 142.7457 | 142.3136 | 208.1263 | 84.07% | 104.0788 | 2106.208 | 94.14% | 792.1346 | 24165.3851
5 | 10 | 17 | 26.9533 | 28.0967 | 27.9733 | 37.0033 | 17.14% | 19.1049 | 3.821 | 3.821 | 3.821 | 514.942 | 107.3571 | 106.8858 | 141.3893 | 78.13% | 96.7349 | 2607.3283 | 93.94% | 790.4555 | 29249.4892
5 | 10 | 18 | 19.99 | 20.4967 | 20.4667 | 26.72 | 3.942% | 4.393 | 0.8786 | 0.8786 | 0.8786 | 87.8162 | 18.0084 | 17.982 | 23.4762 | 67.15% | 83.1383 | 1661.9353 | 89.91% | 756.5809 | 20215.8424
5 | 10 | 19 | 52.9967 | 53.47 | 53.4533 | 61.0133 | 0% | 0 | 0 | 0 | 0 | 0 | 0 | 0 | 0 | 69.76% | 86.3624 | 4576.9185 | 84.76% | 713.2192 | 43515.8815
5 | 10 | 20 | 23.1133 | 23.2133 | 23.2633 | 40.9733 | 0% | 0 | 0 | 0 | 0 | 0 | 0 | 0 | 0 | 66.76% | 82.6511 | 1910.3422 | 79.94% | 672.6314 | 27559.949
5 | 10 | 21 | 26.1833 | 26.2833 | 26.34 | 37.1433 | 0% | 0 | 0 | 0 | 0 | 0 | 0 | 0 | 0 | 54.81% | 67.8586 | 1776.7656 | 63.4% | 533.4808 | 19815.2566
5 | 10 | 22 | 30.9333 | 31.0767 | 31.1667 | 33.38 | 0% | 0 | 0 | 0 | 0 | 0 | 0 | 0 | 0 | 44.15% | 54.654 | 1690.6298 | 48.09% | 404.679 | 13508.1845
5 | 10 | 23 | 18.2467 | 18.36 | 18.3933 | 24.46 | 0% | 0 | 0 | 0 | 0 | 0 | 0 | 0 | 0 | 35.77% | 44.2841 | 808.0366 | 42.88% | 360.7888 | 8824.8944
5 | 11 | 0 | 17.38 | 17.4533 | 17.4967 | 17.72 | 0% | 0 | 0 | 0 | 0 | 0 | 0 | 0 | 0 | 31.36% | 38.8291 | 674.8489 | 35.46% | 298.3576 | 5286.8962
5 | 11 | 1 | 16.78 | 16.8433 | 16.89 | 17.2633 | 0% | 0 | 0 | 0 | 0 | 0 | 0 | 0 | 0 | 25.93% | 32.102 | 538.6712 | 24.72% | 208.0395 | 3591.4549
5 | 11 | 2 | 15.1033 | 15.1667 | 15.2033 | 15.9133 | 0% | 0 | 0 | 0 | 0 | 0 | 0 | 0 | 0 | 18.75% | 23.2159 | 350.6373 | 21.11% | 177.5954 | 2826.1351
5 | 11 | 3 | 8.0267 | 8.0567 | 8.0767 | 9.1233 | 0% | 0 | 0 | 0 | 0 | 0 | 0 | 0 | 0 | 15.29% | 18.9328 | 151.9674 | 20.97% | 176.4595 | 1609.8991
5 | 11 | 4 | 13.9 | 13.9467 | 13.98 | 14.0933 | 0% | 0 | 0 | 0 | 0 | 0 | 0 | 0 | 0 | 11.6% | 14.3592 | 199.5923 | 23.13% | 194.6485 | 2743.2463
5 | 11 | 5 | 21.4233 | 21.8133 | 21.6833 | 21.7967 | 0.667% | 0.74329 | 0.14866 | 0.14866 | 0.14866 | 15.9237 | 3.2427 | 3.2234 | 3.2402 | 7.563% | 9.363 | 200.5877 | 27.2% | 228.8457 | 4988.0733
5 | 11 | 6 | 16.43 | 16.6067 | 16.56 | 16.6667 | 5.512% | 6.1428 | 1.2286 | 1.2286 | 1.2286 | 100.9261 | 20.4023 | 20.3449 | 20.476 | 2.371% | 2.936 | 48.2377 | 23.44% | 197.2491 | 3287.4851
5 | 11 | 7 | 17.98 | 18.1733 | 18.1167 | 18.2267 | 16.58% | 18.4815 | 3.6963 | 3.6963 | 3.6963 | 332.2978 | 67.1742 | 66.9647 | 67.3713 | 1.672% | 2.0696 | 37.2119 | 16.27% | 136.9466 | 2496.0804
5 | 11 | 8 | 20.2467 | 20.33 | 20.3433 | 21.56 | 19.7% | 21.9521 | 4.3904 | 4.3904 | 4.3904 | 444.4561 | 89.2571 | 89.3156 | 94.6573 | 1.765% | 2.1855 | 44.2489 | 13.6% | 114.4072 | 2466.62
5 | 11 | 9 | 32.55 | 32.7633 | 32.6933 | 32.9633 | 22.34% | 24.8906 | 4.9781 | 4.9781 | 4.9781 | 810.1896 | 163.0999 | 162.7515 | 164.0956 | 2.329% | 2.8829 | 93.8387 | 9.306% | 78.3101 | 2581.3607
5 | 11 | 10 | 20.9133 | 21.0167 | 21.0333 | 21.4467 | 22.33% | 24.882 | 4.9764 | 4.9764 | 4.9764 | 520.3649 | 104.5872 | 104.6701 | 106.7271 | 3.44% | 4.2591 | 89.0717 | 6.09% | 51.2415 | 1098.9599
5 | 11 | 11 | 17.3133 | 17.4167 | 17.4233 | 21.2433 | 20.53% | 22.8733 | 4.5747 | 4.5747 | 4.5747 | 396.013 | 79.6753 | 79.7058 | 97.181 | 5.226% | 6.47 | 112.0177 | 9.463% | 79.6236 | 1691.4698
5 | 11 | 12 | 17.06 | 17.1867 | 17.18 | 20.0933 | 20.52% | 22.8653 | 4.5731 | 4.5731 | 4.5731 | 390.0814 | 78.5955 | 78.565 | 91.8879 | 6.333% | 7.84 | 133.7503 | 11.78% | 99.1235 | 1991.7221
5 | 11 | 13 | 18.5567 | 18.6467 | 18.6667 | 22.9733 | 19.88% | 22.1529 | 4.4306 | 4.4306 | 4.4306 | 411.0834 | 82.6154 | 82.704 | 101.785 | 6.329% | 7.8359 | 145.4073 | 15.84% | 133.2712 | 3061.6842
5 | 11 | 14 | 19.38 | 19.5 | 19.51 | 23.9733 | 13.67% | 15.2291 | 3.0458 | 3.0458 | 3.0458 | 295.1398 | 59.3935 | 59.4239 | 73.0184 | 6.794% | 8.4117 | 163.0182 | 28.64% | 240.9644 | 5776.7195
5 | 11 | 15 | 23.68 | 23.83 | 23.8733 | 26.63 | 10.83% | 12.0644 | 2.4129 | 2.4129 | 2.4129 | 285.6849 | 57.4989 | 57.6035 | 64.255 | 8.828% | 10.929 | 258.7996 | 41.36% | 348.0174 | 9267.7045
5 | 11 | 16 | 20.3567 | 20.4867 | 20.53 | 23.56 | 7.423% | 8.272 | 1.6544 | 1.6544 | 1.6544 | 168.3894 | 33.8929 | 33.9646 | 38.9774 | 11.14% | 13.7969 | 280.8592 | 48.62% | 409.152 | 9639.6214
5 | 11 | 17 | 49.1067 | 49.2867 | 49.42 | 49.97 | 2.093% | 2.3324 | 0.46649 | 0.46649 | 0.46649 | 114.538 | 22.9916 | 23.0538 | 23.3103 | 12.31% | 15.2373 | 748.2529 | 45.46% | 382.5141 | 19114.2306
5 | 11 | 18 | 24.27 | 24.38 | 24.4333 | 24.7467 | 0.2861% | 0.31882 | 0.063763 | 0.063763 | 0.063763 | 7.7377 | 1.5546 | 1.558 | 1.5779 | 14.75% | 18.2563 | 443.0795 | 45.87% | 385.9436 | 9550.8165
5 | 11 | 19 | 19.0867 | 19.18 | 19.2233 | 30.6933 | 0% | 0 | 0 | 0 | 0 | 0 | 0 | 0 | 0 | 23.13% | 28.6413 | 546.6679 | 46.08% | 387.7775 | 11902.1849
5 | 11 | 20 | 20.7067 | 20.8 | 20.8433 | 22.8467 | 0% | 0 | 0 | 0 | 0 | 0 | 0 | 0 | 0 | 20.38% | 25.2345 | 522.5233 | 44.24% | 372.2288 | 8504.1876
5 | 11 | 21 | 19.78 | 19.87 | 19.92 | 27.8167 | 0% | 0 | 0 | 0 | 0 | 0 | 0 | 0 | 0 | 15.36% | 19.0165 | 376.1471 | 42.29% | 355.8706 | 9899.1347
5 | 11 | 22 | 18.3333 | 18.4167 | 18.4667 | 18.8167 | 0% | 0 | 0 | 0 | 0 | 0 | 0 | 0 | 0 | 11.84% | 14.6607 | 268.7801 | 35.7% | 300.3685 | 5651.9344
5 | 11 | 23 | 15.8967 | 15.9733 | 16.0267 | 16.1767 | 0% | 0 | 0 | 0 | 0 | 0 | 0 | 0 | 0 | 14.61% | 18.0927 | 287.6139 | 22.6% | 190.1527 | 3076.0363
5 | 12 | 0 | 13.8167 | 13.92 | 13.9233 | 17.56 | 0% | 0 | 0 | 0 | 0 | 0 | 0 | 0 | 0 | 9.054% | 11.2095 | 154.8775 | 14.89% | 125.2526 | 2199.4356
5 | 12 | 1 | 10.7767 | 10.8333 | 10.8467 | 13.4 | 0% | 0 | 0 | 0 | 0 | 0 | 0 | 0 | 0 | 5.84% | 7.2306 | 77.9215 | 11.9% | 100.124 | 1341.6619
5 | 12 | 2 | 10.89 | 10.9367 | 10.9533 | 11.04 | 0% | 0 | 0 | 0 | 0 | 0 | 0 | 0 | 0 | 6.572% | 8.137 | 88.6117 | 8.758% | 73.6919 | 813.5591
5 | 12 | 3 | 15.38 | 15.4433 | 15.4933 | 15.6133 | 0% | 0 | 0 | 0 | 0 | 0 | 0 | 0 | 0 | 7.39% | 9.1487 | 140.7065 | 9.594% | 80.7309 | 1260.4791
5 | 12 | 4 | 15.8533 | 15.9267 | 15.9733 | 16.1167 | 0% | 0 | 0 | 0 | 0 | 0 | 0 | 0 | 0 | 7.018% | 8.6888 | 137.746 | 14.42% | 121.3062 | 1955.0513
5 | 12 | 5 | 13.8033 | 13.87 | 13.9167 | 14.0267 | 4.046% | 4.5092 | 0.90183 | 0.90183 | 0.90183 | 62.2415 | 12.5084 | 12.5505 | 12.6497 | 4.044% | 5.0068 | 69.1101 | 14.23% | 119.7326 | 1679.4491
5 | 12 | 6 | 11.5333 | 11.6033 | 11.62 | 11.71 | 14.05% | 15.6567 | 3.1313 | 3.1313 | 3.1313 | 180.5734 | 36.3339 | 36.3861 | 36.6679 | 1.941% | 2.4029 | 27.7138 | 10.96% | 92.2279 | 1079.9892
5 | 12 | 7 | 11.1333 | 11.2 | 11.22 | 11.3133 | 17.25% | 19.2279 | 3.8456 | 3.8456 | 3.8456 | 214.0706 | 43.0705 | 43.1474 | 43.5063 | 0.3341% | 0.41363 | 4.6051 | 6.789% | 57.1245 | 646.2683
5 | 12 | 8 | 15.15 | 15.25 | 15.27 | 17.0233 | 16.86% | 18.7861 | 3.7572 | 3.7572 | 3.7572 | 284.6099 | 57.2977 | 57.3728 | 63.9605 | 1.325% | 1.6405 | 24.8538 | 3.608% | 30.3584 | 516.8017
5 | 12 | 9 | 17.7367 | 17.8433 | 17.88 | 18.2733 | 12.38% | 13.8006 | 2.7601 | 2.7601 | 2.7601 | 244.7765 | 49.2497 | 49.3509 | 50.4366 | 3.337% | 4.1318 | 73.2835 | 2.461% | 20.7064 | 378.3743
5 | 12 | 10 | 20.4967 | 20.6167 | 20.6533 | 35.1933 | 13.77% | 15.344 | 3.0688 | 3.0688 | 3.0688 | 314.5012 | 63.2685 | 63.381 | 108.0014 | 4.112% | 5.0904 | 104.336 | 1.834% | 15.433 | 543.1385
5 | 12 | 11 | 22.61 | 22.7433 | 22.78 | 24.6033 | 13.68% | 15.2452 | 3.049 | 3.049 | 3.049 | 344.693 | 69.3451 | 69.4569 | 75.0163 | 5.827% | 7.2147 | 163.1249 | 0.9858% | 8.2951 | 204.086
5 | 12 | 12 | 21.4533 | 21.5967 | 21.6233 | 24.98 | 18.2% | 20.2807 | 4.0561 | 4.0561 | 4.0561 | 435.0895 | 87.5993 | 87.7074 | 101.3226 | 6.481% | 8.0234 | 172.1277 | 0.7084% | 5.9606 | 148.8966
5 | 12 | 13 | 17.2633 | 17.4833 | 17.4333 | 23.2733 | 16.67% | 18.5736 | 3.7147 | 3.7147 | 3.7147 | 320.642 | 64.9456 | 64.7599 | 86.4538 | 6.436% | 7.9686 | 137.5649 | 2.752% | 23.1534 | 538.8566
5 | 12 | 14 | 15.7767 | 15.8567 | 15.8833 | 21.9 | 15.77% | 17.572 | 3.5144 | 3.5144 | 3.5144 | 277.228 | 55.7268 | 55.8205 | 76.9655 | 6.171% | 7.64 | 120.5331 | 5.49% | 46.1957 | 1011.6856
5 | 12 | 15 | 16.4567 | 16.54 | 16.57 | 20.57 | 12.2% | 13.5948 | 2.719 | 2.719 | 2.719 | 223.7258 | 44.9717 | 45.0533 | 55.9292 | 6.016% | 7.4486 | 122.5789 | 5.588% | 47.0207 | 967.2148
5 | 12 | 16 | 18.25 | 18.3367 | 18.37 | 18.68 | 7.935% | 8.8429 | 1.7686 | 1.7686 | 1.7686 | 161.3822 | 32.4297 | 32.4887 | 33.0369 | 6.928% | 8.5768 | 156.5275 | 7.967% | 67.0418 | 1252.3403
5 | 12 | 17 | 18.8033 | 18.89 | 18.92 | 19.0833 | 1.892% | 2.1081 | 0.42163 | 0.42163 | 0.42163 | 39.6402 | 7.9646 | 7.9772 | 8.0461 | 5.8% | 7.1806 | 135.0189 | 15.6% | 131.2766 | 2505.1952
5 | 12 | 18 | 19.1433 | 19.24 | 19.25 | 19.4 | 0.4491% | 0.50047 | 0.10009 | 0.10009 | 0.10009 | 9.5806 | 1.9258 | 1.9268 | 1.9418 | 5.511% | 6.8233 | 130.6211 | 11.71% | 98.5074 | 1911.044
5 | 12 | 19 | 19.4 | 19.5 | 19.54 | 19.7033 | 0% | 0 | 0 | 0 | 0 | 0 | 0 | 0 | 0 | 5.024% | 6.2204 | 120.6754 | 2.777% | 23.3638 | 460.3452
5 | 12 | 20 | 20.2333 | 20.3267 | 20.3667 | 20.5333 | 0% | 0 | 0 | 0 | 0 | 0 | 0 | 0 | 0 | 5.613% | 6.9487 | 140.5957 | 1.367% | 11.5066 | 236.2687
5 | 12 | 21 | 21.65 | 21.75 | 21.7933 | 21.9867 | 0% | 0 | 0 | 0 | 0 | 0 | 0 | 0 | 0 | 2.946% | 3.6473 | 78.9645 | 0.5884% | 4.9508 | 108.8519
5 | 12 | 22 | 18.8033 | 18.89 | 18.9333 | 19.1033 | 0% | 0 | 0 | 0 | 0 | 0 | 0 | 0 | 0 | 2.654% | 3.2854 | 61.776 | 0.5414% | 4.5553 | 87.0217
5 | 12 | 23 | 21.32 | 21.41 | 21.4533 | 21.6467 | 0% | 0 | 0 | 0 | 0 | 0 | 0 | 0 | 0 | 6.509% | 8.0579 | 171.7938 | 0.2269% | 1.9097 | 41.3381
5 | 13 | 0 | 14.5567 | 14.6233 | 14.66 | 14.8067 | 0% | 0 | 0 | 0 | 0 | 0 | 0 | 0 | 0 | 16.55% | 20.4908 | 298.2776 | 0.05212% | 0.4386 | 6.4943
5 | 13 | 1 | 13.8 | 13.86 | 13.8967 | 14.0233 | 0% | 0 | 0 | 0 | 0 | 0 | 0 | 0 | 0 | 31.67% | 39.2105 | 541.1046 | 0.0009812% | 0.0082563 | 0.11578
5 | 13 | 2 | 12.9133 | 12.97 | 13 | 13.1133 | 0% | 0 | 0 | 0 | 0 | 0 | 0 | 0 | 0 | 40.81% | 50.525 | 652.4468 | 0% | 0 | 0
5 | 13 | 3 | 14.9067 | 14.9667 | 15.0067 | 15.1267 | 0% | 0 | 0 | 0 | 0 | 0 | 0 | 0 | 0 | 43.56% | 53.9321 | 803.9477 | 0% | 0 | 0
5 | 13 | 4 | 14.72 | 14.7733 | 14.81 | 14.9367 | 0% | 0 | 0 | 0 | 0 | 0 | 0 | 0 | 0 | 45.12% | 55.856 | 822.2006 | 0% | 0 | 0
5 | 13 | 5 | 17.3667 | 17.4267 | 17.4667 | 17.6133 | 1.353% | 1.5082 | 0.30164 | 0.30164 | 0.30164 | 26.1925 | 5.2566 | 5.2687 | 5.3129 | 47.92% | 59.3334 | 1030.4237 | 0.02094% | 0.17619 | 3.1033
5 | 13 | 6 | 14.7 | 14.7633 | 14.7967 | 15.17 | 7.608% | 8.4777 | 1.6955 | 1.6955 | 1.6955 | 124.6222 | 25.0318 | 25.0883 | 25.7213 | 43.59% | 53.9625 | 793.2487 | 0.4519% | 3.8028 | 57.6886
5 | 13 | 7 | 17.5033 | 17.6 | 17.6367 | 17.7867 | 15.28% | 17.0246 | 3.4049 | 3.4049 | 3.4049 | 297.9873 | 59.9266 | 60.0514 | 60.5622 | 35.69% | 44.1918 | 773.5036 | 1.864% | 15.684 | 278.9664
5 | 13 | 8 | 18.2033 | 18.3067 | 18.3467 | 18.64 | 20.04% | 22.3314 | 4.4663 | 4.4663 | 4.4663 | 406.5065 | 81.7628 | 81.9415 | 83.2516 | 34.71% | 42.9692 | 782.183 | 2.524% | 21.2395 | 395.9051
5 | 13 | 9 | 17.35 | 17.4533 | 17.4967 | 17.4033 | 20.13% | 22.434 | 4.4868 | 4.4868 | 4.4868 | 389.2298 | 78.3096 | 78.504 | 78.0853 | 38.08% | 47.1511 | 818.0709 | 2.746% | 23.1036 | 402.0798
5 | 13 | 10 | 16.68 | 16.7833 | 16.8233 | 16.0433 | 24.33% | 27.1137 | 5.4227 | 5.4227 | 5.4227 | 452.2564 | 91.0116 | 91.2285 | 86.9988 | 45.46% | 56.276 | 938.6843 | 2.696% | 22.6862 | 363.9616
5 | 13 | 11 | 18.7433 | 18.8533 | 18.9033 | 19.23 | 33.29% | 37.1008 | 7.4202 | 7.4202 | 7.4202 | 695.3932 | 139.8949 | 140.2659 | 142.6898 | 50.17% | 62.1159 | 1164.2591 | 4.344% | 36.5537 | 702.9277
5 | 13 | 12 | 16.9033 | 17.0033 | 17.0467 | 18.75 | 44.75% | 49.8677 | 9.9735 | 9.9735 | 9.9735 | 842.931 | 169.5836 | 170.0157 | 187.004 | 50.08% | 62.0008 | 1048.0206 | 5.971% | 50.241 | 942.0197
5 | 13 | 13 | 17.27 | 17.3767 | 17.4267 | 18.09 | 47.94% | 53.418 | 10.6836 | 10.6836 | 10.6836 | 922.5285 | 185.6453 | 186.1795 | 193.2663 | 53.72% | 66.5101 | 1148.6288 | 7.681% | 64.6364 | 1169.272
5 | 13 | 14 | 17.2267 | 17.3267 | 17.38 | 16.9333 | 41.68% | 46.4429 | 9.2886 | 9.2886 | 9.2886 | 800.0567 | 160.9402 | 161.4356 | 157.2867 | 62.19% | 76.9942 | 1326.3536 | 9.143% | 76.9369 | 1302.799
5 | 13 | 15 | 16.7467 | 16.8433 | 16.8933 | 16.22 | 33.13% | 36.9247 | 7.3849 | 7.3849 | 7.3849 | 618.3663 | 124.3871 | 124.7564 | 119.7839 | 71.9% | 89.0126 | 1490.6646 | 12.17% | 102.4061 | 1661.027
5 | 13 | 16 | 17.5767 | 17.6733 | 17.7333 | 16.6967 | 26.71% | 29.768 | 5.9536 | 5.9536 | 5.9536 | 523.2228 | 105.2201 | 105.5773 | 99.4054 | 77.83% | 96.362 | 1693.7222 | 13.96% | 117.4968 | 1961.8046
5 | 13 | 17 | 18.62 | 18.73 | 18.78 | 19.21 | 10.7% | 11.9235 | 2.3847 | 2.3847 | 2.3847 | 222.016 | 44.6655 | 44.7848 | 45.8102 | 76.83% | 95.1137 | 1771.0178 | 19.21% | 161.6512 | 3105.3193
5 | 13 | 18 | 16.9967 | 17.1 | 17.14 | 17.3133 | 1.511% | 1.6837 | 0.33674 | 0.33674 | 0.33674 | 28.6169 | 5.7582 | 5.7716 | 5.83 | 80.78% | 100.0055 | 1699.7594 | 29.25% | 246.1597 | 4261.8448
5 | 13 | 19 | 19.5233 | 19.63 | 19.67 | 19.8433 | 0% | 0 | 0 | 0 | 0 | 0 | 0 | 0 | 0 | 92.79% | 114.8828 | 2242.8955 | 36.28% | 305.2748 | 6057.6694
5 | 13 | 20 | 19.6533 | 19.76 | 19.8 | 19.9733 | 0% | 0 | 0 | 0 | 0 | 0 | 0 | 0 | 0 | 93.95% | 116.3104 | 2285.8878 | 33.81% | 284.5244 | 5682.9014
5 | 13 | 21 | 20.0967 | 20.2033 | 20.2433 | 20.42 | 0% | 0 | 0 | 0 | 0 | 0 | 0 | 0 | 0 | 97.94% | 121.2591 | 2436.9038 | 37.88% | 318.7474 | 6508.8227
5 | 13 | 22 | 15.4267 | 15.5067 | 15.5367 | 15.6833 | 0% | 0 | 0 | 0 | 0 | 0 | 0 | 0 | 0 | 97.35% | 120.5213 | 1859.2424 | 45.06% | 379.1512 | 5946.3546
5 | 13 | 23 | 15.7167 | 15.79 | 15.8267 | 15.9733 | 0% | 0 | 0 | 0 | 0 | 0 | 0 | 0 | 0 | 96.73% | 119.7598 | 1882.2244 | 43.64% | 367.192 | 5865.2803
5 | 14 | 0 | 11.5267 | 11.5867 | 11.6133 | 11.7167 | 0% | 0 | 0 | 0 | 0 | 0 | 0 | 0 | 0 | 98.49% | 121.9354 | 1405.5093 | 40% | 336.6244 | 3944.1154
5 | 14 | 1 | 13.6767 | 13.7367 | 13.7667 | 13.8767 | 0% | 0 | 0 | 0 | 0 | 0 | 0 | 0 | 0 | 97.48% | 120.6889 | 1650.6221 | 42.72% | 359.5031 | 4988.7045
5 | 14 | 2 | 10.44 | 10.48 | 10.4967 | 10.5767 | 0% | 0 | 0 | 0 | 0 | 0 | 0 | 0 | 0 | 97.07% | 120.183 | 1254.7109 | 49.33% | 415.1087 | 4390.4666
5 | 14 | 3 | 9.9933 | 10.03 | 10.05 | 10.12 | 0% | 0 | 0 | 0 | 0 | 0 | 0 | 0 | 0 | 98.42% | 121.8512 | 1217.6998 | 46.41% | 390.5546 | 3952.4125
5 | 14 | 4 | 9.69 | 9.7233 | 9.7367 | 9.8 | 0% | 0 | 0 | 0 | 0 | 0 | 0 | 0 | 0 | 97.34% | 120.5137 | 1167.778 | 57.52% | 484.0276 | 4743.47
5 | 14 | 5 | 12.8433 | 12.8833 | 12.8933 | 12.98 | 7.819% | 8.7137 | 1.7427 | 1.7427 | 1.7427 | 111.9133 | 22.4524 | 22.4698 | 22.6208 | 94.06% | 116.4567 | 1495.6923 | 86.88% | 731.0188 | 9488.6239
5 | 14 | 6 | 21.72 | 21.7933 | 21.8267 | 21.99 | 19.31% | 21.5208 | 4.3042 | 4.3042 | 4.3042 | 467.4316 | 93.802 | 93.9454 | 94.6484 | 96.34% | 119.2741 | 2590.6331 | 98.72% | 830.656 | 18266.1261
5 | 14 | 7 | 25.1833 | 25.2567 | 25.28 | 25.4567 | 21.81% | 24.3074 | 4.8615 | 4.8615 | 4.8615 | 612.1402 | 122.7846 | 122.898 | 123.7569 | 99.97% | 123.7737 | 3117.034 | 99.64% | 838.4574 | 21344.3313
5 | 14 | 8 | 26.2533 | 26.3133 | 26.3367 | 26.54 | 23.89% | 26.6231 | 5.3246 | 5.3246 | 5.3246 | 698.9453 | 140.1085 | 140.2328 | 141.3155 | 100% | 123.8024 | 3250.2247 | 99.53% | 837.5263 | 22227.9468
5 | 14 | 9 | 41.19 | 41.2167 | 41.2267 | 41.5033 | 20.36% | 22.691 | 4.5382 | 4.5382 | 4.5382 | 934.6433 | 187.0497 | 187.0951 | 188.3506 | 100% | 123.804 | 5099.4851 | 99.8% | 839.7889 | 34854.0393
5 | 14 | 10 | 28.3433 | 28.4067 | 28.4667 | 28.6967 | 20.22% | 22.5329 | 4.5066 | 4.5066 | 4.5066 | 638.6562 | 128.0166 | 128.287 | 129.3236 | 100% | 123.7998 | 3508.8986 | 99.96% | 841.1488 | 24138.1672
5 | 14 | 11 | 26.6767 | 26.78 | 27.0233 | 27.2433 | 18.33% | 20.4253 | 4.0851 | 4.0851 | 4.0851 | 544.8795 | 109.398 | 110.3921 | 111.2908 | 99.85% | 123.6165 | 3297.6749 | 100% | 841.4568 | 22924.0879
5 | 14 | 12 | 18.5033 | 18.75 | 19.7533 | 20.4933 | 19.15% | 21.3361 | 4.2672 | 4.2672 | 4.2672 | 394.7881 | 80.0102 | 84.2916 | 87.4494 | 98.92% | 122.4706 | 2266.1139 | 100% | 841.4568 | 17244.2553
5 | 14 | 13 | 18.43 | 18.5267 | 18.5767 | 21.08 | 18.22% | 20.3011 | 4.0602 | 4.0602 | 4.0602 | 374.1498 | 75.2225 | 75.4255 | 85.5896 | 99.78% | 123.5366 | 2276.7801 | 100% | 841.4568 | 17737.9099
5 | 14 | 14 | 16.5933 | 16.7533 | 17.2667 | 20.0967 | 17.32% | 19.3008 | 3.8602 | 3.8602 | 3.8602 | 320.2648 | 64.6706 | 66.6521 | 77.5764 | 98.82% | 122.3468 | 2030.1414 | 100% | 841.4568 | 16910.4774
5 | 14 | 15 | 18.4533 | 18.5533 | 18.7233 | 20.2933 | 13.9% | 15.4954 | 3.0991 | 3.0991 | 3.0991 | 285.9416 | 57.4982 | 58.0251 | 62.8906 | 98.87% | 122.4052 | 2258.7842 | 100% | 841.4568 | 17075.9639
5 | 14 | 16 | 22.53 | 22.6333 | 22.7033 | 23.5567 | 8.779% | 9.7832 | 1.9566 | 1.9566 | 1.9566 | 220.4165 | 44.2855 | 44.4225 | 46.0921 | 94.68% | 117.2125 | 2640.7969 | 100% | 841.4568 | 19821.918
5 | 14 | 17 | 20.8867 | 21.09 | 21.8633 | 21.9533 | 2.742% | 3.056 | 0.61119 | 0.61119 | 0.61119 | 63.8286 | 12.89 | 13.3627 | 13.4177 | 82.58% | 102.2376 | 2135.4029 | 100% | 841.4568 | 18472.7822
5 | 14 | 18 | 19.5733 | 19.6567 | 19.7 | 19.8667 | 0.1259% | 0.14025 | 0.028051 | 0.028051 | 0.028051 | 2.7453 | 0.55139 | 0.5526 | 0.55728 | 78.82% | 97.5773 | 1909.9133 | 100% | 841.4568 | 16716.9423
5 | 14 | 19 | 32.47 | 32.6267 | 32.7133 | 32.9333 | 0% | 0 | 0 | 0 | 0 | 0 | 0 | 0 | 0 | 84.12% | 104.145 | 3381.5875 | 100% | 841.4568 | 27711.9782
5 | 14 | 20 | 26.4133 | 26.53 | 26.5833 | 26.77 | 0% | 0 | 0 | 0 | 0 | 0 | 0 | 0 | 0 | 79.03% | 97.8454 | 2584.422 | 99.99% | 841.4123 | 22524.6063
5 | 14 | 21 | 22.54 | 22.6267 | 22.6667 | 22.8367 | 0% | 0 | 0 | 0 | 0 | 0 | 0 | 0 | 0 | 61.56% | 76.2178 | 1717.9496 | 99.89% | 840.4994 | 19194.204
5 | 14 | 22 | 20.3967 | 20.4767 | 20.52 | 20.6867 | 0% | 0 | 0 | 0 | 0 | 0 | 0 | 0 | 0 | 39.01% | 48.2915 | 984.9864 | 99.57% | 837.8196 | 17331.695
5 | 14 | 23 | 22.61 | 22.6867 | 22.7367 | 22.9133 | 0% | 0 | 0 | 0 | 0 | 0 | 0 | 0 | 0 | 27.86% | 34.4974 | 779.9856 | 86.95% | 731.6328 | 16764.1453
5 | 15 | 0 | 18.7367 | 18.7933 | 18.8333 | 18.9733 | 0% | 0 | 0 | 0 | 0 | 0 | 0 | 0 | 0 | 21.59% | 26.7317 | 500.8637 | 78.95% | 664.3034 | 12604.0507
5 | 15 | 1 | 16.83 | 16.88 | 16.92 | 17.04 | 0% | 0 | 0 | 0 | 0 | 0 | 0 | 0 | 0 | 20.02% | 24.7825 | 417.0899 | 90.36% | 760.3291 | 12956.0077
5 | 15 | 2 | 17.69 | 17.7333 | 17.77 | 17.89 | 0% | 0 | 0 | 0 | 0 | 0 | 0 | 0 | 0 | 16.64% | 20.6021 | 364.4513 | 83.88% | 705.8557 | 12627.7592
5 | 15 | 3 | 18.0133 | 18.0533 | 18.0933 | 18.2267 | 0% | 0 | 0 | 0 | 0 | 0 | 0 | 0 | 0 | 11.58% | 14.3338 | 258.2003 | 67.64% | 569.1877 | 10374.3942
5 | 15 | 4 | 16.5067 | 16.55 | 16.5867 | 16.71 | 0% | 0 | 0 | 0 | 0 | 0 | 0 | 0 | 0 | 7.28% | 9.0133 | 148.7793 | 40.23% | 338.5269 | 5656.7844
5 | 15 | 5 | 13.3167 | 13.37 | 13.3967 | 13.5067 | 1.936% | 2.1576 | 0.43152 | 0.43152 | 0.43152 | 28.7318 | 5.7694 | 5.7809 | 5.8283 | 5.67% | 7.0196 | 93.4783 | 17.44% | 146.7433 | 1982.013
5 | 15 | 6 | 15.52 | 15.5733 | 15.6067 | 15.74 | 6.297% | 7.0171 | 1.4034 | 1.4034 | 1.4034 | 108.905 | 21.8558 | 21.9026 | 22.0897 | 2.345% | 2.903 | 45.054 | 8.829% | 74.295 | 1169.4031
5 | 15 | 7 | 20.4767 | 20.54 | 20.5733 | 21.4767 | 13.68% | 15.2489 | 3.0498 | 3.0498 | 3.0498 | 312.2459 | 62.6423 | 62.744 | 65.499 | 0.6773% | 0.8385 | 17.1697 | 5.815% | 48.93 | 1050.8529
5 | 15 | 8 | 27.0333 | 27.0867 | 27.1333 | 29.7033 | 23.03% | 25.6679 | 5.1336 | 5.1336 | 5.1336 | 693.8886 | 139.0515 | 139.2911 | 152.4844 | 0.277% | 0.34291 | 9.2699 | 2.627% | 22.1029 | 656.5298
5 | 15 | 9 | 20.0067 | 20.0767 | 20.1133 | 24.4933 | 32.58% | 36.3106 | 7.2621 | 7.2621 | 7.2621 | 726.4538 | 145.7991 | 146.0654 | 177.8734 | 0.7658% | 0.94812 | 18.9687 | 0.3589% | 3.0199 | 73.967
5 | 15 | 10 | 17.03 | 17.09 | 17.13 | 21.4367 | 25.32% | 28.2172 | 5.6434 | 5.6434 | 5.6434 | 480.5388 | 96.4464 | 96.6721 | 120.9765 | 1.717% | 2.1263 | 36.2109 | 0.03403% | 0.28638 | 6.139
5 | 15 | 11 | 19.2567 | 19.3067 | 19.3433 | 27.4333 | 14.57% | 16.2344 | 3.2469 | 3.2469 | 3.2469 | 312.6196 | 62.6863 | 62.8053 | 89.0725 | 2.923% | 3.6187 | 69.6844 | 0.07572% | 0.63718 | 17.48
5 | 15 | 12 | 35.41 | 35.4267 | 35.47 | 38.5067 | 14.35% | 15.9965 | 3.1993 | 3.1993 | 3.1993 | 566.4353 | 113.3404 | 113.479 | 123.1942 | 4.752% | 5.8838 | 208.3461 | 0.1453% | 1.2224 | 47.0692
5 | 15 | 13 | 50.8567 | 50.78 | 50.79 | 58.8033 | 11.3% | 12.597 | 2.5194 | 2.5194 | 2.5194 | 640.6412 | 127.9351 | 127.9603 | 148.1491 | 6.104% | 7.5572 | 384.3334 | 0.4727% | 3.9773 | 233.8759
5 | 15 | 14 | 17.07 | 17.0867 | 17.1 | 25.56 | 8.189% | 9.1252 | 1.825 | 1.825 | 1.825 | 155.7675 | 31.1839 | 31.2083 | 46.6481 | 7.065% | 8.7473 | 149.3161 | 1.479% | 12.4484 | 318.1808
5 | 15 | 15 | 26.2267 | 26.32 | 26.3467 | 29.2833 | 4.393% | 4.8959 | 0.97919 | 0.97919 | 0.97919 | 128.4044 | 25.7723 | 25.7984 | 28.6739 | 5.843% | 7.2342 | 189.7299 | 2.921% | 24.5823 | 719.853
5 | 15 | 16 | 30.6833 | 30.7833 | 30.7333 | 38.6533 | 3.465% | 3.8616 | 0.77233 | 0.77233 | 0.77233 | 118.4881 | 23.7749 | 23.7362 | 29.8531 | 4.441% | 5.4976 | 168.6839 | 2.949% | 24.8139 | 959.138
5 | 15 | 17 | 100.1633 | 100.2333 | 100.2967 | 103.3433 | 3.669% | 4.0884 | 0.81768 | 0.81768 | 0.81768 | 409.5078 | 81.9588 | 82.0106 | 84.5018 | 2.958% | 3.6616 | 366.7557 | 3.252% | 27.3677 | 2828.2694
5 | 15 | 18 | 63.3667 | 63.3733 | 63.5367 | 63.9833 | 0.9664% | 1.0769 | 0.21539 | 0.21539 | 0.21539 | 68.2418 | 13.6498 | 13.685 | 13.7812 | 8.399% | 10.3982 | 658.9004 | 4.13% | 34.7491 | 2223.3639
5 | 15 | 19 | 23.5667 | 23.6167 | 23.69 | 31.4867 | 0% | 0 | 0 | 0 | 0 | 0 | 0 | 0 | 0 | 16.81% | 20.8109 | 490.4442 | 5.21% | 43.844 | 1380.5024
5 | 15 | 20 | 22.3067 | 22.3867 | 22.44 | 22.6233 | 0% | 0 | 0 | 0 | 0 | 0 | 0 | 0 | 0 | 35.65% | 44.1411 | 984.6398 | 5.475% | 46.0723 | 1042.3088
5 | 15 | 21 | 20.3433 | 20.4033 | 20.4667 | 20.64 | 0% | 0 | 0 | 0 | 0 | 0 | 0 | 0 | 0 | 49.9% | 61.7813 | 1256.8372 | 7.461% | 62.7824 | 1295.8282
5 | 15 | 22 | 18.4133 | 18.4667 | 18.5267 | 18.6933 | 0% | 0 | 0 | 0 | 0 | 0 | 0 | 0 | 0 | 59.05% | 73.1092 | 1346.1832 | 6.075% | 51.1209 | 955.6197
5 | 15 | 23 | 18.4033 | 18.47 | 18.54 | 18.6967 | 0% | 0 | 0 | 0 | 0 | 0 | 0 | 0 | 0 | 62.38% | 77.2235 | 1421.1697 | 4.492% | 37.7979 | 706.6953
5 | 16 | 0 | 17.1167 | 17.1767 | 17.2333 | 16.9633 | 0% | 0 | 0 | 0 | 0 | 0 | 0 | 0 | 0 | 68.68% | 85.0305 | 1455.4381 | 2.28% | 19.184 | 325.4243
5 | 16 | 1 | 14.6833 | 14.7367 | 14.79 | 14.9067 | 0% | 0 | 0 | 0 | 0 | 0 | 0 | 0 | 0 | 73.17% | 90.5824 | 1330.0522 | 0.9238% | 7.7732 | 115.872
5 | 16 | 2 | 15.3933 | 15.44 | 15.5 | 15.6133 | 0% | 0 | 0 | 0 | 0 | 0 | 0 | 0 | 0 | 73.2% | 90.6287 | 1395.0778 | 0.2788% | 2.3458 | 36.6263
5 | 16 | 3 | 11.1167 | 11.1433 | 11.1867 | 11.2667 | 0% | 0 | 0 | 0 | 0 | 0 | 0 | 0 | 0 | 73.76% | 91.3182 | 1015.1545 | 0.614% | 5.1667 | 58.2116
5 | 16 | 4 | 12.82 | 12.8567 | 12.8967 | 12.99 | 0% | 0 | 0 | 0 | 0 | 0 | 0 | 0 | 0 | 63.91% | 79.1278 | 1014.4185 | 1.871% | 15.7465 | 204.5465
5 | 16 | 5 | 14.66 | 14.6967 | 14.75 | 14.86 | 0.8749% | 0.97499 | 0.195 | 0.195 | 0.195 | 14.2933 | 2.8658 | 2.8762 | 2.8977 | 70.93% | 87.8105 | 1287.3025 | 5.899% | 49.6348 | 737.573
5 | 16 | 6 | 22.0033 | 22.0533 | 22.1267 | 22.31 | 4.33% | 4.8255 | 0.9651 | 0.9651 | 0.9651 | 106.1773 | 21.2837 | 21.3545 | 21.5314 | 70.38% | 87.1386 | 1917.3391 | 12.73% | 107.1409 | 2390.3133
5 | 16 | 7 | 18.6 | 18.6367 | 18.7033 | 19.1667 | 6.041% | 6.7322 | 1.3464 | 1.3464 | 1.3464 | 125.2196 | 25.0933 | 25.1831 | 25.8069 | 75.34% | 93.2785 | 1734.9799 | 14.66% | 123.3236 | 2363.7018
5 | 16 | 8 | 15.0767 | 15.1067 | 15.1633 | 19.2033 | 8.01% | 8.9263 | 1.7853 | 1.7853 | 1.7853 | 134.5784 | 26.9692 | 27.0704 | 34.2828 | 88.39% | 109.4263 | 1649.7834 | 15.07% | 126.8136 | 2435.2442
5 | 16 | 9 | 16.89 | 16.9433 | 17.0067 | 19.2433 | 9.802% | 10.9232 | 2.1846 | 2.1846 | 2.1846 | 184.4929 | 37.0151 | 37.1535 | 42.0398 | 89.79% | 111.1637 | 1877.5551 | 17.46% | 146.88 | 2826.461
5 | 16 | 10 | 18.1333 | 18.18 | 18.26 | 21.6167 | 12.59% | 14.0286 | 2.8057 | 2.8057 | 2.8057 | 254.385 | 51.0079 | 51.2324 | 60.6502 | 94.89% | 117.4761 | 2130.2332 | 25.69% | 216.1429 | 4672.288
5 | 16 | 11 | 18.74 | 18.8 | 18.88 | 21.7067 | 13.41% | 14.948 | 2.9896 | 2.9896 | 2.9896 | 280.1248 | 56.2043 | 56.4435 | 64.8941 | 90.05% | 111.4875 | 2089.276 | 33.67% | 283.3106 | 6149.7292
5 | 16 | 12 | 16.5033 | 16.5467 | 16.6167 | 8.8567 | 15.25% | 16.998 | 3.3996 | 3.3996 | 3.3996 | 280.5242 | 56.2522 | 56.4901 | 30.1092 | 90.71% | 112.309 | 1853.4724 | 44.66% | 375.7746 | 3328.1106
5 | 16 | 13 | 23.48 | 23.5367 | 23.6367 | 22.6667 | 16.96% | 18.9017 | 3.7803 | 3.7803 | 3.7803 | 443.8112 | 88.9765 | 89.3545 | 85.6876 | 93.13% | 115.2984 | 2707.2076 | 67.32% | 566.4454 | 12839.4298
5 | 16 | 14 | 25.23 | 25.25 | 25.35 | 42.19 | 19.97% | 22.2505 | 4.4501 | 4.4501 | 4.4501 | 561.3798 | 112.365 | 112.81 | 187.7496 | 94.22% | 116.6448 | 2942.949 | 87.68% | 737.7955 | 31127.5907
5 | 16 | 15 | 17.67 | 17.7133 | 17.7833 | 28.66 | 30.66% | 34.1623 | 6.8325 | 6.8325 | 6.8325 | 603.6474 | 121.0255 | 121.5038 | 195.8182 | 87.94% | 108.873 | 1923.7862 | 95.78% | 805.9801 | 23099.3895
5 | 16 | 16 | 32.19 | 32.2567 | 32.4033 | 36.4967 | 27.53% | 30.6769 | 6.1354 | 6.1354 | 6.1354 | 987.4897 | 197.907 | 198.8068 | 223.921 | 69.66% | 86.2413 | 2776.1062 | 98.1% | 825.4978 | 30127.9183
5 | 16 | 17 | 22.3367 | 22.42 | 22.51 | 26.8067 | 15.5% | 17.2755 | 3.4551 | 3.4551 | 3.4551 | 385.8761 | 77.4631 | 77.7741 | 92.6195 | 49.86% | 61.73 | 1378.8432 | 99.43% | 836.623 | 22427.0751
5 | 16 | 18 | 26.4533 | 26.56 | 26.65 | 27.22 | 3.264% | 3.6374 | 0.72747 | 0.72747 | 0.72747 | 96.2203 | 19.3217 | 19.3871 | 19.8018 | 34.12% | 42.2364 | 1117.2945 | 99.76% | 839.4792 | 22850.6237
5 | 16 | 19 | 23.9867 | 24.0833 | 24.15 | 24.31 | 0.002772% | 0.0030893 | 0.00061786 | 0.00061786 | 0.00061786 | 0.074102 | 0.01488 | 0.014921 | 0.01502 | 30.29% | 37.499 | 899.4751 | 99.99% | 841.4102 | 20454.683
5 | 16 | 20 | 25.28 | 25.3667 | 25.4433 | 25.61 | 0% | 0 | 0 | 0 | 0 | 0 | 0 | 0 | 0 | 35.08% | 43.4355 | 1098.05 | 99.96% | 841.15 | 21541.851
5 | 16 | 21 | 20.2267 | 20.31 | 20.37 | 21.9633 | 0% | 0 | 0 | 0 | 0 | 0 | 0 | 0 | 0 | 51.15% | 63.3271 | 1280.8957 | 98.75% | 830.9283 | 18249.9554
5 | 16 | 22 | 16.19 | 16.2633 | 16.3167 | 18.7467 | 0% | 0 | 0 | 0 | 0 | 0 | 0 | 0 | 0 | 57.19% | 70.7987 | 1146.2316 | 96.81% | 814.6098 | 15271.2175
5 | 16 | 23 | 13.7667 | 13.8333 | 13.8833 | 15.1567 | 0% | 0 | 0 | 0 | 0 | 0 | 0 | 0 | 0 | 77.69% | 96.1811 | 1324.0929 | 96.24% | 809.8073 | 12273.9794
5 | 17 | 0 | 13.74 | 13.8033 | 13.8533 | 13.9467 | 0% | 0 | 0 | 0 | 0 | 0 | 0 | 0 | 0 | 66.06% | 81.7894 | 1123.787 | 97.31% | 818.8592 | 11420.3566
5 | 17 | 1 | 12.6 | 12.7033 | 12.72 | 12.8 | 0% | 0 | 0 | 0 | 0 | 0 | 0 | 0 | 0 | 52.97% | 65.5813 | 826.3247 | 95.56% | 804.0612 | 10291.983
5 | 17 | 2 | 8.4867 | 8.5233 | 8.55 | 8.6133 | 0% | 0 | 0 | 0 | 0 | 0 | 0 | 0 | 0 | 45.82% | 56.7287 | 481.4378 | 90.24% | 759.319 | 6540.2673
5 | 17 | 3 | 10.9067 | 10.9467 | 10.98 | 11.06 | 0% | 0 | 0 | 0 | 0 | 0 | 0 | 0 | 0 | 49.82% | 61.6789 | 672.7111 | 79.47% | 668.7126 | 7395.9612
5 | 17 | 4 | 9.7867 | 9.8167 | 9.8467 | 9.9167 | 0% | 0 | 0 | 0 | 0 | 0 | 0 | 0 | 0 | 58.47% | 72.3914 | 708.4709 | 68.62% | 577.3847 | 5725.7313
5 | 17 | 5 | 12.98 | 13.02 | 13.0633 | 13.1667 | 7.274% | 8.1057 | 1.6211 | 1.6211 | 1.6211 | 105.2126 | 21.1074 | 21.1776 | 21.3451 | 49.91% | 61.7929 | 802.0721 | 76.83% | 646.5153 | 8512.4516
5 | 17 | 6 | 15.1667 | 15.2167 | 15.27 | 16.5133 | 24.07% | 26.819 | 5.3638 | 5.3638 | 5.3638 | 406.7544 | 81.6191 | 81.9051 | 88.5741 | 47.59% | 58.9217 | 893.6456 | 88.38% | 743.6527 | 12280.1844
5 | 17 | 7 | 19.4867 | 19.54 | 19.6 | 20.2767 | 37.74% | 42.053 | 8.4106 | 8.4106 | 8.4106 | 819.4729 | 164.3431 | 164.8478 | 170.539 | 57.94% | 71.7314 | 1397.8049 | 88.7% | 746.3775 | 15134.0473
5 | 17 | 8 | 41.8133 | 41.8467 | 41.95 | 44.5 | 48.11% | 53.6138 | 10.7228 | 10.7228 | 10.7228 | 2241.7735 | 448.7121 | 449.8201 | 477.1632 | 56.89% | 70.4282 | 2944.8382 | 78.57% | 661.1127 | 29419.5132
5 | 17 | 9 | 21.44 | 21.51 | 21.5733 | 23.3233 | 52.88% | 58.9281 | 11.7856 | 11.7856 | 11.7856 | 1263.4181 | 253.5086 | 254.255 | 274.8799 | 61.77% | 76.4736 | 1639.5941 | 59.92% | 504.2075 | 11759.8007
5 | 17 | 10 | 16.9767 | 17.0367 | 17.0967 | 20.9767 | 50.25% | 55.9988 | 11.1998 | 11.1998 | 11.1998 | 950.6729 | 190.8066 | 191.4785 | 234.9336 | 69.49% | 86.0368 | 1460.6184 | 41.76% | 351.4203 | 7371.6272
5 | 17 | 11 | 28.9467 | 29.0333 | 29.1067 | 32.6933 | 51.4% | 57.2846 | 11.4569 | 11.4569 | 11.4569 | 1658.1973 | 332.6324 | 333.4726 | 374.5647 | 67.83% | 83.9777 | 2430.874 | 19.04% | 160.2196 | 5238.1114
5 | 17 | 12 | 15.01 | 15.0667 | 15.11 | 23.0133 | 38.46% | 42.8593 | 8.5719 | 8.5719 | 8.5719 | 643.3183 | 129.1494 | 129.5209 | 197.2671 | 70.14% | 86.8387 | 1303.4489 | 12.39% | 104.2316 | 2398.7156
5 | 17 | 13 | 18.64 | 18.69 | 18.74 | 27.6667 | 32.47% | 36.1796 | 7.2359 | 7.2359 | 7.2359 | 674.3877 | 135.2393 | 135.6011 | 200.1938 | 74.85% | 92.6643 | 1727.2629 | 21.39% | 180.0065 | 4980.1798
5 | 17 | 14 | 22.72 | 22.7767 | 22.83 | 30.4467 | 27% | 30.0831 | 6.0166 | 6.0166 | 6.0166 | 683.489 | 137.0387 | 137.3596 | 183.1863 | 79.69% | 98.6631 | 2241.6261 | 19.31% | 162.5066 | 4947.7847
5 | 17 | 15 | 28.73 | 28.7833 | 28.85 | 37.8633 | 27.44% | 30.5737 | 6.1147 | 6.1147 | 6.1147 | 878.3831 | 176.0027 | 176.4104 | 231.5246 | 77.54% | 95.9926 | 2757.8662 | 16.5% | 138.8392 | 5256.9153
5 | 17 | 16 | 22.9 | 22.9967 | 23.0733 | 28.1833 | 26.42% | 29.4406 | 5.8881 | 5.8881 | 5.8881 | 674.1889 | 135.407 | 135.8584 | 165.9466 | 75.51% | 93.48 | 2140.6915 | 21.08% | 177.4036 | 4999.8235
5 | 17 | 17 | 30.2133 | 30.3567 | 30.4667 | 32.9233 | 16.67% | 18.5754 | 3.7151 | 3.7151 | 3.7151 | 561.2259 | 112.7777 | 113.1863 | 122.3131 | 70.16% | 86.8574 | 2624.2516 | 27.51% | 231.4852 | 7621.2658
5 | 17 | 18 | 20.99 | 21.09 | 21.1533 | 23.5133 | 2.969% | 3.308 | 0.66161 | 0.66161 | 0.66161 | 69.4357 | 13.9533 | 13.9952 | 15.5566 | 58.63% | 72.5913 | 1523.6914 | 34.4% | 289.4888 | 6806.8476
5 | 17 | 19 | 21.2367 | 21.3433 | 21.4067 | 24.11 | 0.06432% | 0.071672 | 0.014334 | 0.014334 | 0.014334 | 1.5221 | 0.30594 | 0.30685 | 0.3456 | 62.28% | 77.1037 | 1637.4255 | 34.89% | 293.6212 | 7079.2077
5 | 17 | 20 | 44.33 | 44.4433 | 44.53 | 45.1333 | 0% | 0 | 0 | 0 | 0 | 0 | 0 | 0 | 0 | 58.6% | 72.5528 | 3216.2662 | 49.56% | 417.0409 | 18822.4475
5 | 17 | 21 | 23.2367 | 23.33 | 23.3967 | 23.7433 | 0% | 0 | 0 | 0 | 0 | 0 | 0 | 0 | 0 | 56.93% | 70.4854 | 1637.8456 | 80.26% | 675.3402 | 16034.8285
5 | 17 | 22 | 25.6733 | 25.79 | 25.8733 | 26.6 | 0% | 0 | 0 | 0 | 0 | 0 | 0 | 0 | 0 | 50.02% | 61.9282 | 1589.9024 | 87.89% | 739.5444 | 19671.8823
5 | 17 | 23 | 16.5533 | 16.63 | 16.69 | 17.4333 | 0% | 0 | 0 | 0 | 0 | 0 | 0 | 0 | 0 | 51.17% | 63.3476 | 1048.6135 | 87.27% | 734.3218 | 12801.6767
5 | 18 | 0 | 16.9267 | 17 | 17.0467 | 17.1767 | 0% | 0 | 0 | 0 | 0 | 0 | 0 | 0 | 0 | 32.86% | 40.6777 | 688.5374 | 82.8% | 696.7608 | 11968.0272
5 | 18 | 1 | 15.57 | 15.6233 | 15.6767 | 15.7867 | 0% | 0 | 0 | 0 | 0 | 0 | 0 | 0 | 0 | 27.44% | 33.9771 | 529.0241 | 80.42% | 676.697 | 10682.7893
5 | 18 | 2 | 13.0233 | 13.07 | 13.1133 | 13.2033 | 0% | 0 | 0 | 0 | 0 | 0 | 0 | 0 | 0 | 23.49% | 29.0778 | 378.6893 | 80.1% | 673.9718 | 8898.6749
5 | 18 | 3 | 11.8433 | 11.8867 | 11.9267 | 12.01 | 0% | 0 | 0 | 0 | 0 | 0 | 0 | 0 | 0 | 17.15% | 21.2293 | 251.4254 | 71.37% | 600.5515 | 7212.6241
5 | 18 | 4 | 10.88 | 10.9167 | 10.9533 | 11.0167 | 0% | 0 | 0 | 0 | 0 | 0 | 0 | 0 | 0 | 13.32% | 16.4864 | 179.3722 | 61.89% | 520.7759 | 5737.2143
5 | 18 | 5 | 15.55 | 17.67 | 16.83 | 16.9967 | 9.915% | 11.0492 | 2.2098 | 2.2098 | 2.2098 | 171.8158 | 39.048 | 37.1918 | 37.5601 | 11.46% | 14.1839 | 220.5592 | 54.13% | 455.4455 | 7741.0548
5 | 18 | 6 | 16.16 | 16.4333 | 16.3633 | 16.45 | 32.68% | 36.4218 | 7.2844 | 7.2844 | 7.2844 | 588.5763 | 119.7063 | 119.1964 | 119.8277 | 6.912% | 8.5571 | 138.2832 | 53.92% | 453.6861 | 7463.1371
5 | 18 | 7 | 18.4467 | 18.7167 | 18.65 | 18.75 | 53.78% | 59.9278 | 11.9856 | 11.9856 | 11.9856 | 1105.4679 | 224.3297 | 223.5306 | 224.7292 | 7.236% | 8.9583 | 165.2503 | 43.07% | 362.4561 | 6796.0513
5 | 18 | 8 | 19.4033 | 19.62 | 19.5833 | 19.71 | 66.26% | 73.8365 | 14.7673 | 14.7673 | 14.7673 | 1432.6743 | 289.7344 | 289.193 | 291.0635 | 9.216% | 11.41 | 221.3915 | 31.01% | 260.9075 | 5142.4873
5 | 18 | 9 | 15.8433 | 15.94 | 15.96 | 16.1267 | 70.21% | 78.2369 | 15.6474 | 15.6474 | 15.6474 | 1239.5337 | 249.4193 | 249.7323 | 252.3402 | 10.24% | 12.672 | 200.7675 | 18.87% | 158.7466 | 2560.0543
5 | 18 | 10 | 17.01 | 17.2233 | 17.18 | 17.7933 | 68.55% | 76.3858 | 15.2772 | 15.2772 | 15.2772 | 1299.3226 | 263.1236 | 262.4616 | 271.8316 | 12.81% | 15.8647 | 269.8581 | 11.42% | 96.1254 | 1710.3921
5 | 18 | 11 | 22.28 | 22.6167 | 22.5267 | 22.66 | 62.5% | 69.6517 | 13.9303 | 13.9303 | 13.9303 | 1551.8403 | 315.0579 | 313.8042 | 315.6616 | 14.88% | 18.4194 | 410.3851 | 5.608% | 47.1896 | 1069.316
5 | 18 | 12 | 22.9367 | 23.1333 | 23.1367 | 23.2833 | 57.98% | 64.6081 | 12.9216 | 12.9216 | 12.9216 | 1481.8945 | 298.9201 | 298.9632 | 300.8584 | 15.09% | 18.687 | 428.6168 | 2.449% | 20.6083 | 479.8297
5 | 18 | 13 | 20.3567 | 20.5 | 20.52 | 20.7233 | 55.47% | 61.8117 | 12.3623 | 12.3623 | 12.3623 | 1258.2792 | 253.4278 | 253.675 | 256.1887 | 14.54% | 18.0003 | 366.4269 | 1.133% | 9.5299 | 197.4909
5 | 18 | 14 | 18.5533 | 18.6833 | 18.7033 | 19.0133 | 46.31% | 51.612 | 10.3224 | 10.3224 | 10.3224 | 957.574 | 192.8567 | 193.0632 | 196.2631 | 16.02% | 19.8313 | 367.937 | 0.8132% | 6.8431 | 130.1093
5 | 18 | 15 | 21.2167 | 21.3 | 21.3633 | 21.5067 | 34.02% | 37.9084 | 7.5817 | 7.5817 | 7.5817 | 804.2894 | 161.4897 | 161.9699 | 163.0566 | 16.8% | 20.8024 | 441.3571 | 1.7% | 14.3024 | 307.5966
5 | 18 | 16 | 23.22 | 25.6533 | 24.5367 | 24.3167 | 19.6% | 21.8415 | 4.3683 | 4.3683 | 4.3683 | 507.1588 | 112.0613 | 107.1833 | 106.2223 | 16.61% | 20.57 | 477.6347 | 2.729% | 22.963 | 558.3841
5 | 18 | 17 | 17.7433 | 17.8433 | 17.8733 | 18 | 7.456% | 8.309 | 1.6618 | 1.6618 | 1.6618 | 147.4298 | 29.6521 | 29.702 | 29.9125 | 14.73% | 18.2382 | 323.6072 | 3.124% | 26.2874 | 473.1729
5 | 18 | 18 | 18.79 | 18.8533 | 18.9033 | 19.02 | 1.583% | 1.7646 | 0.35292 | 0.35292 | 0.35292 | 33.1572 | 6.6538 | 6.6714 | 6.7126 | 10.72% | 13.2673 | 249.2928 | 2.808% | 23.6283 | 449.4097
5 | 18 | 19 | 18.6267 | 18.7133 | 18.76 | 18.8733 | 0.0005544% | 0.00061786 | 0.00012357 | 0.00012357 | 0.00012357 | 0.011509 | 0.0023125 | 0.0023182 | 0.0023322 | 13.4% | 16.5952 | 309.1129 | 1.847% | 15.5405 | 293.3009
5 | 18 | 20 | 20.2833 | 20.3767 | 20.4333 | 20.5567 | 0% | 0 | 0 | 0 | 0 | 0 | 0 | 0 | 0 | 13.97% | 17.2964 | 350.828 | 1.429% | 12.0254 | 247.2013
5 | 18 | 21 | 16.0933 | 16.2 | 16.2167 | 16.3233 | 0% | 0 | 0 | 0 | 0 | 0 | 0 | 0 | 0 | 11.94% | 14.7825 | 237.9002 | 0.6757% | 5.6854 | 92.8052
5 | 18 | 22 | 12.3167 | 12.42 | 12.43 | 12.5133 | 0% | 0 | 0 | 0 | 0 | 0 | 0 | 0 | 0 | 12.74% | 15.7721 | 194.2596 | 0.6668% | 5.6108 | 70.21
5 | 18 | 23 | 10.9133 | 10.96 | 10.99 | 11.0733 | 0% | 0 | 0 | 0 | 0 | 0 | 0 | 0 | 0 | 13.34% | 16.5144 | 180.2269 | 2.481% | 20.8761 | 231.1684
5 | 19 | 0 | 10.17 | 10.2333 | 10.2533 | 10.32 | 0% | 0 | 0 | 0 | 0 | 0 | 0 | 0 | 0 | 14.84% | 18.3779 | 186.9029 | 3.996% | 33.6223 | 346.9826
5 | 19 | 1 | 9.1733 | 9.23 | 9.25 | 9.3133 | 0% | 0 | 0 | 0 | 0 | 0 | 0 | 0 | 0 | 19.18% | 23.746 | 217.8297 | 4.815% | 40.5199 | 377.3754
5 | 19 | 2 | 6.9333 | 6.9933 | 6.99 | 7.0233 | 0% | 0 | 0 | 0 | 0 | 0 | 0 | 0 | 0 | 31.16% | 38.5803 | 267.4898 | 7.483% | 62.9642 | 442.2186
5 | 19 | 3 | 6.75 | 6.7867 | 6.7967 | 6.8333 | 0% | 0 | 0 | 0 | 0 | 0 | 0 | 0 | 0 | 42.93% | 53.1512 | 358.7707 | 13.53% | 113.8892 | 778.2431
5 | 19 | 4 | 7.0733 | 7.11 | 7.1133 | 7.1467 | 0% | 0 | 0 | 0 | 0 | 0 | 0 | 0 | 0 | 51.85% | 64.1948 | 454.0714 | 17.49% | 147.1582 | 1051.6908
5 | 19 | 5 | 10.9433 | 11.12 | 11.0767 | 11.1267 | 1.009% | 1.1245 | 0.2249 | 0.2249 | 0.2249 | 12.3059 | 2.5009 | 2.4912 | 2.5024 | 55.98% | 69.304 | 758.4166 | 15.27% | 128.5049 | 1429.8311
5 | 19 | 6 | 7.95 | 7.9733 | 7.9967 | 8.0533 | 5.117% | 5.7023 | 1.1405 | 1.1405 | 1.1405 | 45.333 | 9.0932 | 9.1198 | 9.1844 | 43.31% | 53.6254 | 426.3222 | 11.88% | 99.9941 | 805.2857
5 | 19 | 7 | 10.49 | 10.5567 | 10.57 | 10.6333 | 11.57% | 12.893 | 2.5786 | 2.5786 | 2.5786 | 135.2471 | 27.2213 | 27.2557 | 27.419 | 22.8% | 28.2258 | 296.0884 | 7.748% | 65.1949 | 693.2389
5 | 19 | 8 | 7.71 | 7.7467 | 7.7567 | 7.82 | 14.16% | 15.7784 | 3.1557 | 3.1557 | 3.1557 | 121.6513 | 24.446 | 24.4775 | 24.6774 | 19.9% | 24.6419 | 189.989 | 3.99% | 33.5728 | 262.5392
5 | 19 | 9 | 12.93 | 13.02 | 13.02 | 13.11 | 15.81% | 17.6227 | 3.5245 | 3.5245 | 3.5245 | 227.8614 | 45.8895 | 45.8895 | 46.2067 | 24.12% | 29.8623 | 386.1194 | 0.9165% | 7.7124 | 101.1089
5 | 19 | 10 | 9.8833 | 9.93 | 9.9367 | 10.0133 | 21.23% | 23.6537 | 4.7307 | 4.7307 | 4.7307 | 233.777 | 46.9762 | 47.0077 | 47.3704 | 27.94% | 34.5896 | 341.8607 | 0.06622% | 0.5572 | 5.5794
5 | 19 | 11 | 14.52 | 14.5733 | 14.6067 | 14.7233 | 22.63% | 25.215 | 5.043 | 5.043 | 5.043 | 366.1218 | 73.4933 | 73.6614 | 74.2498 | 37% | 45.8085 | 665.1392 | 0.06888% | 0.57963 | 8.5341
5 | 19 | 12 | 11.1967 | 11.2433 | 11.2633 | 12.6767 | 19.58% | 21.8242 | 4.3648 | 4.3648 | 4.3648 | 244.3579 | 49.0753 | 49.1626 | 55.3315 | 46.2% | 57.2039 | 640.4925 | 0.9195% | 7.7371 | 98.0809
5 | 19 | 13 | 16.5733 | 16.6867 | 16.7067 | 16.8233 | 18.2% | 20.2764 | 4.0553 | 4.0553 | 4.0553 | 336.0478 | 67.6692 | 67.7503 | 68.2234 | 52.6% | 65.1266 | 1079.3647 | 3.356% | 28.2369 | 475.0396
5 | 19 | 14 | 23.5567 | 23.65 | 23.7067 | 23.8667 | 28.44% | 31.6896 | 6.3379 | 6.3379 | 6.3379 | 746.501 | 149.8917 | 150.2509 | 151.265 | 53.15% | 65.7994 | 1550.0139 | 7.296% | 61.3954 | 1465.3026
5 | 19 | 15 | 20.3567 | 20.4433 | 20.49 | 20.66 | 25.2% | 28.0856 | 5.6171 | 5.6171 | 5.6171 | 571.729 | 114.8326 | 115.0947 | 116.0497 | 47.87% | 59.2692 | 1206.5242 | 11.79% | 99.2419 | 2050.3382
5 | 19 | 16 | 19.77 | 19.9967 | 20.08 | 20.2233 | 14.56% | 16.2239 | 3.2448 | 3.2448 | 3.2448 | 320.7455 | 64.8846 | 65.155 | 65.6201 | 43.59% | 53.9669 | 1066.9252 | 14.99% | 126.1485 | 2551.1422
5 | 19 | 17 | 20.2133 | 20.58 | 20.6733 | 20.9267 | 6.985% | 7.7845 | 1.5569 | 1.5569 | 1.5569 | 157.3499 | 32.0408 | 32.1861 | 32.5806 | 33.81% | 41.8551 | 846.032 | 18.95% | 159.4231 | 3336.1936
5 | 19 | 18 | 24.1533 | 24.8933 | 24.8933 | 25.0067 | 0.4552% | 0.50727 | 0.10145 | 0.10145 | 0.10145 | 12.2522 | 2.5255 | 2.5255 | 2.537 | 38.14% | 47.2239 | 1140.6144 | 24.29% | 204.3619 | 5110.4099
5 | 19 | 19 | 24.0467 | 24.7767 | 24.83 | 24.9333 | 0.008871% | 0.0098858 | 0.0019772 | 0.0019772 | 0.0019772 | 0.23772 | 0.048987 | 0.049093 | 0.049297 | 41.2% | 51.0128 | 1226.687 | 28.75% | 241.9564 | 6032.779
5 | 19 | 20 | 36.6033 | 37.2967 | 37.3367 | 37.4733 | 0% | 0 | 0 | 0 | 0 | 0 | 0 | 0 | 0 | 45.29% | 56.0729 | 2052.4545 | 30.63% | 257.7432 | 9658.4955
5 | 19 | 21 | 19.71 | 20.0633 | 20.0567 | 20.1667 | 0% | 0 | 0 | 0 | 0 | 0 | 0 | 0 | 0 | 52.7% | 65.239 | 1285.8612 | 32.14% | 270.4845 | 5454.7713
5 | 19 | 22 | 9.2133 | 9.3033 | 9.29 | 14.93 | 0% | 0 | 0 | 0 | 0 | 0 | 0 | 0 | 0 | 55.88% | 69.1824 | 637.4001 | 32.03% | 269.5524 | 4024.4171
5 | 19 | 23 | 15.6233 | 15.8267 | 15.8 | 16.17 | 0% | 0 | 0 | 0 | 0 | 0 | 0 | 0 | 0 | 47.83% | 59.2215 | 925.2376 | 30.89% | 259.9617 | 4203.58
5 | 20 | 0 | 16.1667 | 16.2367 | 16.2733 | 16.39 | 0% | 0 | 0 | 0 | 0 | 0 | 0 | 0 | 0 | 49.29% | 61.0201 | 986.492 | 28.39% | 238.8693 | 3915.0686
5 | 20 | 1 | 12.87 | 12.92 | 12.9567 | 13.0533 | 0% | 0 | 0 | 0 | 0 | 0 | 0 | 0 | 0 | 43.37% | 53.6948 | 691.0525 | 26.03% | 219.0059 | 2858.7572
5 | 20 | 2 | 12.77 | 12.9067 | 12.9 | 12.9633 | 0% | 0 | 0 | 0 | 0 | 0 | 0 | 0 | 0 | 38.09% | 47.1625 | 602.2651 | 24.1% | 202.8287 | 2629.3356
5 | 20 | 3 | 13.8133 | 13.96 | 13.95 | 14.0233 | 0% | 0 | 0 | 0 | 0 | 0 | 0 | 0 | 0 | 34.41% | 42.6056 | 588.525 | 25.55% | 215.021 | 3015.3106
5 | 20 | 4 | 13.14 | 13.2733 | 13.2567 | 13.31 | 0.00499% | 0.0055608 | 0.0011122 | 0.0011122 | 0.0011122 | 0.073069 | 0.014762 | 0.014743 | 0.014803 | 34.45% | 42.6481 | 560.3956 | 24.8% | 208.672 | 2777.4248
5 | 20 | 5 | 13.9433 | 13.9867 | 14.0233 | 14.1067 | 5.544% | 6.1786 | 1.2357 | 1.2357 | 1.2357 | 86.1507 | 17.2837 | 17.329 | 17.432 | 37.29% | 46.1647 | 643.6897 | 21.63% | 182.019 | 2567.6815
5 | 20 | 6 | 9.1633 | 9.19 | 9.2233 | 11.0933 | 21.82% | 24.3209 | 4.8642 | 4.8642 | 4.8642 | 222.861 | 44.7019 | 44.864 | 53.9601 | 26.43% | 32.7215 | 299.8381 | 15.92% | 133.9587 | 1486.0481
5 | 20 | 7 | 10.51 | 10.58 | 10.5967 | 12.4633 | 41.53% | 46.2854 | 9.2571 | 9.2571 | 9.2571 | 486.4592 | 97.9398 | 98.0941 | 115.374 | 10.61% | 13.133 | 138.0281 | 11.39% | 95.8063 | 1194.0661
5 | 20 | 8 | 14.59 | 14.68 | 14.7033 | 18.68 | 45.29% | 50.4689 | 10.0938 | 10.0938 | 10.0938 | 736.3415 | 148.1767 | 148.4123 | 188.5519 | 8.459% | 10.4725 | 152.7934 | 8.662% | 72.8846 | 1361.4837
5 | 20 | 9 | 12.61 | 12.6967 | 12.72 | 31.75 | 38.25% | 42.6233 | 8.5247 | 8.5247 | 8.5247 | 537.4797 | 108.2347 | 108.4337 | 270.6579 | 12.3% | 15.2319 | 192.0747 | 6.745% | 56.754 | 1801.9406
5 | 20 | 10 | 17.3033 | 17.4033 | 17.4367 | 24.35 | 29.42% | 32.7801 | 6.556 | 6.556 | 6.556 | 567.2052 | 114.0966 | 114.3152 | 159.6392 | 13.86% | 17.1632 | 296.9811 | 6.779% | 57.0394 | 1388.9093
5 | 20 | 11 | 18.3533 | 18.4633 | 18.5033 | 48.2567 | 32.29% | 35.985 | 7.197 | 7.197 | 7.197 | 660.4442 | 132.8805 | 133.1684 | 347.3029 | 17.17% | 21.2581 | 390.1562 | 8.266% | 69.5508 | 3356.288
5 | 20 | 12 | 18.51 | 18.7367 | 18.79 | 22.31 | 39.52% | 44.0376 | 8.8075 | 8.8075 | 8.8075 | 815.1356 | 165.0235 | 165.4932 | 196.4957 | 20.41% | 25.2676 | 467.7039 | 11.82% | 99.4842 | 2219.4928
5 | 20 | 13 | 15.5333 | 15.7167 | 15.7633 | 25.8667 | 44.37% | 49.4445 | 9.8889 | 9.8889 | 9.8889 | 768.0379 | 155.4206 | 155.882 | 255.7929 | 23.19% | 28.7058 | 445.8972 | 22.25% | 187.2066 | 4842.4111
5 | 20 | 14 | 19.88 | 20.15 | 20.2033 | 32.83 | 41.51% | 46.2526 | 9.2505 | 9.2505 | 9.2505 | 919.5021 | 186.3981 | 186.8914 | 303.6947 | 27.85% | 34.4779 | 685.4212 | 35.98% | 302.7597 | 9939.5996
5 | 20 | 15 | 21.88 | 22.23 | 22.3067 | 26.7567 | 41.09% | 45.7898 | 9.158 | 9.158 | 9.158 | 1001.8817 | 203.5816 | 204.2837 | 245.0367 | 30.36% | 37.5928 | 822.5305 | 52.09% | 438.297 | 11727.367
5 | 20 | 16 | 20.9333 | 21.42 | 21.5533 | 31.0567 | 33.73% | 37.584 | 7.5168 | 7.5168 | 7.5168 | 786.7584 | 161.0099 | 162.0121 | 233.4468 | 34.62% | 42.8555 | 897.109 | 66.97% | 563.5176 | 17500.9793
5 | 20 | 17 | 23.61 | 23.7833 | 23.8167 | 35.0167 | 21.68% | 24.1554 | 4.8311 | 4.8311 | 4.8311 | 570.3081 | 114.899 | 115.06 | 169.168 | 30.98% | 38.3601 | 905.6819 | 80.07% | 673.7827 | 23593.6243
5 | 20 | 18 | 52.0567 | 52.3267 | 52.3567 | 53.9967 | 4.998% | 5.5694 | 1.1139 | 1.1139 | 1.1139 | 289.9254 | 58.2858 | 58.3192 | 60.146 | 37.62% | 46.5798 | 2424.7884 | 87.49% | 736.1824 | 39751.3945
5 | 20 | 19 | 25.67 | 25.8467 | 25.8633 | 26.85 | 0.01386% | 0.015447 | 0.0030893 | 0.0030893 | 0.0030893 | 0.39651 | 0.079849 | 0.0799 | 0.082948 | 69.06% | 85.498 | 2194.7325 | 90.61% | 762.4351 | 20471.3836
5 | 20 | 20 | 24.7 | 25.3533 | 25.18 | 26.1267 | 0% | 0 | 0 | 0 | 0 | 0 | 0 | 0 | 0 | 84.67% | 104.8311 | 2589.3282 | 89.57% | 753.7285 | 19692.4142
5 | 20 | 21 | 24.7733 | 25.5033 | 25.3167 | 26.42 | 0% | 0 | 0 | 0 | 0 | 0 | 0 | 0 | 0 | 86.92% | 107.6072 | 2665.79 | 89.39% | 752.1839 | 19872.6985
5 | 20 | 22 | 22.4467 | 23.1633 | 23 | 24.5133 | 0% | 0 | 0 | 0 | 0 | 0 | 0 | 0 | 0 | 90.56% | 112.1167 | 2516.6458 | 89.2% | 750.6194 | 18400.1838
5 | 20 | 23 | 15.52 | 15.79 | 15.76 | 19.0967 | 0% | 0 | 0 | 0 | 0 | 0 | 0 | 0 | 0 | 92.38% | 114.3719 | 1775.0526 | 86.01% | 723.7115 | 13820.477
5 | 21 | 0 | 14.33 | 14.76 | 14.6767 | 15.43 | 0% | 0 | 0 | 0 | 0 | 0 | 0 | 0 | 0 | 88.45% | 109.5112 | 1569.2957 | 82.24% | 692.0105 | 10677.7216
5 | 21 | 1 | 10.29 | 10.6067 | 10.5367 | 10.6733 | 0% | 0 | 0 | 0 | 0 | 0 | 0 | 0 | 0 | 82.34% | 101.9426 | 1048.9893 | 81.3% | 684.0867 | 7301.4858
5 | 21 | 2 | 10.5433 | 10.8833 | 10.8067 | 10.86 | 0% | 0 | 0 | 0 | 0 | 0 | 0 | 0 | 0 | 81.56% | 100.9787 | 1064.652 | 80.55% | 677.8062 | 7360.9756
5 | 21 | 3 | 10.3967 | 10.7033 | 10.6433 | 10.7067 | 0% | 0 | 0 | 0 | 0 | 0 | 0 | 0 | 0 | 80.6% | 99.7903 | 1037.4868 | 71.03% | 597.6636 | 6398.9852
5 | 21 | 4 | 7.01 | 7.2167 | 7.1733 | 7.22 | 0% | 0 | 0 | 0 | 0 | 0 | 0 | 0 | 0 | 78.75% | 97.4902 | 683.4065 | 59.98% | 504.7253 | 3644.1167
5 | 21 | 5 | 8.6767 | 8.96 | 8.89 | 8.95 | 8.048% | 8.9683 | 1.7937 | 1.7937 | 1.7937 | 77.8148 | 16.0712 | 15.9456 | 16.0532 | 76.93% | 95.2471 | 826.4275 | 53.26% | 448.1781 | 4011.1939
5 | 21 | 6 | 17.3567 | 17.4767 | 17.3967 | 17.21 | 31.03% | 34.5756 | 6.9151 | 6.9151 | 6.9151 | 600.1176 | 120.8533 | 120.3001 | 119.0093 | 71.49% | 88.5073 | 1536.1908 | 45.97% | 386.8175 | 6657.1293
5 | 21 | 7 | 20.26 | 20.3267 | 20.2767 | 20.7133 | 51.17% | 57.0257 | 11.4051 | 11.4051 | 11.4051 | 1155.3403 | 231.8284 | 231.2582 | 236.2384 | 56.4% | 69.824 | 1414.6339 | 33.73% | 283.7962 | 5878.3653
5 | 21 | 8 | 23.06 | 23.14 | 23.1567 | 23.7633 | 50.8% | 56.6154 | 11.3231 | 11.3231 | 11.3231 | 1305.5516 | 262.0162 | 262.2049 | 269.0742 | 44.64% | 55.2681 | 1274.4828 | 26.65% | 224.2387 | 5328.6588
5 | 21 | 9 | 19.7967 | 20.1167 | 20.0433 | 21.4433 | 34.48% | 38.4237 | 7.6847 | 7.6847 | 7.6847 | 760.6607 | 154.5913 | 154.0277 | 164.7863 | 46.66% | 57.7704 | 1143.6623 | 24.85% | 209.1165 | 4484.1541
5 | 21 | 10 | 15.1767 | 15.3833 | 15.35 | 16.4433 | 32.89% | 36.651 | 7.3302 | 7.3302 | 7.3302 | 556.2404 | 112.763 | 112.5187 | 120.533 | 50.52% | 62.5454 | 949.231 | 28.79% | 242.2781 | 3983.86
5 | 21 | 11 | 15.9933 | 16.0733 | 16.0967 | 18.0533 | 25.66% | 28.5984 | 5.7197 | 5.7197 | 5.7197 | 457.384 | 91.9344 | 92.0678 | 103.2593 | 53.28% | 65.9571 | 1054.8741 | 37.79% | 317.9746 | 5740.5013
5 | 21 | 12 | 24.0833 | 24.19 | 24.21 | 24.9333 | 16.82% | 18.7429 | 3.7486 | 3.7486 | 3.7486 | 451.391 | 90.6781 | 90.753 | 93.4645 | 56.41% | 69.8376 | 1681.922 | 51.57% | 433.9108 | 10818.8429
5 | 21 | 13 | 26.1933 | 26.33 | 26.3533 | 27.1533 | 15.14% | 16.8701 | 3.374 | 3.374 | 3.374 | 441.8851 | 88.8381 | 88.9169 | 91.6161 | 60.83% | 75.3165 | 1972.7902 | 77.68% | 653.6843 | 17749.7073
5 | 21 | 14 | 24.3433 | 24.4267 | 24.4433 | 24.63 | 32.25% | 35.9368 | 7.1874 | 7.1874 | 7.1874 | 874.8209 | 175.5631 | 175.6829 | 177.0246 | 56.92% | 70.4728 | 1715.5429 | 94.24% | 793.0118 | 19531.8799
5 | 21 | 15 | 21.6633 | 21.7533 | 21.77 | 23.82 | 43.82% | 48.831 | 9.7662 | 9.7662 | 9.7662 | 1057.8414 | 212.4472 | 212.61 | 232.6307 | 59.06% | 73.1175 | 1583.9696 | 98.26% | 826.8213 | 19694.8822
5 | 21 | 16 | 25.51 | 25.83 | 25.7733 | 26.7933 | 32.93% | 36.7011 | 7.3402 | 7.3402 | 7.3402 | 936.2444 | 189.5977 | 189.1818 | 196.6688 | 53.1% | 65.7391 | 1677.0053 | 98.66% | 830.1469 | 22242.402
5 | 21 | 17 | 24.6367 | 24.91 | 24.8767 | 25.7267 | 22.67% | 25.2669 | 5.0534 | 5.0534 | 5.0534 | 622.4921 | 125.8797 | 125.7112 | 130.0066 | 42.83% | 53.0233 | 1306.3184 | 97.95% | 824.2021 | 21203.9715
5 | 21 | 18 | 32.85 | 33.1467 | 33.1 | 34.04 | 5.343% | 5.9537 | 1.1907 | 1.1907 | 1.1907 | 195.58 | 39.4693 | 39.4137 | 40.533 | 48.67% | 60.261 | 1979.5729 | 96.58% | 812.6422 | 27662.3394
5 | 21 | 19 | 26.2433 | 26.37 | 26.38 | 37.9833 | 0.09037% | 0.10071 | 0.020142 | 0.020142 | 0.020142 | 2.643 | 0.53115 | 0.53135 | 0.76507 | 57.68% | 71.408 | 1873.9837 | 95.65% | 804.8882 | 30572.3382
5 | 21 | 20 | 32.6433 | 32.8 | 32.7933 | 34.8333 | 0% | 0 | 0 | 0 | 0 | 0 | 0 | 0 | 0 | 53.34% | 66.0345 | 2155.5849 | 98.19% | 826.2069 | 28779.5386
5 | 21 | 21 | 29.5 | 29.6467 | 29.6433 | 30.6667 | 0% | 0 | 0 | 0 | 0 | 0 | 0 | 0 | 0 | 49.8% | 61.6494 | 1818.6562 | 98.88% | 832.0642 | 25516.6361
5 | 21 | 22 | 21.3467 | 21.4367 | 21.46 | 21.8367 | 0% | 0 | 0 | 0 | 0 | 0 | 0 | 0 | 0 | 49.36% | 61.1159 | 1304.6207 | 97.75% | 822.5042 | 17960.7509
5 | 21 | 23 | 8.9567 | 8.9933 | 9.01 | 9.0767 | 0% | 0 | 0 | 0 | 0 | 0 | 0 | 0 | 0 | 57.69% | 71.4237 | 639.7183 | 93.94% | 790.4638 | 7174.7767
5 | 22 | 0 | 14.32 | 14.6567 | 14.5467 | 14.5867 | 0% | 0 | 0 | 0 | 0 | 0 | 0 | 0 | 0 | 60.62% | 75.0517 | 1074.7406 | 89.83% | 755.9163 | 11026.2998
5 | 22 | 1 | 8.4833 | 8.5967 | 8.5567 | 8.5833 | 0% | 0 | 0 | 0 | 0 | 0 | 0 | 0 | 0 | 54.06% | 66.9273 | 567.7663 | 84.98% | 715.0405 | 6137.4309
5 | 22 | 2 | 10.3667 | 10.76 | 10.6567 | 10.7 | 0% | 0 | 0 | 0 | 0 | 0 | 0 | 0 | 0 | 36.45% | 45.124 | 467.7854 | 83.67% | 704.0074 | 7532.8794
5 | 22 | 3 | 11.0167 | 11.1667 | 11.12 | 11.1533 | 0% | 0 | 0 | 0 | 0 | 0 | 0 | 0 | 0 | 25.12% | 31.1007 | 342.6262 | 79.24% | 666.7779 | 7436.7958
5 | 22 | 4 | 8.4 | 8.45 | 8.4367 | 8.4633 | 0% | 0 | 0 | 0 | 0 | 0 | 0 | 0 | 0 | 25.07% | 31.0413 | 260.7468 | 73.26% | 616.4165 | 5216.9386
5 | 22 | 5 | 10.69 | 10.8433 | 10.8333 | 10.8533 | 10.59% | 11.8018 | 2.3604 | 2.3604 | 2.3604 | 126.1613 | 25.5942 | 25.5706 | 25.6178 | 18.44% | 22.8318 | 244.0714 | 63.25% | 532.2392 | 5776.5698
5 | 22 | 6 | 15.1533 | 15.28 | 15.2767 | 15.3167 | 31.05% | 34.6065 | 6.9213 | 6.9213 | 6.9213 | 524.4041 | 105.7575 | 105.7344 | 106.0113 | 9.136% | 11.3105 | 171.3918 | 52.73% | 443.6949 | 6795.9266
5 | 22 | 7 | 16.2133 | 16.2033 | 16.1833 | 15.16 | 50.06% | 55.7844 | 11.1569 | 11.1569 | 11.1569 | 904.451 | 180.7786 | 180.5555 | 169.1383 | 3.235% | 4.0049 | 64.9332 | 43.49% | 365.9187 | 5547.3268
5 | 22 | 8 | 18.8767 | 18.96 | 18.9833 | 19.46 | 60.44% | 67.3551 | 13.471 | 13.471 | 13.471 | 1271.4401 | 255.4106 | 255.7249 | 262.1461 | 4.526% | 5.6033 | 105.7714 | 40.42% | 340.1037 | 6618.4178
5 | 22 | 9 | 19.8233 | 19.9167 | 19.9367 | 20.5733 | 62.62% | 69.7858 | 13.9572 | 13.9572 | 13.9572 | 1383.3871 | 277.9801 | 278.2592 | 287.1453 | 6.761% | 8.3709 | 165.9387 | 43.16% | 363.2012 | 7472.2585
5 | 22 | 10 | 22.59 | 22.69 | 22.7267 | 23.4667 | 68.82% | 76.691 | 15.3382 | 15.3382 | 15.3382 | 1732.4504 | 348.0239 | 348.5863 | 359.9366 | 13.17% | 16.3062 | 368.3563 | 45.87% | 385.973 | 9057.4994
5 | 22 | 11 | 20.2867 | 20.39 | 20.4167 | 20.5433 | 70.12% | 78.1418 | 15.6284 | 15.6284 | 15.6284 | 1585.2362 | 318.6622 | 319.0789 | 321.0585 | 17.54% | 21.718 | 440.5861 | 46.51% | 391.3398 | 8039.4236
5 | 22 | 12 | 20.5467 | 20.6333 | 20.6667 | 20.72 | 74.51% | 83.0377 | 16.6075 | 16.6075 | 16.6075 | 1706.1484 | 342.669 | 343.2226 | 344.1083 | 16.61% | 20.5605 | 422.4498 | 52.28% | 439.8935 | 9114.5937
5 | 22 | 13 | 31.5767 | 31.6767 | 31.7167 | 31.99 | 72.05% | 80.2864 | 16.0573 | 16.0573 | 16.0573 | 2535.1762 | 508.641 | 509.2833 | 513.6723 | 13.03% | 16.1311 | 509.3669 | 64.53% | 542.9911 | 17370.2838
5 | 22 | 14 | 23.13 | 23.2133 | 23.26 | 23.4733 | 63.96% | 71.273 | 14.2546 | 14.2546 | 14.2546 | 1648.5443 | 330.8967 | 331.562 | 334.6029 | 10.56% | 13.0766 | 302.4614 | 75.96% | 639.17 | 15003.4503
5 | 22 | 15 | 22.7167 | 22.82 | 22.8633 | 23.0667 | 47.35% | 52.7606 | 10.5521 | 10.5521 | 10.5521 | 1198.5444 | 240.7993 | 241.2565 | 243.4021 | 11.93% | 14.771 | 335.5485 | 81.71% | 687.5688 | 15859.921
5 | 22 | 16 | 21.34 | 21.44 | 21.49 | 22.9733 | 28.37% | 31.6167 | 6.3233 | 6.3233 | 6.3233 | 674.6999 | 135.5723 | 135.8885 | 145.2681 | 14.29% | 17.6939 | 377.5882 | 88.69% | 746.3171 | 17145.3905
5 | 22 | 17 | 21.3 | 21.4033 | 21.43 | 25.3733 | 14.83% | 16.5223 | 3.3045 | 3.3045 | 3.3045 | 351.9246 | 70.7264 | 70.8145 | 83.8451 | 14.58% | 18.0541 | 384.5523 | 90.15% | 758.5826 | 19247.7689
5 | 22 | 18 | 20.37 | 20.4767 | 20.5 | 24.3367 | 2.542% | 2.8323 | 0.56646 | 0.56646 | 0.56646 | 57.6936 | 11.5992 | 11.6124 | 13.7857 | 15.21% | 18.8315 | 383.5985 | 86.5% | 727.8499 | 17713.4415
5 | 22 | 19 | 22.5933 | 22.7 | 22.72 | 22.8767 | 0.0438% | 0.048811 | 0.0097622 | 0.0097622 | 0.0097622 | 1.1028 | 0.2216 | 0.2218 | 0.22333 | 26.5% | 32.8095 | 741.2763 | 83.47% | 702.3721 | 16067.9315
5 | 22 | 20 | 23.7233 | 23.9267 | 23.92 | 24.0767 | 0% | 0 | 0 | 0 | 0 | 0 | 0 | 0 | 0 | 22.83% | 28.2696 | 670.6498 | 85% | 715.2339 | 17220.4487
5 | 22 | 21 | 18.7533 | 18.89 | 18.8933 | 19.04 | 0% | 0 | 0 | 0 | 0 | 0 | 0 | 0 | 0 | 22.54% | 27.9018 | 523.2526 | 85.2% | 716.9597 | 13650.9135
5 | 22 | 22 | 17.5633 | 17.6533 | 17.6767 | 17.8233 | 0% | 0 | 0 | 0 | 0 | 0 | 0 | 0 | 0 | 18.5% | 22.9041 | 402.2724 | 76.68% | 645.2604 | 11500.6911
5 | 22 | 23 | 18.5 | 18.6067 | 18.6367 | 18.8 | 0% | 0 | 0 | 0 | 0 | 0 | 0 | 0 | 0 | 14.53% | 17.9933 | 332.8763 | 47.86% | 402.7531 | 7571.7581
5 | 23 | 0 | 15.4433 | 15.58 | 15.6 | 15.7 | 0% | 0 | 0 | 0 | 0 | 0 | 0 | 0 | 0 | 11.18% | 13.8362 | 213.6767 | 25.38% | 213.5476 | 3352.6967
5 | 23 | 1 | 11.1833 | 11.2667 | 11.2933 | 11.37 | 0% | 0 | 0 | 0 | 0 | 0 | 0 | 0 | 0 | 13.62% | 16.8665 | 188.6242 | 23.39% | 196.7926 | 2237.532
5 | 23 | 2 | 11.3933 | 11.55 | 11.5367 | 11.6067 | 0% | 0 | 0 | 0 | 0 | 0 | 0 | 0 | 0 | 13.56% | 16.7914 | 191.3101 | 20.9% | 175.8524 | 2041.0605
5 | 23 | 3 | 14.3133 | 14.3933 | 14.4133 | 14.52 | 0% | 0 | 0 | 0 | 0 | 0 | 0 | 0 | 0 | 13.11% | 16.2251 | 232.2356 | 18.42% | 154.9669 | 2250.1199
5 | 23 | 4 | 10.5533 | 10.5967 | 10.6233 | 10.6967 | 0% | 0 | 0 | 0 | 0 | 0 | 0 | 0 | 0 | 14.74% | 18.2482 | 192.5788 | 13.31% | 111.9921 | 1197.9425
5 | 23 | 5 | 10.71 | 10.7533 | 10.7833 | 10.8533 | 8.133% | 9.0634 | 1.8127 | 1.8127 | 1.8127 | 97.0694 | 19.4924 | 19.5468 | 19.6737 | 12.77% | 15.816 | 169.3898 | 15.33% | 129.0242 | 1400.3427
5 | 23 | 6 | 11.41 | 11.4633 | 11.4933 | 11.5833 | 28.11% | 31.322 | 6.2644 | 6.2644 | 6.2644 | 357.3835 | 71.8108 | 71.9987 | 72.5625 | 7.607% | 9.4179 | 107.4582 | 21.09% | 177.439 | 2055.3346
5 | 23 | 7 | 14.7333 | 14.8133 | 14.83 | 14.8767 | 47.85% | 53.3179 | 10.6636 | 10.6636 | 10.6636 | 785.5502 | 157.9631 | 158.1409 | 158.6385 | 3.893% | 4.8193 | 71.0038 | 29.03% | 244.2898 | 3634.2172
5 | 23 | 8 | 17.7133 | 17.8133 | 17.82 | 17.9433 | 63.43% | 70.6854 | 14.1371 | 14.1371 | 14.1371 | 1252.0741 | 251.8285 | 251.9228 | 253.6663 | 2.779% | 3.4403 | 60.9392 | 35.32% | 297.2175 | 5333.0734
5 | 23 | 9 | 19.7 | 19.8167 | 19.8233 | 20.3733 | 67.65% | 75.388 | 15.0776 | 15.0776 | 15.0776 | 1485.1428 | 298.7876 | 298.8881 | 307.1808 | 2.476% | 3.0649 | 60.3782 | 35.67% | 300.1494 | 6115.0436
5 | 23 | 10 | 19.6033 | 19.71 | 19.73 | 20.61 | 56.31% | 62.7477 | 12.5495 | 12.5495 | 12.5495 | 1230.0644 | 247.3515 | 247.6025 | 258.6461 | 3.634% | 4.4991 | 88.1972 | 40.99% | 344.8777 | 7107.9285
5 | 23 | 11 | 20.8633 | 20.9667 | 21.0067 | 22.2733 | 60.46% | 67.3749 | 13.475 | 13.475 | 13.475 | 1405.6648 | 282.5254 | 283.0644 | 300.1327 | 4.515% | 5.5904 | 116.6335 | 38.46% | 323.6383 | 7208.5035
5 | 23 | 12 | 19.2467 | 19.3433 | 19.3833 | 22.8833 | 54.58% | 60.8262 | 12.1652 | 12.1652 | 12.1652 | 1170.7008 | 235.3161 | 235.8027 | 278.3811 | 6.891% | 8.5308 | 164.1893 | 30.12% | 253.4115 | 5798.9
5 | 23 | 13 | 18.3333 | 18.4233 | 18.4567 | 23.24 | 49.32% | 54.9614 | 10.9923 | 10.9923 | 10.9923 | 1007.6257 | 202.5144 | 202.8809 | 255.4606 | 10.39% | 12.8614 | 235.7927 | 33.22% | 279.5506 | 6496.755
5 | 23 | 14 | 14.1733 | 15.0733 | 22.3733 | 25.8467 | 43.87% | 48.889 | 9.7778 | 9.7778 | 9.7778 | 692.9207 | 147.3842 | 218.7622 | 252.7238 | 14.63% | 18.1167 | 256.7747 | 34.03% | 286.3482 | 7401.1456
5 | 23 | 15 | 9.4733 | 11.4633 | 28.3667 | 28.16 | 32.43% | 36.1357 | 7.2271 | 7.2271 | 7.2271 | 342.3258 | 82.8472 | 205.01 | 203.5164 | 14.96% | 18.5269 | 175.5113 | 31.17% | 262.3237 | 7387.0351
5 | 23 | 16 | 9.5633 | 11.27 | 26.2033 | 25.0567 | 25.95% | 28.9172 | 5.7834 | 5.7834 | 5.7834 | 276.5451 | 65.1794 | 151.5456 | 144.9139 | 14.29% | 17.6916 | 169.1907 | 24.85% | 209.1137 | 5239.6925
5 | 23 | 17 | 22.9267 | 23.17 | 24.4367 | 24.9367 | 14.64% | 16.3097 | 3.2619 | 3.2619 | 3.2619 | 373.9278 | 75.5793 | 79.7111 | 81.3421 | 12.82% | 15.87 | 363.8462 | 18.21% | 153.2095 | 3820.5335
5 | 23 | 18 | 23.0233 | 23.13 | 23.16 | 25.3633 | 4.298% | 4.7891 | 0.95781 | 0.95781 | 0.95781 | 110.2601 | 22.1542 | 22.1829 | 24.2933 | 15.08% | 18.6741 | 429.9409 | 13.7% | 115.2758 | 2923.7788
5 | 23 | 19 | 27.71 | 27.7967 | 27.82 | 31.04 | 0.05711% | 0.06364 | 0.012728 | 0.012728 | 0.012728 | 1.7635 | 0.3538 | 0.35409 | 0.39508 | 15.36% | 19.0207 | 527.0639 | 11.59% | 97.5152 | 3026.8713
5 | 23 | 20 | 21.6067 | 21.7133 | 21.7233 | 23.26 | 0% | 0 | 0 | 0 | 0 | 0 | 0 | 0 | 0 | 16.28% | 20.1529 | 435.4379 | 13.1% | 110.2492 | 2564.3959
5 | 23 | 21 | 19.1867 | 19.2867 | 19.2967 | 20.51 | 0% | 0 | 0 | 0 | 0 | 0 | 0 | 0 | 0 | 12.43% | 15.3914 | 295.3105 | 16.08% | 135.3135 | 2775.2791
5 | 23 | 22 | 17.9333 | 18.07 | 18.0733 | 6.33 | 0% | 0 | 0 | 0 | 0 | 0 | 0 | 0 | 0 | 10.78% | 13.3511 | 239.4305 | 21.92% | 184.456 | 1167.6066
5 | 23 | 23 | 13.7867 | 13.99 | 13.9567 | 10.0933 | 0% | 0 | 0 | 0 | 0 | 0 | 0 | 0 | 0 | 11.82% | 14.6367 | 201.7918 | 26.09% | 219.5585 | 2216.0773
5 | 24 | 0 | 17.68 | 17.9433 | 17.9067 | 13.73 | 0% | 0 | 0 | 0 | 0 | 0 | 0 | 0 | 0 | 11.15% | 13.8008 | 243.9984 | 34.66% | 291.6212 | 4003.9589
5 | 24 | 1 | 16.57 | 16.91 | 16.8367 | 16.9133 | 0% | 0 | 0 | 0 | 0 | 0 | 0 | 0 | 0 | 8.07% | 9.9905 | 165.543 | 37.97% | 319.4741 | 5403.3724
5 | 24 | 2 | 15.7967 | 16.07 | 16.0167 | 16.0867 | 0% | 0 | 0 | 0 | 0 | 0 | 0 | 0 | 0 | 8.146% | 10.0855 | 159.3181 | 33.85% | 284.8425 | 4582.1657
5 | 24 | 3 | 17.0733 | 17.38 | 17.29 | 17.3533 | 0% | 0 | 0 | 0 | 0 | 0 | 0 | 0 | 0 | 10.62% | 13.1437 | 224.4076 | 26.63% | 224.0912 | 3888.7297
5 | 24 | 4 | 15.3067 | 15.5567 | 15.4867 | 15.5467 | 0% | 0 | 0 | 0 | 0 | 0 | 0 | 0 | 0 | 10.09% | 12.4886 | 191.1585 | 25.68% | 216.1264 | 3360.045
5 | 24 | 5 | 12.56 | 12.6533 | 12.65 | 12.7267 | 13.05% | 14.5371 | 2.9074 | 2.9074 | 2.9074 | 182.5858 | 36.7885 | 36.7788 | 37.0017 | 9.5% | 11.7615 | 147.7244 | 25.38% | 213.5451 | 2717.7179
5 | 24 | 6 | 13.83 | 13.8867 | 13.92 | 14.0333 | 35.48% | 39.5395 | 7.9079 | 7.9079 | 7.9079 | 546.8318 | 109.8145 | 110.0781 | 110.9743 | 6.774% | 8.3863 | 115.9819 | 25.37% | 213.505 | 2996.1875
5 | 24 | 7 | 18.8767 | 18.88 | 18.72 | 17.8833 | 52.88% | 58.933 | 11.7866 | 11.7866 | 11.7866 | 1112.4591 | 222.5311 | 220.6453 | 210.7838 | 6.129% | 7.5884 | 143.2445 | 29.42% | 247.5973 | 4427.8643
5 | 24 | 8 | 18.8033 | 18.7767 | 18.4567 | 17.1233 | 65.95% | 73.4924 | 14.6985 | 14.6985 | 14.6985 | 1381.9013 | 275.9883 | 271.2848 | 251.6868 | 7.278% | 9.0105 | 169.4281 | 21.52% | 181.1143 | 3101.2812
5 | 24 | 9 | 17.1133 | 17.19 | 17.21 | 17.3967 | 70.34% | 78.3908 | 15.6782 | 15.6782 | 15.6782 | 1341.5275 | 269.5075 | 269.821 | 272.7476 | 7.389% | 9.1479 | 156.5508 | 17.94% | 150.9229 | 2625.5555
5 | 24 | 10 | 17.88 | 17.9733 | 17.9967 | 18.22 | 65.49% | 72.9845 | 14.5969 | 14.5969 | 14.5969 | 1304.9624 | 262.3548 | 262.6954 | 265.9554 | 10.03% | 12.4147 | 221.9748 | 18.34% | 154.3649 | 2812.5293
5 | 24 | 11 | 15.5667 | 15.66 | 15.68 | 17.7033 | 65.68% | 73.1921 | 14.6384 | 14.6384 | 14.6384 | 1139.3566 | 229.2376 | 229.5303 | 259.1487 | 13.53% | 16.7498 | 260.7391 | 30.79% | 259.0662 | 4586.3346
5 | 24 | 12 | 18.6267 | 18.7367 | 18.76 | 21.5833 | 66.34% | 73.9323 | 14.7865 | 14.7865 | 14.7865 | 1377.1118 | 277.0489 | 277.3939 | 319.141 | 16.72% | 20.6951 | 385.4807 | 65.87% | 554.3014 | 11963.6718
5 | 24 | 13 | 20.4567 | 20.56 | 20.5933 | 22.4367 | 65.11% | 72.5532 | 14.5106 | 14.5106 | 14.5106 | 1484.1967 | 298.3388 | 298.8225 | 325.5704 | 22.56% | 27.9333 | 571.423 | 91.16% | 767.0443 | 17209.9165
5 | 24 | 14 | 29.34 | 29.44 | 29.4767 | 29.7467 | 65.82% | 73.3428 | 14.6686 | 14.6686 | 14.6686 | 2151.8787 | 431.8426 | 432.3804 | 436.341 | 27.66% | 34.2455 | 1004.7636 | 95.09% | 800.139 | 23801.4683
5 | 24 | 15 | 25.65 | 25.7267 | 26.7733 | 27.19 | 62.29% | 69.4108 | 13.8822 | 13.8822 | 13.8822 | 1780.3858 | 357.1415 | 371.6714 | 377.4557 | 24.49% | 30.3233 | 777.7927 | 83.66% | 703.9522 | 19140.4613
5 | 24 | 16 | 107.27 | 107.44 | 107.47 | 108.01 | 48.84% | 54.4276 | 10.8855 | 10.8855 | 10.8855 | 5838.4453 | 1169.5396 | 1169.8662 | 1175.7443 | 20.74% | 25.6813 | 2754.8293 | 36.95% | 310.9331 | 33583.8863
5 | 24 | 17 | 50.8033 | 50.9267 | 50.9333 | 51.1333 | 31.63% | 35.2491 | 7.0498 | 7.0498 | 7.0498 | 1790.7715 | 359.0238 | 359.0708 | 360.4807 | 15.31% | 18.9532 | 962.8879 | 34.88% | 293.4863 | 15006.9345
5 | 24 | 18 | 24.4133 | 24.54 | 24.56 | 24.73 | 7.787% | 8.6779 | 1.7356 | 1.7356 | 1.7356 | 211.8562 | 42.5911 | 42.6258 | 42.9208 | 15.13% | 18.7374 | 457.4416 | 42.13% | 354.4842 | 8766.3936
5 | 24 | 19 | 27.27 | 27.3967 | 27.42 | 27.61 | 0.03271% | 0.036454 | 0.0072908 | 0.0072908 | 0.0072908 | 0.9941 | 0.19974 | 0.19991 | 0.2013 | 22.95% | 28.413 | 774.8239 | 58.97% | 496.1771 | 13699.4503
5 | 24 | 20 | 23.4567 | 23.5633 | 23.5833 | 23.7267 | 0% | 0 | 0 | 0 | 0 | 0 | 0 | 0 | 0 | 30.15% | 37.3276 | 875.5805 | 68.09% | 572.9775 | 13594.8471
5 | 24 | 21 | 20.3833 | 20.4767 | 20.4967 | 20.7733 | 0% | 0 | 0 | 0 | 0 | 0 | 0 | 0 | 0 | 29.84% | 36.9474 | 753.1106 | 60.01% | 504.9285 | 10489.0489
5 | 24 | 22 | 18.6067 | 18.7 | 18.7267 | 19.1833 | 0% | 0 | 0 | 0 | 0 | 0 | 0 | 0 | 0 | 26.02% | 32.2087 | 599.2974 | 60.28% | 507.2527 | 9730.7972
5 | 24 | 23 | 16.6033 | 16.7267 | 16.74 | 13.54 | 0% | 0 | 0 | 0 | 0 | 0 | 0 | 0 | 0 | 23.28% | 28.8249 | 478.5892 | 47.53% | 399.9828 | 5415.7665
5 | 25 | 0 | 11.39 | 11.4633 | 11.4433 | 9.37 | 0% | 0 | 0 | 0 | 0 | 0 | 0 | 0 | 0 | 14.94% | 18.5001 | 210.7162 | 36.14% | 304.142 | 2849.8107
5 | 25 | 1 | 11.63 | 11.7433 | 11.7 | 11.7167 | 0% | 0 | 0 | 0 | 0 | 0 | 0 | 0 | 0 | 12.04% | 14.907 | 173.3682 | 21.84% | 183.7555 | 2153.0019
5 | 25 | 2 | 10.9467 | 11.1333 | 11.0567 | 11.0733 | 0% | 0 | 0 | 0 | 0 | 0 | 0 | 0 | 0 | 6.432% | 7.9634 | 87.1726 | 14.88% | 125.2148 | 1386.5454
5 | 25 | 3 | 12.1167 | 12.3767 | 12.27 | 12.28 | 0% | 0 | 0 | 0 | 0 | 0 | 0 | 0 | 0 | 5.251% | 6.5011 | 78.7718 | 11.96% | 100.6069 | 1235.4527
5 | 25 | 4 | 9.77 | 9.8367 | 9.83 | 9.88 | 0.002772% | 0.0030893 | 0.00061786 | 0.00061786 | 0.00061786 | 0.030183 | 0.0060777 | 0.0060736 | 0.0061045 | 6.906% | 8.5506 | 83.5392 | 4.972% | 41.8352 | 413.3317
5 | 25 | 5 | 8.5833 | 9.3533 | 9.04 | 9.03 | 7.288% | 8.1218 | 1.6244 | 1.6244 | 1.6244 | 69.7122 | 15.1932 | 14.6842 | 14.668 | 9.612% | 11.9004 | 102.1451 | 5.339% | 44.9263 | 405.6843
5 | 25 | 6 | 11.24 | 11.49 | 11.4333 | 5.4933 | 27.38% | 30.5082 | 6.1016 | 6.1016 | 6.1016 | 342.9125 | 70.1079 | 69.7622 | 33.5184 | 7.156% | 8.8592 | 99.5779 | 7.54% | 63.4428 | 348.5123
5 | 25 | 7 | 16.59 | 16.83 | 16.8033 | 13.7267 | 49.24% | 54.8669 | 10.9734 | 10.9734 | 10.9734 | 910.2414 | 184.6819 | 184.3893 | 150.6278 | 8.09% | 10.0157 | 166.1606 | 8.918% | 75.0383 | 1030.0258
5 | 25 | 8 | 16.21 | 16.4133 | 16.39 | 16.4933 | 61.25% | 68.2535 | 13.6507 | 13.6507 | 13.6507 | 1106.3891 | 224.0535 | 223.735 | 225.1455 | 13.43% | 16.6271 | 269.5256 | 6.72% | 56.5487 | 932.6759
5 | 25 | 9 | 17.7467 | 18.0433 | 17.98 | 19.4433 | 65.49% | 72.9832 | 14.5966 | 14.5966 | 14.5966 | 1295.2092 | 263.3722 | 262.4477 | 283.8075 | 19.78% | 24.4926 | 434.6619 | 2.988% | 25.1397 | 488.8
5 | 25 | 10 | 16.3467 | 16.65 | 16.5967 | 21.5267 | 71.29% | 79.4442 | 15.8888 | 15.8888 | 15.8888 | 1298.6484 | 264.5493 | 263.7019 | 342.0339 | 25.15% | 31.1424 | 509.0748 | 0.7868% | 6.6202 | 142.5116
5 | 25 | 11 | 16.54 | 16.63 | 16.6433 | 22.1433 | 72.74% | 81.0624 | 16.2125 | 16.2125 | 16.2125 | 1340.7723 | 269.6136 | 269.8298 | 358.9984 | 28.26% | 34.9933 | 578.7893 | 0.1973% | 1.6599 | 36.7547
5 | 25 | 12 | 18.5333 | 18.6233 | 18.64 | 22.57 | 69.84% | 77.831 | 15.5662 | 15.5662 | 15.5662 | 1442.4677 | 289.8945 | 290.1539 | 351.3291 | 30.17% | 37.3565 | 692.3403 | 0.1565% | 1.3169 | 29.7216
5 | 25 | 13 | 19.0667 | 19.1967 | 19.2 | 22.4333 | 61.22% | 68.2263 | 13.6453 | 13.6453 | 13.6453 | 1300.8483 | 261.9435 | 261.989 | 306.1087 | 34.15% | 42.2787 | 806.113 | 2.249% | 18.9243 | 424.5342
5 | 25 | 14 | 18.4333 | 18.5733 | 18.5633 | 22.06 | 41.45% | 46.1945 | 9.2389 | 9.2389 | 9.2389 | 851.5194 | 171.5973 | 171.5049 | 203.8103 | 41.86% | 51.8295 | 955.3913 | 8.313% | 69.9487 | 1543.0682
5 | 25 | 15 | 14.3533 | 14.4033 | 14.42 | 32.0667 | 25.87% | 28.8338 | 5.7668 | 5.7668 | 5.7668 | 413.8615 | 83.0606 | 83.1567 | 184.9209 | 45.58% | 56.4331 | 810.0026 | 13.51% | 113.6813 | 3645.3789
5 | 25 | 16 | 14.36 | 14.4067 | 14.4167 | 27.8967 | 13.21% | 14.7187 | 2.9437 | 2.9437 | 2.9437 | 211.3611 | 42.4096 | 42.439 | 82.1207 | 44.84% | 55.5098 | 797.1201 | 15.89% | 133.731 | 3730.6478
5 | 25 | 17 | 21.8033 | 21.88 | 21.8867 | 33.16 | 4.522% | 5.0387 | 1.0077 | 1.0077 | 1.0077 | 109.8599 | 22.0492 | 22.056 | 33.4165 | 47.09% | 58.3041 | 1271.2242 | 15.6% | 131.2341 | 4351.7219
5 | 25 | 18 | 20.4367 | 20.4867 | 20.4767 | 21.5833 | 1.009% | 1.1245 | 0.2249 | 0.2249 | 0.2249 | 22.9813 | 4.6075 | 4.6052 | 4.8541 | 43.35% | 53.6725 | 1096.887 | 14.85% | 124.9824 | 2697.5362
5 | 25 | 19 | 19.19 | 19.2633 | 19.2567 | 23.2933 | 0.1009% | 0.11245 | 0.02249 | 0.02249 | 0.02249 | 2.1579 | 0.43324 | 0.43309 | 0.52387 | 71.81% | 88.9054 | 1706.0954 | 9.925% | 83.5117 | 1945.2647
5 | 25 | 20 | 25.3667 | 25.4933 | 25.4867 | 30.6967 | 0% | 0 | 0 | 0 | 0 | 0 | 0 | 0 | 0 | 81.24% | 100.5803 | 2551.3877 | 7.119% | 59.9018 | 1838.7861
5 | 25 | 21 | 20.9133 | 21.0167 | 21.0167 | 24.3933 | 0% | 0 | 0 | 0 | 0 | 0 | 0 | 0 | 0 | 80.48% | 99.635 | 2083.6991 | 5.87% | 49.3903 | 1204.7933
5 | 25 | 22 | 17.3033 | 17.5 | 17.4333 | 20.76 | 0% | 0 | 0 | 0 | 0 | 0 | 0 | 0 | 0 | 78.67% | 97.4014 | 1685.3692 | 9.901% | 83.3157 | 1729.6339
5 | 25 | 23 | 17.1633 | 17.4033 | 17.33 | 19.1033 | 0% | 0 | 0 | 0 | 0 | 0 | 0 | 0 | 0 | 72.31% | 89.5262 | 1536.568 | 32.19% | 270.8694 | 5174.5089
5 | 26 | 0 | 19.4467 | 19.74 | 19.6167 | 20.9933 | 0% | 0 | 0 | 0 | 0 | 0 | 0 | 0 | 0 | 72.4% | 89.6405 | 1743.2082 | 73% | 614.2983 | 12896.1693
5 | 26 | 1 | 16.7133 | 16.9367 | 16.8367 | 18.2133 | 0% | 0 | 0 | 0 | 0 | 0 | 0 | 0 | 0 | 73.46% | 90.9432 | 1519.964 | 96.91% | 815.4514 | 14852.0883
5 | 26 | 2 | 15.32 | 15.4933 | 15.4167 | 15.4167 | 0% | 0 | 0 | 0 | 0 | 0 | 0 | 0 | 0 | 69.03% | 85.4619 | 1309.2765 | 97.57% | 821.0507 | 12657.8644
5 | 26 | 3 | 16.7633 | 17.03 | 16.92 | 16.9133 | 0% | 0 | 0 | 0 | 0 | 0 | 0 | 0 | 0 | 64.19% | 79.476 | 1332.2829 | 98.18% | 826.1144 | 13972.3478
5 | 26 | 4 | 13.9133 | 14.08 | 14.01 | 14.0133 | 0% | 0 | 0 | 0 | 0 | 0 | 0 | 0 | 0 | 61.66% | 76.3338 | 1062.0574 | 99.27% | 835.336 | 11705.8417
5 | 26 | 5 | 10.6033 | 10.6967 | 10.6833 | 10.7233 | 2.787% | 3.106 | 0.6212 | 0.6212 | 0.6212 | 32.9339 | 6.6448 | 6.6365 | 6.6613 | 52.27% | 64.7135 | 686.1788 | 98.68% | 830.3577 | 8904.2024
5 | 26 | 6 | 11.2567 | 11.3233 | 11.34 | 11.41 | 17.02% | 18.9647 | 3.7929 | 3.7929 | 3.7929 | 213.4792 | 42.9487 | 43.0119 | 43.2774 | 31.98% | 39.595 | 445.7076 | 97.37% | 819.3499 | 9348.7819
5 | 26 | 7 | 12.59 | 12.68 | 12.6733 | 12.7267 | 33.25% | 37.0514 | 7.4103 | 7.4103 | 7.4103 | 466.4772 | 93.9624 | 93.913 | 94.3082 | 20.22% | 25.0393 | 315.2452 | 95.4% | 802.7285 | 10216.0584
5 | 26 | 8 | 12.2567 | 12.3033 | 12.3467 | 13.1433 | 43.26% | 48.2075 | 9.6415 | 9.6415 | 9.6415 | 590.8637 | 118.6227 | 119.0405 | 126.7216 | 18.97% | 23.4873 | 287.8763 | 92.9% | 781.7302 | 10274.54
5 | 26 | 9 | 14.6167 | 14.6767 | 14.83 | 15.9033 | 41.43% | 46.1667 | 9.2333 | 9.2333 | 9.2333 | 674.8038 | 135.5148 | 136.9305 | 146.841 | 20.35% | 25.1961 | 368.2834 | 89.03% | 749.1878 | 11914.5838
5 | 26 | 10 | 17.84 | 17.8967 | 17.93 | 18.83 | 32.94% | 36.7048 | 7.341 | 7.341 | 7.341 | 654.8133 | 131.3786 | 131.6233 | 138.2302 | 23.83% | 29.4983 | 526.2505 | 83.39% | 701.6932 | 13212.883
5 | 26 | 11 | 20.52 | 20.6033 | 20.6467 | 22.6533 | 20.87% | 23.2601 | 4.652 | 4.652 | 4.652 | 477.2968 | 95.847 | 96.0486 | 105.3837 | 36.63% | 45.3511 | 930.6053 | 77.31% | 650.4917 | 14735.8055
5 | 26 | 12 | 9.14 | 8.2833 | 7.95 | 24.92 | 14.22% | 15.8439 | 3.1688 | 3.1688 | 3.1688 | 144.8129 | 26.248 | 25.1917 | 78.9658 | 41.4% | 51.2502 | 468.4268 | 71.73% | 603.5685 | 15040.9264
5 | 26 | 13 | 18.6367 | 18.6433 | 18.7067 | 22.9833 | 13.73% | 15.2964 | 3.0593 | 3.0593 | 3.0593 | 285.0746 | 57.0353 | 57.2291 | 70.3126 | 45.64% | 56.4989 | 1052.9519 | 63.44% | 533.814 | 12268.8262
5 | 26 | 14 | 24.7867 | 24.8933 | 25.0033 | 26.87 | 13.06% | 14.5531 | 2.9106 | 2.9106 | 2.9106 | 360.7241 | 72.4553 | 72.7755 | 78.2086 | 52.81% | 65.382 | 1620.602 | 59.83% | 503.4815 | 13528.5475
5 | 26 | 15 | 43.6 | 43.76 | 43.8 | 46.33 | 15.94% | 17.7592 | 3.5518 | 3.5518 | 3.5518 | 774.3029 | 155.4289 | 155.571 | 164.5571 | 56.78% | 70.2961 | 3064.9095 | 56.6% | 476.2673 | 22065.4635
5 | 26 | 16 | 21.1533 | 21.1867 | 21.2833 | 25.1433 | 21.88% | 24.3784 | 4.8757 | 4.8757 | 4.8757 | 515.6846 | 103.2994 | 103.7708 | 122.5909 | 49.51% | 61.2938 | 1296.5689 | 52.11% | 438.5227 | 11025.9221
5 | 26 | 17 | 37.3133 | 37.31 | 37.2733 | 43.52 | 14.46% | 16.1089 | 3.2218 | 3.2218 | 3.2218 | 601.0778 | 120.2048 | 120.0867 | 140.2121 | 43.69% | 54.0879 | 2018.1986 | 49.98% | 420.553 | 18302.4664
5 | 26 | 18 | 58.7067 | 58.7733 | 58.66 | 62.0367 | 3.558% | 3.9648 | 0.79297 | 0.79297 | 0.79297 | 232.7618 | 46.6052 | 46.5154 | 49.1929 | 50.34% | 62.3284 | 3659.09 | 45.81% | 385.4427 | 23911.5828
5 | 26 | 19 | 26.76 | 26.76 | 26.74 | 36.07 | 0.3809% | 0.42447 | 0.084894 | 0.084894 | 0.084894 | 11.3589 | 2.2718 | 2.2701 | 3.0621 | 63.05% | 78.0585 | 2088.8454 | 44.07% | 370.8204 | 13375.4904
5 | 26 | 20 | 26.8267 | 26.8833 | 26.8667 | 29.4333 | 0% | 0 | 0 | 0 | 0 | 0 | 0 | 0 | 0 | 72.16% | 89.3354 | 2396.571 | 43.51% | 366.1122 | 10775.9033
5 | 26 | 21 | 22.2067 | 22.2967 | 22.2667 | 25.1533 | 0% | 0 | 0 | 0 | 0 | 0 | 0 | 0 | 0 | 67.28% | 83.2913 | 1849.6227 | 46.99% | 395.3982 | 9945.5816
5 | 26 | 22 | 17.1133 | 17.1567 | 17.18 | 22.5267 | 0% | 0 | 0 | 0 | 0 | 0 | 0 | 0 | 0 | 60.89% | 75.3812 | 1290.0233 | 46.7% | 392.9897 | 8852.7469
5 | 26 | 23 | 24.52 | 24.7 | 24.69 | 25.7 | 0% | 0 | 0 | 0 | 0 | 0 | 0 | 0 | 0 | 59.74% | 73.9553 | 1813.3845 | 45.7% | 384.5871 | 9883.8877
5 | 27 | 0 | 23.66 | 23.7633 | 23.8 | 25.2333 | 0% | 0 | 0 | 0 | 0 | 0 | 0 | 0 | 0 | 57.64% | 71.3566 | 1688.2966 | 42.55% | 358.0637 | 9035.1415
5 | 27 | 1 | 23.2567 | 23.37 | 23.3667 | 23.4633 | 0% | 0 | 0 | 0 | 0 | 0 | 0 | 0 | 0 | 57.03% | 70.6117 | 1642.1922 | 43.28% | 364.202 | 8545.3924
5 | 27 | 2 | 37.1367 | 37.45 | 37.32 | 37.3467 | 0% | 0 | 0 | 0 | 0 | 0 | 0 | 0 | 0 | 57.74% | 71.4808 | 2654.5582 | 41.36% | 348.0288 | 12997.7145
5 | 27 | 3 | 24.0833 | 24.21 | 24.1833 | 24.22 | 0% | 0 | 0 | 0 | 0 | 0 | 0 | 0 | 0 | 58.01% | 71.8147 | 1729.5366 | 39.93% | 335.9758 | 8137.3351
5 | 27 | 4 | 20.7167 | 20.8233 | 20.8067 | 20.8433 | 0.07485% | 0.083412 | 0.016682 | 0.016682 | 0.016682 | 1.728 | 0.34738 | 0.3471 | 0.34771 | 58.66% | 72.6231 | 1504.5092 | 37% | 311.3661 | 6489.9066
5 | 27 | 5 | 19.42 | 19.5033 | 19.5167 | 19.5933 | 5.374% | 5.9889 | 1.1978 | 1.1978 | 1.1978 | 116.3054 | 23.3609 | 23.3769 | 23.4687 | 61.19% | 75.7608 | 1471.2743 | 33.33% | 280.4358 | 5494.6713
5 | 27 | 6 | 17.1933 | 17.2667 | 17.2833 | 17.3733 | 11.41% | 12.7199 | 2.544 | 2.544 | 2.544 | 218.6983 | 43.9262 | 43.9686 | 44.1976 | 62.85% | 77.8104 | 1337.8198 | 29.44% | 247.7479 | 4304.2064
5 | 27 | 7 | 17.2233 | 17.2867 | 17.3133 | 17.42 | 23.29% | 25.9509 | 5.1902 | 5.1902 | 5.1902 | 446.9605 | 89.7208 | 89.8592 | 90.4128 | 59.99% | 74.2713 | 1279.1991 | 26.02% | 218.9385 | 3813.9087
5 | 27 | 8 | 16.7967 | 16.8233 | 16.8533 | 16.9833 | 31.6% | 35.2157 | 7.0431 | 7.0431 | 7.0431 | 591.5069 | 118.4892 | 118.7005 | 119.6161 | 57.93% | 71.7154 | 1204.5791 | 26.19% | 220.3505 | 3742.2863
5 | 27 | 9 | 14.9767 | 15.0033 | 15.0267 | 15.1567 | 36.32% | 40.4719 | 8.0944 | 8.0944 | 8.0944 | 606.134 | 121.4427 | 121.6315 | 122.6838 | 51.58% | 63.8538 | 956.3169 | 22.64% | 190.4705 | 2886.8973
5 | 27 | 10 | 17.9733 | 18.04 | 18.0567 | 18.1933 | 42.87% | 47.7732 | 9.5546 | 9.5546 | 9.5546 | 858.6433 | 172.3656 | 172.5249 | 173.8307 | 44.49% | 55.0857 | 990.0731 | 21.05% | 177.121 | 3222.422
5 | 27 | 11 | 19.7067 | 19.79 | 19.8167 | 19.9767 | 55.23% | 61.5503 | 12.3101 | 12.3101 | 12.3101 | 1212.9512 | 243.6161 | 243.9443 | 245.9139 | 36.09% | 44.6774 | 880.4434 | 17.02% | 143.2418 | 2861.4932
5 | 27 | 12 | 23.4233 | 23.5033 | 23.5133 | 23.6967 | 57.4% | 63.9612 | 12.7922 | 12.7922 | 12.7922 | 1498.1845 | 300.6603 | 300.7882 | 303.1334 | 30.33% | 37.5546 | 879.6544 | 12.07% | 101.5703 | 2406.8774
5 | 27 | 13 | 23.4 | 23.4933 | 23.51 | 23.7 | 53.26% | 59.3513 | 11.8703 | 11.8703 | 11.8703 | 1388.8209 | 278.8721 | 279.0699 | 281.3253 | 28.91% | 35.7876 | 837.4287 | 9.476% | 79.7388 | 1889.8092
5 | 27 | 14 | 33.85 | 33.9667 | 33.99 | 33.7467 | 48.49% | 54.0315 | 10.8063 | 10.8063 | 10.8063 | 1828.9669 | 367.0541 | 367.3063 | 364.6767 | 22.99% | 28.4629 | 963.4681 | 7.627% | 64.1782 | 2165.8004
5 | 27 | 15 | 27.2 | 29.22 | 29.6733 | 29.42 | 52.79% | 58.8268 | 11.7654 | 11.7654 | 11.7654 | 1600.0877 | 343.7836 | 349.1172 | 346.1366 | 26.87% | 33.2645 | 904.7949 | 5.799% | 48.7941 | 1435.5226
5 | 27 | 16 | 18.8167 | 18.91 | 18.9167 | 19.0867 | 44.66% | 49.772 | 9.9544 | 9.9544 | 9.9544 | 936.5426 | 188.2376 | 188.304 | 189.9962 | 20.86% | 25.8207 | 485.8591 | 4.397% | 36.9983 | 706.1751
5 | 27 | 17 | 22.0267 | 22.15 | 22.1433 | 22.2967 | 28.67% | 31.9534 | 6.3907 | 6.3907 | 6.3907 | 703.8272 | 141.5536 | 141.511 | 142.4909 | 20.82% | 25.7775 | 567.7927 | 4.647% | 39.0999 | 871.7968
5 | 27 | 18 | 26.5567 | 26.7033 | 26.7067 | 26.8567 | 7.603% | 8.4721 | 1.6944 | 1.6944 | 1.6944 | 224.9918 | 45.2469 | 45.2525 | 45.5067 | 19.93% | 24.673 | 655.232 | 4.344% | 36.552 | 981.6639
5 | 27 | 19 | 21.58 | 21.7267 | 21.71 | 21.8433 | 0.03826% | 0.042633 | 0.0085265 | 0.0085265 | 0.0085265 | 0.92001 | 0.18525 | 0.18511 | 0.18625 | 31.78% | 39.3499 | 849.1707 | 3.402% | 28.6226 | 625.2129
5 | 27 | 20 | 23.7933 | 23.9167 | 23.92 | 24.06 | 0% | 0 | 0 | 0 | 0 | 0 | 0 | 0 | 0 | 27.92% | 34.566 | 822.4394 | 4.068% | 34.2345 | 823.6819
5 | 27 | 21 | 19.27 | 19.3733 | 19.39 | 19.52 | 0% | 0 | 0 | 0 | 0 | 0 | 0 | 0 | 0 | 22.38% | 27.7039 | 533.8545 | 3.672% | 30.8963 | 603.095
5 | 27 | 22 | 17.44 | 17.6367 | 17.6167 | 17.7367 | 0% | 0 | 0 | 0 | 0 | 0 | 0 | 0 | 0 | 32.03% | 39.6489 | 691.476 | 2.889% | 24.3065 | 431.1155
5 | 27 | 23 | 10.8367 | 10.9467 | 10.9667 | 11.0467 | 0% | 0 | 0 | 0 | 0 | 0 | 0 | 0 | 0 | 38.18% | 47.2743 | 512.2953 | 2.286% | 19.2395 | 212.5325
5 | 28 | 0 | 17.5267 | 17.6267 | 17.6433 | 17.7467 | 0% | 0 | 0 | 0 | 0 | 0 | 0 | 0 | 0 | 29.14% | 36.073 | 632.2389 | 1.378% | 11.5921 | 205.7213
5 | 28 | 1 | 14.05 | 14.1367 | 14.1633 | 14.26 | 0% | 0 | 0 | 0 | 0 | 0 | 0 | 0 | 0 | 18.93% | 23.4322 | 329.223 | 2.192% | 18.4464 | 263.0451
5 | 28 | 2 | 12.05 | 12.2 | 12.19 | 12.2567 | 0% | 0 | 0 | 0 | 0 | 0 | 0 | 0 | 0 | 21.99% | 27.2267 | 328.082 | 0.6727% | 5.6603 | 69.3758
5 | 28 | 3 | 13.5567 | 13.7533 | 13.7233 | 13.79 | 0% | 0 | 0 | 0 | 0 | 0 | 0 | 0 | 0 | 17.73% | 21.9495 | 297.5621 | 1.696% | 14.2687 | 196.7648
5 | 28 | 4 | 14.0767 | 14.19 | 14.1867 | 14.2567 | 0.0005544% | 0.00061786 | 0.00012357 | 0.00012357 | 0.00012357 | 0.0086975 | 0.0017535 | 0.0017531 | 0.0017617 | 19.5% | 24.1401 | 339.8114 | 3.87% | 32.5615 | 464.2191
5 | 28 | 5 | 13.26 | 13.32 | 13.3367 | 13.4133 | 9.57% | 10.6649 | 2.133 | 2.133 | 2.133 | 141.4171 | 28.4114 | 28.4469 | 28.6105 | 20.78% | 25.7255 | 341.1195 | 7.114% | 59.8584 | 802.9007
5 | 28 | 6 | 12.4267 | 12.4933 | 12.5167 | 12.6133 | 29.58% | 32.9636 | 6.5927 | 6.5927 | 6.5927 | 409.6279 | 82.3651 | 82.5189 | 83.1562 | 19.19% | 23.7561 | 295.2097 | 15.08% | 126.9069 | 1600.7191
5 | 28 | 7 | 7.4267 | 7.4867 | 7.48 | 7.5433 | 50.67% | 56.4659 | 11.2932 | 11.2932 | 11.2932 | 419.3534 | 84.5483 | 84.473 | 85.1882 | 15.16% | 18.7712 | 139.4075 | 25.54% | 214.8993 | 1621.057
5 | 28 | 8 | 11.43 | 11.3667 | 11.39 | 11.4367 | 64.51% | 71.8847 | 14.3769 | 14.3769 | 14.3769 | 821.6418 | 163.4178 | 163.7533 | 164.4242 | 13.8% | 17.0866 | 195.3002 | 39.16% | 329.5417 | 3768.8584
5 | 28 | 9 | 17.71 | 17.8133 | 17.8367 | 17.7767 | 67.39% | 75.1019 | 15.0204 | 15.0204 | 15.0204 | 1330.0544 | 267.563 | 267.9135 | 267.0122 | 11.69% | 14.4789 | 256.4218 | 45.32% | 381.3293 | 6778.7632
5 | 28 | 10 | 21.82 | 21.8467 | 21.8967 | 21.9433 | 67.37% | 75.0716 | 15.0143 | 15.0143 | 15.0143 | 1638.0626 | 328.0129 | 328.7636 | 329.4643 | 12.04% | 14.9028 | 325.1785 | 51.46% | 432.9904 | 9501.252
5 | 28 | 11 | 23.43 | 23.4533 | 23.4933 | 23.69 | 68.22% | 76.0262 | 15.2052 | 15.2052 | 15.2052 | 1781.2941 | 356.6136 | 357.2218 | 360.2122 | 12.59% | 15.5904 | 365.2828 | 50.65% | 426.1732 | 10096.0426
5 | 28 | 12 | 23.97 | 24.1367 | 24.15 | 24.35 | 68.58% | 76.4192 | 15.2838 | 15.2838 | 15.2838 | 1831.7676 | 368.9008 | 369.1046 | 372.1614 | 18.73% | 23.1836 | 555.7105 | 51.3% | 431.6456 | 10510.5709
5 | 28 | 13 | 25.29 | 25.4867 | 25.4833 | 26.0833 | 67.25% | 74.9369 | 14.9874 | 14.9874 | 14.9874 | 1895.1547 | 381.9785 | 381.9285 | 390.9209 | 23.82% | 29.4891 | 745.7797 | 53.45% | 449.7955 | 11732.1649
5 | 28 | 14 | 23.1767 | 23.4633 | 23.4033 | 24.02 | 62.95% | 70.1547 | 14.0309 | 14.0309 | 14.0309 | 1625.9511 | 329.2124 | 328.3706 | 337.023 | 24.73% | 30.6195 | 709.6582 | 52.73% | 443.7203 | 10658.1606
5 | 28 | 15 | 24.1533 | 24.2367 | 24.28 | 25.2167 | 54.71% | 60.972 | 12.1944 | 12.1944 | 12.1944 | 1472.6764 | 295.5515 | 296.0799 | 307.502 | 25.4% | 31.4435 | 759.4658 | 56.81% | 478.0188 | 12054.0407
5 | 28 | 16 | 20.7433 | 20.88 | 20.8967 | 21.97 | 42.3% | 47.1349 | 9.427 | 9.427 | 9.427 | 977.7355 | 196.8355 | 196.9926 | 207.1109 | 25.2% | 31.1986 | 647.1628 | 58.52% | 492.4386 | 10818.8752
5 | 28 | 17 | 24.58 | 24.7533 | 24.76 | 25.01 | 25.27% | 28.1647 | 5.6329 | 5.6329 | 5.6329 | 692.2877 | 139.4339 | 139.4715 | 140.8797 | 25.53% | 31.6098 | 776.9684 | 50.01% | 420.8141 | 10524.5614
5 | 28 | 18 | 24.5133 | 24.6433 | 24.6533 | 24.8067 | 6.154% | 6.8583 | 1.3717 | 1.3717 | 1.3717 | 168.1193 | 33.8022 | 33.8159 | 34.0262 | 31.33% | 38.7931 | 950.9493 | 44.41% | 373.7135 | 9270.586
5 | 28 | 19 | 26.11 | 26.2633 | 26.2667 | 26.42 | 0.5999% | 0.66853 | 0.13371 | 0.13371 | 0.13371 | 17.4553 | 3.5116 | 3.512 | 3.5325 | 30.94% | 38.3017 | 1000.0563 | 43.37% | 364.9056 | 9640.8048
5 | 28 | 20 | 28.5133 | 28.6567 | 28.6633 | 28.75 | 0% | 0 | 0 | 0 | 0 | 0 | 0 | 0 | 0 | 39.76% | 49.2218 | 1403.4768 | 39.44% | 331.8771 | 9541.466
5 | 28 | 21 | 23.0667 | 23.1767 | 23.1967 | 23.3667 | 0% | 0 | 0 | 0 | 0 | 0 | 0 | 0 | 0 | 40.62% | 50.2838 | 1159.8801 | 28.61% | 240.7177 | 5624.7706
5 | 28 | 22 | 19.01 | 19.1033 | 19.1333 | 19.3 | 0% | 0 | 0 | 0 | 0 | 0 | 0 | 0 | 0 | 44.36% | 54.9137 | 1043.9089 | 20.91% | 175.9256 | 3395.3635
5 | 28 | 23 | 18.0267 | 18.1333 | 18.1667 | 18.32 | 0% | 0 | 0 | 0 | 0 | 0 | 0 | 0 | 0 | 53.51% | 66.2539 | 1194.3364 | 18.07% | 152.0836 | 2786.171
5 | 29 | 0 | 16.8433 | 16.99 | 16.98 | 17.1033 | 0% | 0 | 0 | 0 | 0 | 0 | 0 | 0 | 0 | 60.36% | 74.7343 | 1258.7741 | 17.19% | 144.6839 | 2474.5768
5 | 29 | 1 | 15.97 | 16.05 | 16.0733 | 16.19 | 0% | 0 | 0 | 0 | 0 | 0 | 0 | 0 | 0 | 55.14% | 68.2706 | 1090.2812 | 15.25% | 128.2921 | 2077.0496
5 | 29 | 2 | 15.7267 | 15.7867 | 15.8133 | 15.9233 | 0% | 0 | 0 | 0 | 0 | 0 | 0 | 0 | 0 | 46.15% | 57.1391 | 898.6077 | 12.04% | 101.3212 | 1613.3714
5 | 29 | 3 | 16.39 | 16.4533 | 16.48 | 16.59 | 0% | 0 | 0 | 0 | 0 | 0 | 0 | 0 | 0 | 42.38% | 52.4626 | 859.8613 | 12.39% | 104.2442 | 1729.4112
5 | 29 | 4 | 13.5767 | 13.63 | 13.6467 | 13.7533 | 0.0005544% | 0.00061786 | 0.00012357 | 0.00012357 | 0.00012357 | 0.0083885 | 0.0016843 | 0.0016864 | 0.0016995 | 40.55% | 50.2054 | 681.6218 | 13.53% | 113.8438 | 1565.7313
5 | 29 | 5 | -3.02 | -3.0833 | -3.07 | -3.1033 | 8.629% | 9.6158 | 1.9232 | 1.9232 | 1.9232 | -29.0397 | -5.9297 | -5.9041 | -5.9682 | 43.97% | 54.4338 | -164.3902 | 10.3% | 86.6825 | -269.0048
5 | 29 | 6 | 14.0567 | 14.1167 | 14.1333 | 14.27 | 25.6% | 28.5286 | 5.7057 | 5.7057 | 5.7057 | 401.017 | 80.5457 | 80.6408 | 81.4206 | 43.68% | 54.0753 | 760.1181 | 4.482% | 37.715 | 538.1929
5 | 29 | 7 | 19.0333 | 19.11 | 19.1233 | 19.3 | 42.35% | 47.1918 | 9.4384 | 9.4384 | 9.4384 | 898.2167 | 180.367 | 180.4928 | 182.1602 | 39.38% | 48.7519 | 927.9119 | 0.2944% | 2.4771 | 47.8083
5 | 29 | 8 | 21.97 | 22.0633 | 22.08 | 22.5467 | 52.93% | 58.9831 | 11.7966 | 11.7966 | 11.7966 | 1295.8581 | 260.2726 | 260.4693 | 265.9743 | 41.76% | 51.7013 | 1135.8775 | 0.0549% | 0.46198 | 10.416
5 | 29 | 9 | 19.8933 | 19.9867 | 20.0067 | 23.3067 | 60.25% | 67.142 | 13.4284 | 13.4284 | 13.4284 | 1335.6773 | 268.3888 | 268.6574 | 312.971 | 39.63% | 49.0594 | 975.9546 | 0.02153% | 0.1812 | 4.2231
5 | 29 | 10 | 18.6233 | 18.74 | 18.7533 | 29.29 | 65.39% | 72.8739 | 14.5748 | 14.5748 | 14.5748 | 1357.1544 | 273.1313 | 273.3256 | 426.8952 | 38.73% | 47.9475 | 892.9425 | 0.004908% | 0.041298 | 1.2096
5 | 29 | 11 | 21.8433 | 21.98 | 21.9867 | 29.66 | 65.13% | 72.5761 | 14.5152 | 14.5152 | 14.5152 | 1585.3032 | 319.0444 | 319.1411 | 430.5212 | 45.67% | 56.5471 | 1235.1771 | 0% | 0 | 0
5 | 29 | 12 | 35.34 | 35.4367 | 35.45 | 50.0767 | 62.07% | 69.1698 | 13.834 | 13.834 | 13.834 | 2444.4602 | 490.2293 | 490.4138 | 692.7584 | 46.71% | 57.8287 | 2043.6658 | 0% | 0 | 0
5 | 29 | 13 | 28.49 | 28.58 | 28.5833 | 29.4633 | 55.56% | 61.9111 | 12.3822 | 12.3822 | 12.3822 | 1763.848 | 353.884 | 353.9253 | 364.8216 | 48.63% | 60.2105 | 1715.3973 | 0% | 0 | 0
5 | 29 | 14 | 26.8233 | 26.9067 | 26.91 | 27.7833 | 50.61% | 56.401 | 11.2802 | 11.2802 | 11.2802 | 1512.8635 | 303.5127 | 303.5503 | 313.4017 | 47.44% | 58.728 | 1575.2808 | 0% | 0 | 0
5 | 29 | 15 | 34.0733 | 34.1367 | 34.1067 | 35 | 41.43% | 46.1729 | 9.2346 | 9.2346 | 9.2346 | 1573.2652 | 315.2379 | 314.9609 | 323.2104 | 51.49% | 63.7442 | 2171.9764 | 0.1975% | 1.6619 | 58.1672
5 | 29 | 16 | 35.7767 | 36.2367 | 39.8267 | 39.6867 | 32.73% | 36.4694 | 7.2939 | 7.2939 | 7.2939 | 1304.7527 | 264.3057 | 290.4907 | 289.4696 | 51.13% | 63.3052 | 2264.8498 | 0.6347% | 5.3405 | 211.9455
5 | 29 | 17 | 65.9567 | 69.6567 | 101.9033 | 96.6167 | 23.52% | 26.2091 | 5.2418 | 5.2418 | 5.2418 | 1728.6674 | 365.1282 | 534.1597 | 506.4479 | 47.37% | 58.6439 | 3867.9588 | 2.937% | 24.7161 | 2387.9875
5 | 29 | 18 | 45.7267 | 46.7733 | 55.4733 | 62.4467 | 6.242% | 6.9559 | 1.3912 | 1.3912 | 1.3912 | 318.0703 | 65.0702 | 77.1734 | 86.8746 | 44.08% | 54.5765 | 2495.603 | 3.978% | 33.4701 | 2090.0983
5 | 29 | 19 | 28.4433 | 29.3033 | 36.0033 | 57.54 | 1.102% | 1.2283 | 0.24566 | 0.24566 | 0.24566 | 34.9373 | 7.1987 | 8.8447 | 14.1354 | 59.15% | 73.2311 | 2082.9354 | 10.35% | 87.0571 | 5009.2655
5 | 29 | 20 | 44.6233 | 44.7567 | 46.9367 | 49.4567 | 0% | 0 | 0 | 0 | 0 | 0 | 0 | 0 | 0 | 58.05% | 71.8628 | 3206.7588 | 16.7% | 140.5605 | 6951.6514
5 | 29 | 21 | 29.2 | 29.25 | 29.22 | 29.5 | 0% | 0 | 0 | 0 | 0 | 0 | 0 | 0 | 0 | 56.14% | 69.5016 | 2029.4479 | 16.83% | 141.6487 | 4178.636
5 | 29 | 22 | 23.7467 | 23.8367 | 23.84 | 26.2267 | 0% | 0 | 0 | 0 | 0 | 0 | 0 | 0 | 0 | 41.93% | 51.9156 | 1232.8219 | 15.17% | 127.6177 | 3346.9856
5 | 29 | 23 | 22.4633 | 22.55 | 22.55 | 22.83 | 0% | 0 | 0 | 0 | 0 | 0 | 0 | 0 | 0 | 25.72% | 31.8446 | 715.3365 | 16.18% | 136.1321 | 3107.8959
5 | 30 | 0 | 39.95 | 40.04 | 40.0167 | 40.2933 | 0% | 0 | 0 | 0 | 0 | 0 | 0 | 0 | 0 | 20.87% | 25.8374 | 1032.206 | 25.65% | 215.8289 | 8696.4671
5 | 30 | 1 | 18.3433 | 18.4533 | 18.43 | 18.5467 | 0% | 0 | 0 | 0 | 0 | 0 | 0 | 0 | 0 | 13.52% | 16.7352 | 306.9795 | 34.89% | 293.6094 | 5445.4761
5 | 30 | 2 | 18.51 | 18.6167 | 18.5833 | 18.6933 | 0% | 0 | 0 | 0 | 0 | 0 | 0 | 0 | 0 | 11.86% | 14.6782 | 271.6943 | 43.78% | 368.3493 | 6885.6766
5 | 30 | 3 | 15.0333 | 15.0867 | 15.0867 | 15.1867 | 0% | 0 | 0 | 0 | 0 | 0 | 0 | 0 | 0 | 16.46% | 20.3736 | 306.2837 | 36.59% | 307.8876 | 4675.7871
5 | 30 | 4 | 16.95 | 16.9967 | 17.0067 | 17.1067 | 0.0005544% | 0.00061786 | 0.00012357 | 0.00012357 | 0.00012357 | 0.010473 | 0.0021003 | 0.0021016 | 0.0021139 | 23.4% | 28.9651 | 490.9581 | 22.25% | 187.2339 | 3202.9481
5 | 30 | 5 | 19.7533 | 19.86 | 19.85 | 19.8967 | 9.452% | 10.5333 | 2.1067 | 2.1067 | 2.1067 | 208.0684 | 41.8384 | 41.8173 | 41.9156 | 17.71% | 21.9288 | 433.167 | 14.06% | 118.3178 | 2354.1289
5 | 30 | 6 | 16.09 | 16.17 | 16.1767 | 16.32 | 27.54% | 30.6917 | 6.1383 | 6.1383 | 6.1383 | 493.83 | 99.2571 | 99.298 | 100.1778 | 13.46% | 16.6602 | 268.0633 | 7.727% | 65.0162 | 1061.0641
5 | 30 | 7 | 35.0033 | 34.9833 | 34.7067 | 32.7933 | 47.25% | 52.6518 | 10.5304 | 10.5304 | 10.5304 | 1842.9895 | 368.3873 | 365.4739 | 345.3258 | 20.61% | 25.5187 | 893.2397 | 2.036% | 17.1302 | 561.7576
5 | 30 | 8 | 28.68 | 28.78 | 28.8067 | 29.0767 | 59.98% | 66.8398 | 13.368 | 13.368 | 13.368 | 1916.9661 | 384.73 | 385.0865 | 388.6958 | 29.79% | 36.8784 | 1057.6728 | 1.207% | 10.153 | 295.2148
5 | 30 | 9 | 31.15 | 31.2367 | 31.25 | 31.54 | 65.03% | 72.4716 | 14.4943 | 14.4943 | 14.4943 | 2257.4917 | 452.7545 | 452.9478 | 457.1511 | 24.65% | 30.5174 | 950.6157 | 2.137% | 17.984 | 567.215
5 | 30 | 10 | 30.04 | 30.1367 | 30.14 | 30.45 | 64.88% | 72.3017 | 14.4603 | 14.4603 | 14.4603 | 2171.9441 | 435.7866 | 435.8348 | 440.3176 | 35.44% | 43.8759 | 1318.033 | 4.585% | 38.577 | 1174.6711
5 | 30 | 11 | 29.66 | 29.73 | 29.7267 | 29.9933 | 64.48% | 71.8563 | 14.3713 | 14.3713 | 14.3713 | 2131.2565 | 427.2573 | 427.2094 | 431.0417 | 42.31% | 52.3759 | 1553.4705 | 6.86% | 57.7239 | 1731.3317
5 | 30 | 12 | 37.0833 | 37.12 | 37.1 | 37.46 | 64.06% | 71.3854 | 14.2771 | 14.2771 | 14.2771 | 2647.2101 | 529.9655 | 529.68 | 534.8197 | 48.37% | 59.8874 | 2220.8251 | 10.96% | 92.2157 | 3454.3989
5 | 30 | 13 | 25.9667 | 25.9967 | 25.99 | 26.2667 | 62.08% | 69.1772 | 13.8354 | 13.8354 | 13.8354 | 1796.3013 | 359.6753 | 359.5831 | 363.4109 | 47.05% | 58.246 | 1512.4532 | 20.02% | 168.4957 | 4425.8201
5 | 30 | 14 | 22.1967 | 22.2567 | 22.25 | 22.48 | 55.95% | 62.3541 | 12.4708 | 12.4708 | 12.4708 | 1384.054 | 277.559 | 277.4759 | 280.3442 | 41.06% | 50.829 | 1128.2342 | 42.85% | 360.5844 | 8105.9364
5 | 30 | 15 | 27.0567 | 27.1067 | 27.0633 | 27.18 | 49.1% | 54.718 | 10.9436 | 10.9436 | 10.9436 | 1480.4857 | 296.6443 | 296.1701 | 297.4469 | 39.88% | 49.3707 | 1335.8054 | 64.3% | 541.0384 | 14705.423
5 | 30 | 16 | 32 | 32.0233 | 31.99 | 32.2533 | 40.17% | 44.7636 | 8.9527 | 8.9527 | 8.9527 | 1432.4343 | 286.6957 | 286.3973 | 288.7549 | 49.24% | 60.9557 | 1950.5838 | 61.01% | 513.3432 | 16557.0286
5 | 30 | 17 | 24.1967 | 24.27 | 24.2233 | 24.4067 | 24.67% | 27.49 | 5.498 | 5.498 | 5.498 | 665.1656 | 133.4363 | 133.1797 | 134.1877 | 55.46% | 68.6587 | 1661.3107 | 45.05% | 379.0929 | 9252.3939
5 | 30 | 18 | 26.0133 | 26.1167 | 26.0367 | 26.2067 | 6.911% | 7.7017 | 1.5403 | 1.5403 | 1.5403 | 200.346 | 40.2284 | 40.1051 | 40.367 | 48.97% | 60.6211 | 1576.9565 | 41.44% | 348.7127 | 9138.5988
5 | 30 | 19 | 22.5033 | 22.5967 | 22.5533 | 22.7133 | 0.03327% | 0.037072 | 0.0074144 | 0.0074144 | 0.0074144 | 0.83424 | 0.16754 | 0.16722 | 0.1684 | 58.88% | 72.8905 | 1640.2791 | 36.28% | 305.3127 | 6934.6685
5 | 30 | 20 | 19.3533 | 19.46 | 19.4033 | 19.53 | 0% | 0 | 0 | 0 | 0 | 0 | 0 | 0 | 0 | 54.78% | 67.8209 | 1312.5606 | 40.2% | 338.2482 | 6605.987
5 | 30 | 21 | 17.56 | 17.61 | 17.5967 | 17.7233 | 0% | 0 | 0 | 0 | 0 | 0 | 0 | 0 | 0 | 64.49% | 79.8369 | 1401.9354 | 41.07% | 345.5917 | 6125.0373
5 | 30 | 22 | 16.6467 | 16.7033 | 16.7167 | 16.87 | 0% | 0 | 0 | 0 | 0 | 0 | 0 | 0 | 0 | 38.26% | 47.3637 | 788.4474 | 36.79% | 309.5749 | 5222.5288
5 | 30 | 23 | 16.46 | 16.5367 | 16.5567 | 16.7067 | 0% | 0 | 0 | 0 | 0 | 0 | 0 | 0 | 0 | 36.78% | 45.5411 | 749.6063 | 24.96% | 210.0323 | 3508.9404
5 | 31 | 0 | 17.2733 | 17.33 | 17.3233 | 17.2767 | 0% | 0 | 0 | 0 | 0 | 0 | 0 | 0 | 0 | 35.8% | 44.3251 | 765.6428 | 15.67% | 131.8879 | 2278.5836
5 | 31 | 1 | 24.6833 | 24.7533 | 24.7967 | 24.9867 | 0% | 0 | 0 | 0 | 0 | 0 | 0 | 0 | 0 | 31.92% | 39.5129 | 975.31 | 9.697% | 81.5983 | 2038.8703
5 | 31 | 2 | 16.6033 | 16.6833 | 16.6967 | 16.82 | 0% | 0 | 0 | 0 | 0 | 0 | 0 | 0 | 0 | 44.71% | 55.3552 | 919.0803 | 8.347% | 70.2373 | 1181.3909
5 | 31 | 3 | 14.3133 | 14.3733 | 14.3933 | 14.5 | 0% | 0 | 0 | 0 | 0 | 0 | 0 | 0 | 0 | 39.58% | 49.0077 | 701.4629 | 10.34% | 86.9832 | 1261.2569
5 | 31 | 4 | 14.57 | 14.63 | 14.6433 | 14.75 | 0.056% | 0.062404 | 0.012481 | 0.012481 | 0.012481 | 0.90923 | 0.18259 | 0.18276 | 0.18409 | 24.2% | 29.9658 | 436.6017 | 7.85% | 66.058 | 974.3548
5 | 31 | 5 | 17.3167 | 17.4333 | 17.4067 | 17.4867 | 7.041% | 7.8469 | 1.5694 | 1.5694 | 1.5694 | 135.8815 | 27.3594 | 27.3175 | 27.4431 | 26.03% | 32.2241 | 558.0144 | 3.994% | 33.6095 | 587.7182
5 | 31 | 6 | 13.4633 | 13.5267 | 13.5333 | 13.6333 | 18.97% | 21.1371 | 4.2274 | 4.2274 | 4.2274 | 284.5758 | 57.1829 | 57.2111 | 57.6338 | 23.8% | 29.4704 | 396.7695 | 3.99% | 33.572 | 457.6983
5 | 31 | 7 | 19.8433 | 19.99 | 19.9467 | 19.9633 | 23.15% | 25.8001 | 5.16 | 5.16 | 5.16 | 511.9602 | 103.1489 | 102.9253 | 103.0113 | 32.18% | 39.843 | 790.6181 | 10.74% | 90.3572 | 1803.8313
5 | 31 | 8 | 34.54 | 34.6533 | 34.6667 | 34.9967 | 28.16% | 31.3813 | 6.2763 | 6.2763 | 6.2763 | 1083.9091 | 217.4931 | 217.5768 | 219.648 | 40.61% | 50.2787 | 1736.6273 | 14.26% | 120.0239 | 4200.435
5 | 31 | 9 | 22.1167 | 22.23 | 22.25 | 23.4633 | 33.98% | 37.8633 | 7.5727 | 7.5727 | 7.5727 | 837.4094 | 168.3401 | 168.4916 | 177.6797 | 52.51% | 65.0112 | 1437.8311 | 22.68% | 190.807 | 4476.9694
5 | 31 | 10 | 21.1 | 21.22 | 21.24 | 23.0967 | 40.9% | 45.5785 | 9.1157 | 9.1157 | 9.1157 | 961.707 | 193.4353 | 193.6176 | 210.5424 | 64.89% | 80.3344 | 1695.0551 | 38.28% | 322.1091 | 7439.6464
5 | 31 | 11 | 20.05 | 20.1533 | 20.1733 | 23.61 | 51.86% | 57.7869 | 11.5574 | 11.5574 | 11.5574 | 1158.6272 | 232.9197 | 233.1508 | 272.8697 | 76.88% | 95.1848 | 1908.4547 | 52.02% | 437.7264 | 10334.7204
5 | 31 | 12 | 19.8033 | 19.9067 | 19.9233 | 23.5667 | 57.75% | 64.3498 | 12.87 | 12.87 | 12.87 | 1274.3412 | 256.1981 | 256.4126 | 303.3022 | 88.99% | 110.173 | 2181.7933 | 61.11% | 514.2442 | 12119.0209
5 | 31 | 13 | 33.3567 | 34.1733 | 34.4933 | 34.7233 | 60.77% | 67.7252 | 13.545 | 13.545 | 13.545 | 2259.0876 | 462.8793 | 467.2137 | 470.3291 | 94.96% | 117.5653 | 3921.5849 | 59.18% | 497.9789 | 17291.4876
5 | 31 | 14 | 32.78 | 36.52 | 37.9933 | 37.8267 | 62.76% | 69.9328 | 13.9866 | 13.9866 | 13.9866 | 2292.3987 | 510.7895 | 531.3964 | 529.0653 | 95.12% | 117.7604 | 3860.1857 | 59.46% | 500.2895 | 18924.286
5 | 31 | 15 | 27.3867 | 29.9 | 30.8533 | 30.95 | 58.97% | 65.7141 | 13.1428 | 13.1428 | 13.1428 | 1799.6895 | 392.9702 | 405.4997 | 406.7701 | 94.49% | 116.9884 | 3203.9236 | 63.27% | 532.4109 | 16478.1172
5 | 31 | 16 | 26.63 | 28.94 | 29.7933 | 29.8733 | 46.48% | 51.801 | 10.3602 | 10.3602 | 10.3602 | 1379.4615 | 299.8244 | 308.6651 | 309.4939 | 86.81% | 107.4787 | 2862.1583 | 55.46% | 466.7062 | 13942.0706
5 | 31 | 17 | 24.77 | 26.8533 | 27.6067 | 27.7033 | 29.07% | 32.3927 | 6.4785 | 6.4785 | 6.4785 | 802.3675 | 173.9705 | 178.851 | 179.4772 | 73.09% | 90.4899 | 2241.4355 | 41.97% | 353.178 | 9784.2078
5 | 31 | 18 | 28.15 | 29.4867 | 29.96 | 30.0967 | 9.339% | 10.4073 | 2.0815 | 2.0815 | 2.0815 | 292.9651 | 61.3752 | 62.3605 | 62.6449 | 49.94% | 61.8324 | 1740.5818 | 66.59% | 560.3335 | 16864.1704
5 | 31 | 19 | 34.6733 | 34.9567 | 35.06 | 35.2867 | 0.3898% | 0.43436 | 0.086872 | 0.086872 | 0.086872 | 15.0606 | 3.0367 | 3.0457 | 3.0654 | 49.43% | 61.198 | 2121.9395 | 80.87% | 680.4905 | 24012.2417
5 | 31 | 20 | 26.67 | 26.77 | 26.7867 | 26.9867 | 0% | 0 | 0 | 0 | 0 | 0 | 0 | 0 | 0 | 52.04% | 64.4326 | 1718.4183 | 95.81% | 806.2249 | 21757.3225
5 | 31 | 21 | 23.36 | 23.4467 | 23.4867 | 23.6633 | 0% | 0 | 0 | 0 | 0 | 0 | 0 | 0 | 0 | 42.21% | 52.263 | 1220.8645 | 87.98% | 740.272 | 17517.3032
5 | 31 | 22 | 20.5 | 20.6267 | 20.6933 | 20.8867 | 0% | 0 | 0 | 0 | 0 | 0 | 0 | 0 | 0 | 33.42% | 41.3768 | 848.2249 | 74.21% | 624.4501 | 13042.681
5 | 31 | 23 | 21.06 | 21.1433 | 21.2 | 21.3767 | 0% | 0 | 0 | 0 | 0 | 0 | 0 | 0 | 0 | 22.26% | 27.5636 | 580.4899 | 66.32% | 558.0239 | 11928.6913
6 | 1 | 0 | 21.14 | 21.6467 | 21.5667 | 21.6467 | 0% | 0 | 0 | 0 | 0 | 0 | 0 | 0 | 0 | 18.81% | 23.287 | 492.287 | 56.72% | 477.2816 | 10331.5561
6 | 1 | 1 | 17.2967 | 17.4333 | 17.4133 | 17.5233 | 0% | 0 | 0 | 0 | 0 | 0 | 0 | 0 | 0 | 17.81% | 22.0458 | 381.318 | 40.95% | 344.5409 | 6037.5051
6 | 1 | 2 | 16.52 | 16.7033 | 16.6567 | 16.7433 | 0% | 0 | 0 | 0 | 0 | 0 | 0 | 0 | 0 | 13.44% | 16.6387 | 274.8717 | 28.01% | 235.6696 | 3945.8949
6 | 1 | 3 | 17.3033 | 17.53 | 17.4533 | 17.5333 | 0% | 0 | 0 | 0 | 0 | 0 | 0 | 0 | 0 | 12.06% | 14.9252 | 258.2552 | 14.62% | 123.0474 | 2157.4311
6 | 1 | 4 | 15.0767 | 15.2467 | 15.1967 | 15.2733 | 0.0005544% | 0.00061786 | 0.00012357 | 0.00012357 | 0.00012357 | 0.0093153 | 0.0018841 | 0.0018779 | 0.0018874 | 14.03% | 17.3687 | 261.8614 | 7.762% | 65.3121 | 997.5331
6 | 1 | 5 | 19.4533 | 19.6767 | 19.6 | 19.7 | 3.645% | 4.0618 | 0.81237 | 0.81237 | 0.81237 | 79.0162 | 15.9847 | 15.9224 | 16.0036 | 28.01% | 34.6784 | 674.6111 | 3.108% | 26.1514 | 515.1821
6 | 1 | 6 | 17.0067 | 17.2067 | 17.1433 | 17.2467 | 12.84% | 14.3035 | 2.8607 | 2.8607 | 2.8607 | 243.2554 | 49.2232 | 49.042 | 49.3377 | 24.55% | 30.393 | 516.8838 | 1.002% | 8.4355 | 145.4848
6 | 1 | 7 | 16.51 | 16.6233 | 16.62 | 16.7467 | 28.81% | 32.1054 | 6.4211 | 6.4211 | 6.4211 | 530.0603 | 106.7398 | 106.7184 | 107.5317 | 15.74% | 19.487 | 321.7306 | 0.267% | 2.2466 | 37.6238
6 | 1 | 8 | 17.53 | 17.64 | 17.65 | 17.8 | 36.72% | 40.9254 | 8.1851 | 8.1851 | 8.1851 | 717.4223 | 144.3848 | 144.4667 | 145.6944 | 13.67% | 16.9199 | 296.6064 | 0.4079% | 3.4326 | 61.1003
6 | 1 | 9 | 20.7067 | 20.8067 | 20.8233 | 21.35 | 47.45% | 52.8798 | 10.576 | 10.576 | 10.576 | 1094.9648 | 220.0506 | 220.2268 | 225.7968 | 15.14% | 18.7487 | 388.2224 | 0.7388% | 6.2166 | 132.7246
6 | 1 | 10 | 22.2567 | 22.3333 | 22.3767 | 22.8233 | 58.58% | 65.2834 | 13.0567 | 13.0567 | 13.0567 | 1452.9914 | 291.5993 | 292.1651 | 297.9971 | 19.58% | 24.2436 | 539.5816 | 2.177% | 18.3159 | 418.0288
6 | 1 | 11 | 23.7767 | 23.8633 | 23.9233 | 24.15 | 60.82% | 67.7796 | 13.5559 | 13.5559 | 13.5559 | 1611.5728 | 323.4894 | 324.3028 | 327.3754 | 25.49% | 31.555 | 750.2736 | 5.692% | 47.8991 | 1156.7626
6 | 1 | 12 | 23.9367 | 24.3033 | 24.4167 | 25.0833 | 56.46% | 62.9158 | 12.5832 | 12.5832 | 12.5832 | 1505.9939 | 305.8126 | 307.2387 | 315.6275 | 28.05% | 34.731 | 831.3444 | 11.98% | 100.8108 | 2528.6703
6 | 1 | 13 | 25.53 | 26.6567 | 27.0633 | 27.3867 | 40.76% | 45.4179 | 9.0836 | 9.0836 | 9.0836 | 1159.5187 | 242.1379 | 245.8319 | 248.7689 | 32.92% | 40.7509 | 1040.3699 | 20.4% | 171.6232 | 4700.1864
6 | 1 | 14 | 34.5 | 36.45 | 37.1533 | 37.3867 | 27.33% | 30.4526 | 6.0905 | 6.0905 | 6.0905 | 1050.6155 | 221.9996 | 226.2833 | 227.7044 | 43.12% | 53.3792 | 1841.584 | 30.79% | 259.062 | 9685.4632
6 | 1 | 15 | 30.4967 | 32.2867 | 32.95 | 33.2767 | 15.14% | 16.8757 | 3.3751 | 3.3751 | 3.3751 | 514.6525 | 108.972 | 111.2108 | 112.3134 | 39.08% | 48.3887 | 1475.6941 | 39.76% | 334.5357 | 11132.2341
6 | 1 | 16 | 44.7033 | 45.5433 | 45.8 | 46.1967 | 14.8% | 16.4877 | 3.2975 | 3.2975 | 3.2975 | 737.0542 | 150.1808 | 151.0271 | 152.3352 | 30.74% | 38.0634 | 1701.5631 | 53.37% | 449.0988 | 20746.8664
6 | 1 | 17 | 32.4867 | 33.03 | 33.0733 | 33.42 | 7.539% | 8.4011 | 1.6802 | 1.6802 | 1.6802 | 272.9233 | 55.4976 | 55.5704 | 56.1529 | 25.18% | 31.1742 | 1012.7444 | 63.72% | 536.1366 | 17917.6842
6 | 1 | 18 | 24.31 | 24.5733 | 24.54 | 24.7933 | 1.52% | 1.6942 | 0.33884 | 0.33884 | 0.33884 | 41.1855 | 8.3263 | 8.315 | 8.4009 | 21.06% | 26.0726 | 633.8249 | 74.73% | 628.8381 | 15590.9922
6 | 1 | 19 | 24.16 | 24.43 | 24.4033 | 26.1033 | 0.112% | 0.12481 | 0.024962 | 0.024962 | 0.024962 | 3.0154 | 0.60981 | 0.60915 | 0.65158 | 15.89% | 19.6678 | 475.1749 | 79.86% | 671.9982 | 17541.3939
6 | 1 | 20 | 22.01 | 22.5 | 22.6967 | 22.3167 | 0% | 0 | 0 | 0 | 0 | 0 | 0 | 0 | 0 | 16.06% | 19.88 | 437.5584 | 78.65% | 661.8033 | 14769.2447
6 | 1 | 21 | 21.4633 | 21.6533 | 21.6167 | 22.19 | 0% | 0 | 0 | 0 | 0 | 0 | 0 | 0 | 0 | 26.98% | 33.3983 | 716.8381 | 80.02% | 673.3101 | 14940.7505
6 | 1 | 22 | 21.8867 | 22.1867 | 22.1133 | 22.2667 | 0% | 0 | 0 | 0 | 0 | 0 | 0 | 0 | 0 | 33.35% | 41.2843 | 903.5759 | 79.06% | 665.2764 | 14813.4881
6 | 1 | 23 | 14.7133 | 14.1833 | 13.5233 | 10.8933 | 0% | 0 | 0 | 0 | 0 | 0 | 0 | 0 | 0 | 21.88% | 27.0917 | 398.6095 | 80.37% | 676.2418 | 7366.5269
6 | 2 | 0 | 8.1933 | 7.12 | 5.8133 | 15.4733 | 0% | 0 | 0 | 0 | 0 | 0 | 0 | 0 | 0 | 13.03% | 16.1356 | 132.2043 | 80.82% | 680.0893 | 10523.2483
6 | 2 | 1 | 20.6933 | 20.7667 | 20.7667 | 20.9267 | 0% | 0 | 0 | 0 | 0 | 0 | 0 | 0 | 0 | 9.851% | 12.1961 | 252.378 | 80.47% | 677.0808 | 14169.0446
6 | 2 | 2 | 19.7667 | 19.8467 | 19.87 | 20.02 | 0% | 0 | 0 | 0 | 0 | 0 | 0 | 0 | 0 | 9.36% | 11.5885 | 229.0663 | 77.29% | 650.3294 | 13019.5947
6 | 2 | 3 | 19.22 | 19.3033 | 19.3233 | 19.48 | 0% | 0 | 0 | 0 | 0 | 0 | 0 | 0 | 0 | 12.71% | 15.7356 | 302.4377 | 76.36% | 642.5287 | 12516.4596
6 | 2 | 4 | 16.8867 | 17.01 | 16.88 | 16.03 | 0.001109% | 0.0012357 | 0.00024715 | 0.00024715 | 0.00024715 | 0.020867 | 0.0042039 | 0.0041718 | 0.0039617 | 11.53% | 14.2751 | 241.0594 | 79.83% | 671.7638 | 10768.373
6 | 2 | 5 | 15.0733 | 15.1033 | 14.86 | 13.65 | 1.771% | 1.9741 | 0.39481 | 0.39481 | 0.39481 | 29.7559 | 5.963 | 5.8669 | 5.3892 | 8.393% | 10.3915 | 156.635 | 76.72% | 645.5726 | 8812.0661
6 | 2 | 6 | 5.3433 | 4.6567 | 6.0633 | 20.3133 | 7.197% | 8.0199 | 1.604 | 1.604 | 1.604 | 42.8528 | 7.4692 | 9.7254 | 32.582 | 9.583% | 11.8646 | 63.3963 | 59.71% | 502.4283 | 10205.9939
6 | 2 | 7 | 19.2867 | 19.3533 | 19.3933 | 19.6833 | 12.68% | 14.1318 | 2.8264 | 2.8264 | 2.8264 | 272.5547 | 54.6994 | 54.8124 | 55.6321 | 8.883% | 10.9981 | 212.1161 | 47.46% | 399.3334 | 7860.2116
6 | 2 | 8 | 20.6933 | 20.8433 | 20.83 | 21.0867 | 19.91% | 22.1825 | 4.4365 | 4.4365 | 4.4365 | 459.0304 | 92.4715 | 92.4124 | 93.5511 | 5.958% | 7.3766 | 152.6459 | 34.86% | 293.3044 | 6184.8121
6 | 2 | 9 | 25.55 | 25.77 | 25.7233 | 25.66 | 24.99% | 27.8508 | 5.5702 | 5.5702 | 5.5702 | 711.588 | 143.543 | 143.2831 | 142.9303 | 5.103% | 6.3174 | 161.4098 | 21.69% | 182.5494 | 4684.218
6 | 2 | 10 | 36.8267 | 36.9633 | 37.01 | 36.7433 | 27.58% | 30.7325 | 6.1465 | 6.1465 | 6.1465 | 1131.7761 | 227.1952 | 227.4821 | 225.843 | 4.54% | 5.6202 | 206.9729 | 13.17% | 110.8398 | 4072.6223
6 | 2 | 11 | 34.2167 | 34.35 | 34.37 | 34.7233 | 26.62% | 29.6618 | 5.9324 | 5.9324 | 5.9324 | 1014.9265 | 203.7763 | 203.8949 | 205.991 | 4.18% | 5.1753 | 177.0804 | 12.41% | 104.3855 | 3624.6139
6 | 2 | 12 | 38.9133 | 39.34 | 39.52 | 41.08 | 27.86% | 31.0513 | 6.2103 | 6.2103 | 6.2103 | 1208.3109 | 244.3119 | 245.4297 | 255.1177 | 4.111% | 5.0891 | 198.0338 | 11.98% | 100.7931 | 4140.5791
6 | 2 | 13 | 40.3933 | 40.8733 | 41.0633 | 41.0333 | 27.72% | 30.8882 | 6.1776 | 6.1776 | 6.1776 | 1247.678 | 252.5009 | 253.6746 | 253.4893 | 4.051% | 5.0149 | 202.5676 | 16.81% | 141.4859 | 5805.6381
6 | 2 | 14 | 35.38 | 36.6267 | 37.5667 | 39.69 | 24.24% | 27.0161 | 5.4032 | 5.4032 | 5.4032 | 955.8285 | 197.9017 | 202.9807 | 214.4535 | 3.548% | 4.3932 | 155.4304 | 14.8% | 124.5174 | 4942.0952
6 | 2 | 15 | 41.9867 | 43.6667 | 46.48 | 53.8367 | 14.74% | 16.4308 | 3.2862 | 3.2862 | 3.2862 | 689.876 | 143.496 | 152.741 | 176.9163 | 4.34% | 5.3736 | 225.621 | 4.395% | 36.9798 | 1990.8717
6 | 2 | 16 | 55.2767 | 56.33 | 56.84 | 58.5333 | 7.487% | 8.3436 | 1.6687 | 1.6687 | 1.6687 | 461.2078 | 93.9993 | 94.8503 | 97.676 | 6.077% | 7.5239 | 415.894 | 5.41% | 45.5248 | 2664.716
6 | 2 | 17 | 87.9167 | 88.58 | 88.3733 | 87.7333 | 4.205% | 4.6859 | 0.93717 | 0.93717 | 0.93717 | 411.9665 | 83.015 | 82.8213 | 82.2215 | 7.02% | 8.6914 | 764.1148 | 6.395% | 53.8094 | 4720.8776
6 | 2 | 18 | 173.1567 | 175.1867 | 174.3633 | 174.41 | 0.5145% | 0.57338 | 0.11468 | 0.11468 | 0.11468 | 99.2841 | 20.0896 | 19.9952 | 20.0005 | 5.676% | 7.0266 | 1216.6977 | 13.37% | 112.5308 | 19626.5054
6 | 2 | 19 | 63.78 | 64.61 | 64.25 | 64.44 | 0.01109% | 0.012357 | 0.0024715 | 0.0024715 | 0.0024715 | 0.78815 | 0.15968 | 0.15879 | 0.15926 | 10.6% | 13.1177 | 836.6458 | 23.74% | 199.7275 | 12870.4424
6 | 2 | 20 | 38.0967 | 38.76 | 38.49 | 38.37 | 0% | 0 | 0 | 0 | 0 | 0 | 0 | 0 | 0 | 8.305% | 10.2823 | 391.7221 | 17.35% | 146.0162 | 5602.6434
6 | 2 | 21 | 38.8067 | 38.61 | 38.0967 | 32.28 | 0% | 0 | 0 | 0 | 0 | 0 | 0 | 0 | 0 | 6.269% | 7.7614 | 301.1924 | 13.64% | 114.7714 | 3704.8198
6 | 2 | 22 | 26.28 | 26.7767 | 26.5733 | 26.5367 | 0% | 0 | 0 | 0 | 0 | 0 | 0 | 0 | 0 | 5.025% | 6.2215 | 163.5001 | 9.829% | 82.7105 | 2194.8603
6 | 2 | 23 | 26.05 | 26.5033 | 26.3233 | 26.3533 | 0% | 0 | 0 | 0 | 0 | 0 | 0 | 0 | 0 | 5.523% | 6.8371 | 178.1073 | 12.41% | 104.4598 | 2752.8643
6 | 3 | 0 | 23.44 | 23.6833 | 23.64 | 23.8933 | 0% | 0 | 0 | 0 | 0 | 0 | 0 | 0 | 0 | 4.057% | 5.0228 | 117.7333 | 9.596% | 80.7421 | 1929.198
6 | 3 | 1 | 19.7567 | 19.8633 | 19.88 | 20.0033 | 0% | 0 | 0 | 0 | 0 | 0 | 0 | 0 | 0 | 3.103% | 3.842 | 75.9042 | 12.8% | 107.7141 | 2154.6405
6 | 3 | 2 | 16.1733 | 16.2633 | 16.2233 | 16.16 | 0% | 0 | 0 | 0 | 0 | 0 | 0 | 0 | 0 | 3.317% | 4.1068 | 66.4207 | 13.43% | 112.9703 | 1825.5999
6 | 3 | 3 | 15.0133 | 15.0867 | 15.0467 | 14.9433 | 0% | 0 | 0 | 0 | 0 | 0 | 0 | 0 | 0 | 2.142% | 2.6523 | 39.8204 | 19.28% | 162.2632 | 2424.7524
6 | 3 | 4 | 18.7067 | 18.99 | 18.8633 | 18.8367 | 0.001663% | 0.0018536 | 0.00037072 | 0.00037072 | 0.00037072 | 0.034674 | 0.0070399 | 0.006993 | 0.0069831 | 1.559% | 1.9307 | 36.1167 | 36.4% | 306.2504 | 5768.7367
6 | 3 | 5 | 18.87 | 19.0633 | 18.9933 | 19.04 | 1.119% | 1.2468 | 0.24937 | 0.24937 | 0.24937 | 23.528 | 4.7538 | 4.7364 | 4.748 | 1.279% | 1.5835 | 29.8807 | 26.99% | 227.1396 | 4324.7377
6 | 3 | 6 | 18.4267 | 18.6667 | 18.58 | 18.6367 | 4.724% | 5.2642 | 1.0528 | 1.0528 | 1.0528 | 97.0016 | 19.653 | 19.5617 | 19.6214 | 0.4732% | 0.5858 | 10.7943 | 14.77% | 124.295 | 2316.4444
6 | 3 | 7 | 13.48 | 13.67 | 13.63 | 13.7167 | 6.978% | 7.7764 | 1.5553 | 1.5553 | 1.5553 | 104.8262 | 21.2607 | 21.1985 | 21.3333 | 0.546% | 0.67594 | 9.1116 | 11.65% | 98.0124 | 1344.4028
6 | 3 | 8 | 18.11 | 18.2833 | 18.2633 | 18.3967 | 8.695% | 9.6899 | 1.938 | 1.938 | 1.938 | 175.485 | 35.4329 | 35.3942 | 35.6526 | 0.1736% | 0.21489 | 3.8917 | 8.521% | 71.7024 | 1319.0843
6 | 3 | 9 | 18.5633 | 18.7533 | 18.71 | 18.7467 | 11.33% | 12.6242 | 2.5248 | 2.5248 | 2.5248 | 234.3469 | 47.3491 | 47.2397 | 47.3323 | 0.2942% | 0.36425 | 6.7618 | 2.957% | 24.8802 | 466.4207
6 | 3 | 10 | 14.9833 | 14.9567 | 14.8533 | 14.02 | 13.29% | 14.8102 | 2.962 | 2.962 | 2.962 | 221.9059 | 44.3022 | 43.9961 | 41.5277 | 0.6995% | 0.86599 | 12.9754 | 0.5924% | 4.9851 | 69.8905
6 | 3 | 11 | 16.5867 | 16.7467 | 16.6833 | 16.4567 | 13.9% | 15.4948 | 3.099 | 3.099 | 3.099 | 257.0066 | 51.8972 | 51.7009 | 50.9985 | 2.184% | 2.7042 | 44.853 | 0.08772% | 0.7381 | 12.1466
6 | 3 | 12 | 14.9467 | 15.0567 | 14.98 | 14.5433 | 13.42% | 14.9498 | 2.99 | 2.99 | 2.99 | 223.4499 | 45.0189 | 44.7897 | 43.484 | 3.741% | 4.631 | 69.2181 | 0.08805% | 0.74092 | 10.7754
6 | 3 | 13 | -63.73 | 30.24 | 67.3733 | 62.8667 | 12.84% | 14.3103 | 2.8621 | 2.8621 | 2.8621 | -911.9973 | 86.5489 | 192.8269 | 179.9285 | 4.369% | 5.4086 | -344.6873 | 0.3529% | 2.9696 | 186.6902
6 | 3 | 14 | -6.3767 | 21.7733 | 32.8567 | 32.1267 | 11.8% | 13.1531 | 2.6306 | 2.6306 | 2.6306 | -83.8728 | 57.2772 | 86.4332 | 84.5129 | 7.159% | 8.8638 | -56.5214 | 0.8292% | 6.977 | 224.1487
6 | 3 | 15 | -0.86 | 16.8867 | 23.8167 | 23.6233 | 9.435% | 10.5142 | 2.1028 | 2.1028 | 2.1028 | -9.0422 | 35.5099 | 50.0825 | 49.676 | 8.795% | 10.8881 | -9.3638 | 1.417% | 11.9261 | 281.7351
6 | 3 | 16 | 3.85 | 16.5433 | 21.4533 | 21.35 | 4.03% | 4.4906 | 0.89813 | 0.89813 | 0.89813 | 17.2889 | 14.858 | 19.2678 | 19.175 | 8.661% | 10.7229 | 41.283 | 1.053% | 8.8582 | 189.1221
6 | 3 | 17 | 5.7433 | 18.43 | 23.3567 | 23.26 | 1.109% | 1.2357 | 0.24715 | 0.24715 | 0.24715 | 7.0972 | 4.5549 | 5.7725 | 5.7486 | 8.792% | 10.8848 | 62.5151 | 0.5335% | 4.489 | 104.413
6 | 3 | 18 | 9.0167 | 19.7567 | 23.9267 | 23.88 | 0.1453% | 0.16188 | 0.032376 | 0.032376 | 0.032376 | 1.4596 | 0.63964 | 0.77465 | 0.77314 | 14.36% | 17.7725 | 160.2492 | 1.019% | 8.5723 | 204.7063
6 | 3 | 19 | 11.3767 | 19.5667 | 22.8267 | 22.7033 | 0% | 0 | 0 | 0 | 0 | 0 | 0 | 0 | 0 | 28.48% | 35.2624 | 401.1689 | 1.083% | 9.1105 | 206.8383
6 | 3 | 20 | 22.3767 | 30.5867 | 29.6133 | 28.8067 | 0% | 0 | 0 | 0 | 0 | 0 | 0 | 0 | 0 | 26.69% | 33.0382 | 739.2845 | 1.916% | 16.1248 | 464.5023
6 | 3 | 21 | 20.72 | 21.53 | 21.45 | 21.2467 | 0% | 0 | 0 | 0 | 0 | 0 | 0 | 0 | 0 | 23.64% | 29.2655 | 606.3818 | 2.672% | 22.4836 | 477.7014
6 | 3 | 22 | 18.4533 | 18.6967 | 18.6333 | 18.73 | 0% | 0 | 0 | 0 | 0 | 0 | 0 | 0 | 0 | 18.8% | 23.2777 | 429.5504 | 2.99% | 25.1567 | 471.1852
6 | 3 | 23 | 20.2 | 20.7733 | 20.5533 | 20.65 | 0% | 0 | 0 | 0 | 0 | 0 | 0 | 0 | 0 | 13.38% | 16.5596 | 334.5035 | 6.196% | 52.1373 | 1076.6355
6 | 4 | 0 | 18.18 | 18.5533 | 18.42 | 18.52 | 0% | 0 | 0 | 0 | 0 | 0 | 0 | 0 | 0 | 12.03% | 14.8977 | 270.8405 | 8.429% | 70.9269 | 1313.567
6 | 4 | 1 | 16.9533 | 17.2567 | 17.1433 | 17.2233 | 0% | 0 | 0 | 0 | 0 | 0 | 0 | 0 | 0 | 12.71% | 15.7303 | 266.6812 | 10.93% | 91.9523 | 1583.7249
6 | 4 | 2 | 12.85 | 13.0567 | 12.9833 | 13.0467 | 0% | 0 | 0 | 0 | 0 | 0 | 0 | 0 | 0 | 8.513% | 10.5391 | 135.4278 | 12.95% | 108.9317 | 1421.1953
6 | 4 | 3 | 14.8867 | 15.1033 | 15.02 | 15.09 | 0% | 0 | 0 | 0 | 0 | 0 | 0 | 0 | 0 | 7.012% | 8.6812 | 129.2347 | 11.19% | 94.1691 | 1421.0115
6 | 4 | 4 | 15.1167 | 15.3133 | 15.24 | 15.31 | 0% | 0 | 0 | 0 | 0 | 0 | 0 | 0 | 0 | 6.56% | 8.1221 | 122.7798 | 6.638% | 55.8547 | 855.1362
6 | 4 | 5 | 14.7667 | 14.8533 | 14.8367 | 14.9267 | 2.754% | 3.0689 | 0.61379 | 0.61379 | 0.61379 | 45.3178 | 9.1168 | 9.1065 | 9.1618 | 5.419% | 6.7085 | 99.0623 | 6.56% | 55.1993 | 823.9413
6 | 4 | 6 | 14.4467 | 14.5133 | 14.5 | 14.59 | 10.94% | 12.1861 | 2.4372 | 2.4372 | 2.4372 | 176.0488 | 35.3722 | 35.3397 | 35.5591 | 2.791% | 3.4556 | 49.9225 | 7.23% | 60.8376 | 887.6204
6 | 4 | 7 | 14.8833 | 14.9733 | 14.9667 | 14.9867 | 17.54% | 19.5467 | 3.9093 | 3.9093 | 3.9093 | 290.9203 | 58.5359 | 58.5098 | 58.588 | 2.002% | 2.4785 | 36.889 | 9.384% | 78.9606 | 1183.3565
6 | 4 | 8 | 16.7167 | 16.8033 | 16.8167 | 16.9567 | 23.6% | 26.2944 | 5.2589 | 5.2589 | 5.2589 | 439.5548 | 88.3667 | 88.4368 | 89.1731 | 1.413% | 1.7488 | 29.2343 | 9.511% | 80.0333 | 1357.0986
6 | 4 | 9 | 19.7233 | 19.8233 | 19.8367 | 19.9667 | 30.67% | 34.1734 | 6.8347 | 6.8347 | 6.8347 | 674.0133 | 135.4861 | 135.5773 | 136.4658 | 0.9135% | 1.1309 | 22.3053 | 8.812% | 74.1477 | 1480.4822
6 | 4 | 10 | 18.9933 | 19.1033 | 19.12 | 19.1767 | 28.55% | 31.8119 | 6.3624 | 6.3624 | 6.3624 | 604.2144 | 121.5428 | 121.6488 | 122.0093 | 1.597% | 1.9773 | 37.5551 | 6.801% | 57.2266 | 1097.4151
6 | 4 | 11 | 19.4167 | 19.53 | 19.5567 | 19.5767 | 27.6% | 30.7616 | 6.1523 | 6.1523 | 6.1523 | 597.2869 | 120.1546 | 120.3187 | 120.4417 | 1.859% | 2.3016 | 44.6892 | 4.308% | 36.2486 | 709.6264
6 | 4 | 12 | 20.1233 | 20.2467 | 20.2733 | 20.2267 | 24.41% | 27.207 | 5.4414 | 5.4414 | 5.4414 | 547.4953 | 110.1702 | 110.3153 | 110.0613 | 1.768% | 2.1883 | 44.0353 | 1.892% | 15.9233 | 322.0744
6 | 4 | 13 | 19.5533 | 19.6767 | 19.6967 | 19.65 | 20.9% | 23.2873 | 4.6575 | 4.6575 | 4.6575 | 455.3436 | 91.6431 | 91.7363 | 91.5189 | 2.229% | 2.7599 | 53.9649 | 0.3385% | 2.8481 | 55.965
6 | 4 | 14 | 20.44 | 20.58 | 20.6 | 20.5867 | 18.58% | 20.7064 | 4.1413 | 4.1413 | 4.1413 | 423.2398 | 85.2277 | 85.3106 | 85.2554 | 2.334% | 2.8892 | 59.055 | 0.1249% | 1.0511 | 21.6383
6 | 4 | 15 | 21.34 | 21.48 | 21.5133 | 21.5967 | 16.82% | 18.7447 | 3.7489 | 3.7489 | 3.7489 | 400.0126 | 80.5274 | 80.6523 | 80.9648 | 2.717% | 3.3634 | 71.7749 | 0.5232% | 4.4028 | 95.0853
6 | 4 | 16 | 23.0467 | 23.2067 | 23.2433 | 23.3033 | 13.43% | 14.9646 | 2.9929 | 2.9929 | 2.9929 | 344.8852 | 69.4559 | 69.5657 | 69.7452 | 3.144% | 3.892 | 89.6979 | 0.6548% | 5.5097 | 128.3948
6 | 4 | 17 | 25.0367 | 25.2633 | 25.3167 | 25.3667 | 6.944% | 7.7381 | 1.5476 | 1.5476 | 1.5476 | 193.7367 | 39.0981 | 39.1807 | 39.2581 | 3.751% | 4.6439 | 116.267 | 0.3629% | 3.0535 | 77.4575
6 | 4 | 18 | 21.1667 | 21.3033 | 21.3167 | 21.3933 | 1.693% | 1.8863 | 0.37727 | 0.37727 | 0.37727 | 39.9275 | 8.0371 | 8.0421 | 8.071 | 7.82% | 9.6815 | 204.9248 | 0.3757% | 3.1613 | 67.6312
6 | 4 | 19 | 20.11 | 20.22 | 20.2267 | 20.3233 | 0.00998% | 0.011122 | 0.0022243 | 0.0022243 | 0.0022243 | 0.22365 | 0.044975 | 0.04499 | 0.045205 | 33.35% | 41.2848 | 830.2377 | 0.5132% | 4.318 | 87.7554
6 | 4 | 20 | 22.0233 | 22.1267 | 22.1433 | 22.25 | 0% | 0 | 0 | 0 | 0 | 0 | 0 | 0 | 0 | 42.56% | 52.691 | 1160.4312 | 0.2989% | 2.5148 | 55.9551
6 | 4 | 21 | 20.3033 | 20.4033 | 20.4233 | 20.55 | 0% | 0 | 0 | 0 | 0 | 0 | 0 | 0 | 0 | 35.77% | 44.288 | 899.1948 | 0.03533% | 0.29731 | 6.1097
6 | 4 | 22 | 17.1367 | 17.23 | 17.23 | 17.2033 | 0% | 0 | 0 | 0 | 0 | 0 | 0 | 0 | 0 | 27.19% | 33.66 | 576.8207 | 0.01551% | 0.13053 | 2.2455
6 | 4 | 23 | 19.32 | 19.5 | 19.4633 | 19.52 | 0% | 0 | 0 | 0 | 0 | 0 | 0 | 0 | 0 | 25.12% | 31.1025 | 600.9012 | 0.008187% | 0.06889 | 1.3447
6 | 5 | 0 | 18.89 | 19.1933 | 19.01 | 18.9633 | 0% | 0 | 0 | 0 | 0 | 0 | 0 | 0 | 0 | 19.16% | 23.723 | 448.1279 | 0.008815% | 0.074176 | 1.4066
6 | 5 | 1 | 16.4133 | 16.6367 | 16.5267 | 16.56 | 0% | 0 | 0 | 0 | 0 | 0 | 0 | 0 | 0 | 14.04% | 17.3854 | 285.3527 | 0.1999% | 1.6817 | 27.8495
6 | 5 | 2 | 17.8767 | 18.1167 | 18.03 | 18.0833 | 0% | 0 | 0 | 0 | 0 | 0 | 0 | 0 | 0 | 10.13% | 12.5454 | 224.2704 | 1.821% | 15.3221 | 277.0738
6 | 5 | 3 | 15.66 | 15.8033 | 15.75 | 15.8 | 0% | 0 | 0 | 0 | 0 | 0 | 0 | 0 | 0 | 11.02% | 13.6431 | 213.6511 | 6.668% | 56.107 | 886.4899
6 | 5 | 4 | 16.0533 | 16.1567 | 16.1333 | 16.2033 | 0.007762% | 0.0086501 | 0.00173 | 0.00173 | 0.00173 | 0.13886 | 0.027951 | 0.027911 | 0.028032 | 10.11% | 12.5148 | 200.905 | 13.52% | 113.8037 | 1843.9991
6 | 5 | 5 | 14.1867 | 14.3633 | 14.28 | 14.2067 | 5.872% | 6.5432 | 1.3086 | 1.3086 | 1.3086 | 92.8258 | 18.7963 | 18.6873 | 18.5913 | 8.239% | 10.1997 | 144.7 | 21.47% | 180.6967 | 2567.0975
6 | 5 | 6 | 14.24 | 14.34 | 14.33 | 14.2767 | 22.73% | 25.3349 | 5.067 | 5.067 | 5.067 | 360.7684 | 72.6604 | 72.6097 | 72.3395 | 4.864% | 6.0222 | 85.7564 | 33.09% | 278.4763 | 3975.7133
6 | 5 | 7 | 18.7833 | 18.7133 | 18.6967 | 15.5767 | 41.99% | 46.7939 | 9.3588 | 9.3588 | 9.3588 | 878.9448 | 175.1339 | 174.9779 | 145.7785 | 0.876% | 1.0845 | 20.3708 | 47.5% | 399.6708 | 6225.5384
6 | 5 | 8 | 18.8133 | 18.8967 | 18.7667 | 17.2333 | 53.21% | 59.2994 | 11.8599 | 11.8599 | 11.8599 | 1115.6198 | 224.1123 | 222.5705 | 204.3853 | 0.6173% | 0.76421 | 14.3773 | 55.5% | 467.0484 | 8048.8001
6 | 5 | 9 | 21.22 | 21.33 | 21.3333 | 21.08 | 57.9% | 64.5241 | 12.9048 | 12.9048 | 12.9048 | 1369.2008 | 275.2597 | 275.3027 | 272.0335 | 1.404% | 1.738 | 36.8808 | 60.31% | 507.446 | 10696.9614
6 | 5 | 10 | 20.3233 | 20.4133 | 20.45 | 20.5567 | 53.95% | 60.1212 | 12.0242 | 12.0242 | 12.0242 | 1221.8627 | 245.4547 | 245.8956 | 247.1782 | 2.381% | 2.9481 | 59.916 | 68.07% | 572.7638 | 11774.114
6 | 5 | 11 | 20.46 | 20.53 | 20.52 | 20.5867 | 44.94% | 50.0778 | 10.0156 | 10.0156 | 10.0156 | 1024.592 | 205.6195 | 205.5193 | 206.187 | 3.482% | 4.3113 | 88.2088 | 73.24% | 616.274 | 12687.0273
6 | 5 | 12 | 4.9233 | 4.4867 | 4.02 | 10.29 | 38.62% | 43.0354 | 8.6071 | 8.6071 | 8.6071 | 211.8777 | 38.6171 | 34.6005 | 88.5669 | 5.058% | 6.2626 | 30.8329 | 78.17% | 657.7758 | 6768.5125
6 | 5 | 13 | 20.99 | 21.0967 | 21.13 | 21.73 | 42.3% | 47.1337 | 9.4267 | 9.4267 | 9.4267 | 989.3362 | 198.8728 | 199.187 | 204.843 | 7.208% | 8.9243 | 187.3204 | 80.27% | 675.4314 | 14677.1234
6 | 5 | 14 | 22.43 | 22.5667 | 22.61 | 23.5833 | 41.97% | 46.7753 | 9.3551 | 9.3551 | 9.3551 | 1049.1707 | 211.1127 | 211.5181 | 220.6237 | 6.644% | 8.2257 | 184.5023 | 84.38% | 709.9836 | 16743.7794
6 | 5 | 15 | 21.27 | 22.6433 | 23.4267 | 23.76 | 34.09% | 37.9912 | 7.5982 | 7.5982 | 7.5982 | 808.0722 | 172.0494 | 178.0013 | 180.534 | 6.251% | 7.7389 | 164.6069 | 83.73% | 704.5483 | 16740.0669
6 | 5 | 16 | 22.3633 | 23.9967 | 24.91 | 25.4067 | 26.01% | 28.9883 | 5.7977 | 5.7977 | 5.7977 | 648.2747 | 139.1245 | 144.4196 | 147.2992 | 6.069% | 7.5132 | 168.0195 | 80.82% | 680.0534 | 17277.8904
6 | 5 | 17 | 25.3033 | 27.1767 | 28.2267 | 28.29 | 18.91% | 21.0741 | 4.2148 | 4.2148 | 4.2148 | 533.2444 | 114.5446 | 118.9702 | 119.2371 | 3.195% | 3.956 | 100.1005 | 82.9% | 697.5504 | 19733.7016
6 | 5 | 18 | 26.3967 | 26.91 | 27.2367 | 29.4033 | 5.352% | 5.9636 | 1.1927 | 1.1927 | 1.1927 | 157.4196 | 32.0962 | 32.4858 | 35.07 | 3.381% | 4.1857 | 110.4897 | 79% | 664.7172 | 19544.9027
6 | 5 | 19 | 19.8267 | 20.1733 | 20.39 | 21.2833 | 0.002218% | 0.0024715 | 0.00049429 | 0.00049429 | 0.00049429 | 0.049001 | 0.0099715 | 0.010079 | 0.01052 | 5.197% | 6.434 | 127.5638 | 68.52% | 576.5454 | 12270.8074
6 | 5 | 20 | 12.08 | 13.9833 | 29.6133 | 28.3767 | 0% | 0 | 0 | 0 | 0 | 0 | 0 | 0 | 0 | 3.808% | 4.7146 | 56.9523 | 59.6% | 501.4671 | 14229.9643
6 | 5 | 21 | 11.89 | 13.4967 | 27.3133 | 27.6133 | 0% | 0 | 0 | 0 | 0 | 0 | 0 | 0 | 0 | 4.742% | 5.8708 | 69.8041 | 58.51% | 492.3216 | 13594.6403
6 | 5 | 22 | 8.6833 | 9.9933 | 21.5733 | 23.0833 | 0% | 0 | 0 | 0 | 0 | 0 | 0 | 0 | 0 | 7.298% | 9.0352 | 78.4555 | 52.29% | 440.0265 | 10157.2785
6 | 5 | 23 | 9.64 | 10.59 | 19.5467 | 22.3633 | 0% | 0 | 0 | 0 | 0 | 0 | 0 | 0 | 0 | 11.79% | 14.5985 | 140.7294 | 39.62% | 333.4155 | 7456.2827
6 | 6 | 0 | 16.95 | 17.6367 | 23.0167 | 23.1333 | 0% | 0 | 0 | 0 | 0 | 0 | 0 | 0 | 0 | 17.34% | 21.4647 | 363.8267 | 32.36% | 272.2677 | 6298.4587
6 | 6 | 1 | 17.4233 | 17.8133 | 20.43 | 20.3367 | 0% | 0 | 0 | 0 | 0 | 0 | 0 | 0 | 0 | 24.56% | 30.4071 | 529.7935 | 30.55% | 257.079 | 5228.1302
6 | 6 | 2 | 16.4 | 16.5333 | 16.86 | 16.9633 | 0% | 0 | 0 | 0 | 0 | 0 | 0 | 0 | 0 | 27.29% | 33.7813 | 554.0125 | 27.1% | 228.0532 | 3868.5427
6 | 6 | 3 | 15.44 | 15.5267 | 15.54 | 15.66 | 0% | 0 | 0 | 0 | 0 | 0 | 0 | 0 | 0 | 22.03% | 27.2682 | 421.0214 | 27.27% | 229.4959 | 3593.9057
6 | 6 | 4 | 13.7 | 13.8067 | 13.8067 | 13.9 | 0.1037% | 0.11554 | 0.023108 | 0.023108 | 0.023108 | 1.5829 | 0.31905 | 0.31905 | 0.3212 | 20.31% | 25.1435 | 344.4662 | 19.96% | 167.9701 | 2334.7843
6 | 6 | 5 | 17.9333 | 18.0333 | 18.0467 | 18.18 | 10.64% | 11.8593 | 2.3719 | 2.3719 | 2.3719 | 212.6762 | 42.7724 | 42.804 | 43.1203 | 22.11% | 27.3779 | 490.9779 | 14.4% | 121.2116 | 2203.6264
6 | 6 | 6 | 17.47 | 17.5633 | 17.5833 | 17.8033 | 28.56% | 31.8317 | 6.3663 | 6.3663 | 6.3663 | 556.0997 | 111.8141 | 111.9415 | 113.3421 | 12.4% | 15.3505 | 268.1741 | 9.187% | 77.3031 | 1376.2529
6 | 6 | 7 | 22.1467 | 22.2367 | 22.38 | 23.56 | 47.4% | 52.8248 | 10.565 | 10.565 | 10.565 | 1169.8939 | 234.9296 | 236.4439 | 248.9106 | 7.54% | 9.3353 | 206.7448 | 4.014% | 33.7757 | 795.7547
6 | 6 | 8 | 19.4967 | 19.5933 | 19.8467 | 22.5433 | 59.22% | 65.9989 | 13.1998 | 13.1998 | 13.1998 | 1286.7588 | 258.6277 | 261.9717 | 297.5671 | 14.07% | 17.4244 | 339.7174 | 1.609% | 13.5378 | 305.1878
6 | 6 | 9 | 22.04 | 22.15 | 22.2367 | 24.0467 | 60.6% | 67.5263 | 13.5053 | 13.5053 | 13.5053 | 1488.279 | 299.1414 | 300.3118 | 324.7563 | 19.88% | 24.6075 | 542.3502 | 0.6764% | 5.6918 | 136.8696
6 | 6 | 10 | 21.3867 | 21.5233 | 21.7333 | 26.1867 | 59.81% | 66.6557 | 13.3311 | 13.3311 | 13.3311 | 1425.5432 | 286.9306 | 289.7301 | 349.0981 | 26.41% | 32.7025 | 699.3984 | 0.1601% | 1.3469 | 35.2699
6 | 6 | 11 | 25.5967 | 25.86 | 26 | 29.5133 | 49.52% | 55.1857 | 11.0371 | 11.0371 | 11.0371 | 1412.5696 | 285.4204 | 286.9656 | 325.7427 | 29.02% | 35.9246 | 919.5489 | 0.07833% | 0.6591 | 19.4521
6 | 6 | 12 | 37.9867 | 39.2533 | 40.1733 | 43.21 | 45.63% | 50.8464 | 10.1693 | 10.1693 | 10.1693 | 1931.4865 | 399.1784 | 408.5341 | 439.4149 | 33.59% | 41.5855 | 1579.6935 | 0.6411% | 5.3943 | 233.0888
6 | 6 | 13 | 28.04 | 30.1333 | 31.46 | 32.39 | 41.97% | 46.7741 | 9.3548 | 9.3548 | 9.3548 | 1311.5457 | 281.8919 | 294.3026 | 303.0026 | 38.49% | 47.6564 | 1336.2843 | 2.525% | 21.2453 | 688.1355
6 | 6 | 14 | 51.81 | 53.82 | 54.78 | 54.8167 | 36.84% | 41.0514 | 8.2103 | 8.2103 | 8.2103 | 2126.8755 | 441.8778 | 449.7597 | 450.0607 | 39.83% | 49.3133 | 2554.9204 | 4.619% | 38.8684 | 2130.6378
6 | 6 | 15 | 30.8667 | 33.4933 | 35.0933 | 35.0633 | 28.33% | 31.5728 | 6.3146 | 6.3146 | 6.3146 | 974.5474 | 211.4957 | 221.599 | 221.4096 | 41.77% | 51.7088 | 1596.0792 | 8.801% | 74.0587 | 2596.7439
6 | 6 | 16 | 31.16 | 36.6033 | 40.1 | 40.1 | 17.51% | 19.5096 | 3.9019 | 3.9019 | 3.9019 | 607.9206 | 142.8236 | 156.4674 | 156.4674 | 36.72% | 45.4561 | 1416.4134 | 17.32% | 145.7627 | 5845.0855
6 | 6 | 17 | 29.0833 | 32.77 | 35.15 | 35.1933 | 6.168% | 6.8731 | 1.3746 | 1.3746 | 1.3746 | 199.893 | 45.0464 | 48.318 | 48.3775 | 31.21% | 38.6341 | 1123.6078 | 25.94% | 218.2485 | 7680.891
6 | 6 | 18 | 22.92 | 24.33 | 25.17 | 24.98 | 1.463% | 1.6305 | 0.32611 | 0.32611 | 0.32611 | 37.372 | 7.9342 | 8.2081 | 8.1462 | 24.89% | 30.8115 | 706.2003 | 42% | 353.3903 | 8827.6893
6 | 6 | 19 | 21.6667 | 22.58 | 23.06 | 25.58 | 0.01941% | 0.021625 | 0.004325 | 0.004325 | 0.004325 | 0.46855 | 0.097659 | 0.099735 | 0.11063 | 37.2% | 46.0546 | 997.8496 | 57.69% | 485.4587 | 12418.0333
6 | 6 | 20 | 21.2667 | 22.4233 | 23.0067 | 24.4967 | 0% | 0 | 0 | 0 | 0 | 0 | 0 | 0 | 0 | 41.26% | 51.0788 | 1086.2767 | 68.51% | 576.4912 | 14122.1122
6 | 6 | 21 | 20.1633 | 20.9333 | 21.3033 | 22.4333 | 0% | 0 | 0 | 0 | 0 | 0 | 0 | 0 | 0 | 33.32% | 41.247 | 831.678 | 72.62% | 611.0641 | 13708.2042
6 | 6 | 22 | 18.6067 | 18.73 | 18.75 | 20.8367 | 0% | 0 | 0 | 0 | 0 | 0 | 0 | 0 | 0 | 24.93% | 30.8633 | 574.2635 | 75.96% | 639.1471 | 13317.6943
6 | 6 | 23 | 17.4933 | 17.5967 | 17.6267 | 18.4867 | 0% | 0 | 0 | 0 | 0 | 0 | 0 | 0 | 0 | 17.2% | 21.2975 | 372.5641 | 74.77% | 629.1391 | 11630.6849
6 | 7 | 0 | 17.1733 | 17.28 | 17.3 | 17.4433 | 0% | 0 | 0 | 0 | 0 | 0 | 0 | 0 | 0 | 8.779% | 10.869 | 186.657 | 71.94% | 605.3249 | 10558.8836
6 | 7 | 1 | 13.7067 | 13.82 | 13.8167 | 13.91 | 0% | 0 | 0 | 0 | 0 | 0 | 0 | 0 | 0 | 5.896% | 7.2994 | 100.0499 | 68.28% | 574.5539 | 7992.0451
6 | 7 | 2 | 12.5833 | 12.7067 | 12.6867 | 12.7567 | 0% | 0 | 0 | 0 | 0 | 0 | 0 | 0 | 0 | 3.941% | 4.8792 | 61.3961 | 63.24% | 532.1426 | 6788.3661
6 | 7 | 3 | 15.3133 | 15.4467 | 15.4167 | 15.4967 | 0% | 0 | 0 | 0 | 0 | 0 | 0 | 0 | 0 | 3.928% | 4.8631 | 74.4709 | 50.49% | 424.8443 | 6583.6708
6 | 7 | 4 | 15.1267 | 15.1967 | 15.21 | 15.2967 | 0.003881% | 0.004325 | 0.00086501 | 0.00086501 | 0.00086501 | 0.065423 | 0.013145 | 0.013157 | 0.013232 | 2.507% | 3.1044 | 46.959 | 33.99% | 285.9805 | 4374.5479
6 | 7 | 5 | 15.7533 | 15.83 | 15.84 | 15.94 | 2.527% | 2.8156 | 0.56312 | 0.56312 | 0.56312 | 44.3551 | 8.9142 | 8.9198 | 8.9761 | 0.9983% | 1.2359 | 19.4697 | 21.61% | 181.8696 | 2899.0015
6 | 7 | 6 | 13.6133 | 13.6867 | 13.6933 | 13.8367 | 7.462% | 8.3152 | 1.663 | 1.663 | 1.663 | 113.1976 | 22.7615 | 22.7726 | 23.0109 | 0.2852% | 0.35309 | 4.8067 | 9.972% | 83.9096 | 1161.0296
6 | 7 | 7 | 16.33 | 16.41 | 16.4167 | 18.1333 | 8.043% | 8.9627 | 1.7925 | 1.7925 | 1.7925 | 146.3613 | 29.4157 | 29.4276 | 32.5048 | 0.1187% | 0.14692 | 2.3991 | 3.392% | 28.5435 | 517.5888
6 | 7 | 8 | 18.4667 | 18.63 | 18.5633 | 20.0367 | 9.668% | 10.7743 | 2.1549 | 2.1549 | 2.1549 | 198.9654 | 40.145 | 40.0014 | 43.1762 | 0.3774% | 0.46725 | 8.6286 | 0.8994% | 7.5684 | 151.6458
6 | 7 | 9 | 17.7733 | 18.3267 | 18.5167 | 20.4133 | 10.62% | 11.8352 | 2.367 | 2.367 | 2.367 | 210.3504 | 43.3798 | 43.8296 | 48.3191 | 1.472% | 1.8218 | 32.3797 | 0.2529% | 2.1284 | 43.4473
6 | 7 | 10 | 19.7667 | 22.1967 | 23.28 | 24 | 12.06% | 13.4348 | 2.687 | 2.687 | 2.687 | 265.5616 | 59.6416 | 62.5525 | 64.4871 | 2.342% | 2.8999 | 57.3223 | 0.3115% | 2.6208 | 62.9001
6 | 7 | 11 | 17.38 | 19 | 19.7967 | 20.71 | 13.08% | 14.576 | 2.9152 | 2.9152 | 2.9152 | 253.3311 | 55.3888 | 57.7113 | 60.3738 | 3.329% | 4.1218 | 71.6364 | 0.9482% | 7.9789 | 165.2427
6 | 7 | 12 | 17.9667 | 18.9433 | 19.3967 | 20.2567 | 12.71% | 14.1627 | 2.8325 | 2.8325 | 2.8325 | 254.4558 | 53.6576 | 54.9417 | 57.3777 | 5.246% | 6.4948 | 116.6893 | 5.22% | 43.9206 | 889.685
6 | 7 | 13 | 19.8467 | 21.3467 | 22.1233 | 23.1433 | 10.14% | 11.3013 | 2.2603 | 2.2603 | 2.2603 | 224.2938 | 48.2492 | 50.0046 | 52.3101 | 4.852% | 6.0073 | 119.2239 | 15.26% | 128.3665 | 2970.8287
6 | 7 | 14 | 21.4867 | 23.45 | 24.48 | 25.4533 | 7.696% | 8.5759 | 1.7152 | 1.7152 | 1.7152 | 184.2684 | 40.2212 | 41.9878 | 43.6573 | 5.852% | 7.2454 | 155.6795 | 30.38% | 255.6343 | 6506.7447
6 | 7 | 15 | 22.6967 | 24.4933 | 25.4633 | 26.87 | 5.281% | 5.8845 | 1.1769 | 1.1769 | 1.1769 | 133.5592 | 28.8263 | 29.9679 | 31.6235 | 4.285% | 5.3056 | 120.4192 | 48.42% | 407.3981 | 10946.7872
6 | 7 | 16 | 29.9767 | 34.33 | 36.6867 | 37.7967 | 3.311% | 3.6899 | 0.73798 | 0.73798 | 0.73798 | 110.6103 | 25.3347 | 27.0739 | 27.893 | 3.58% | 4.4326 | 132.8748 | 70.19% | 590.6344 | 22324.0125
6 | 7 | 17 | 23.1567 | 25.36 | 26.5133 | 27.3533 | 2.186% | 2.4362 | 0.48725 | 0.48725 | 0.48725 | 56.4151 | 12.3566 | 12.9185 | 13.3278 | 1.975% | 2.4447 | 56.6104 | 79.71% | 670.716 | 18346.3189
6 | 7 | 18 | 22.67 | 23.8567 | 24.4067 | 25.81 | 0.6121% | 0.68212 | 0.13642 | 0.13642 | 0.13642 | 15.4637 | 3.2546 | 3.3297 | 3.5211 | 2.003% | 2.4793 | 56.2055 | 86.91% | 731.3382 | 18875.8391
6 | 7 | 19 | 23.24 | 23.53 | 23.61 | 24.5133 | 0.001109% | 0.0012357 | 0.00024715 | 0.00024715 | 0.00024715 | 0.028718 | 0.0058153 | 0.0058351 | 0.0060584 | 4.047% | 5.0106 | 116.4464 | 88.98% | 748.7417 | 18354.1551
6 | 7 | 20 | 24.35 | 25.7567 | 26.42 | 26.9433 | 0% | 0 | 0 | 0 | 0 | 0 | 0 | 0 | 0 | 6.441% | 7.9743 | 194.1738 | 84.59% | 711.7869 | 19177.9124
6 | 7 | 21 | 22.4933 | 22.97 | 23.1533 | 24.1 | 0% | 0 | 0 | 0 | 0 | 0 | 0 | 0 | 0 | 10.92% | 13.5241 | 304.2018 | 80.97% | 681.2861 | 16418.9939
6 | 7 | 22 | 19.23 | 19.4067 | 19.4533 | 21.2967 | 0% | 0 | 0 | 0 | 0 | 0 | 0 | 0 | 0 | 6.601% | 8.1724 | 157.1548 | 73.58% | 619.1316 | 13185.4383
6 | 7 | 23 | 16.6833 | 16.94 | 16.9967 | 18.0233 | 0% | 0 | 0 | 0 | 0 | 0 | 0 | 0 | 0 | 4.249% | 5.2609 | 87.7687 | 64.76% | 544.9364 | 9821.5709
6 | 8 | 0 | 19.3567 | 19.4667 | 19.4967 | 19.66 | 0% | 0 | 0 | 0 | 0 | 0 | 0 | 0 | 0 | 3.568% | 4.4172 | 85.5029 | 50.16% | 422.0715 | 8297.9258
6 | 8 | 1 | 16.2733 | 16.38 | 16.3967 | 16.5233 | 0% | 0 | 0 | 0 | 0 | 0 | 0 | 0 | 0 | 3.029% | 3.7506 | 61.0341 | 34.99% | 294.4181 | 4864.7676
6 | 8 | 2 | 16.2067 | 16.37 | 16.3533 | 16.45 | 0% | 0 | 0 | 0 | 0 | 0 | 0 | 0 | 0 | 6.399% | 7.9219 | 128.3879 | 19.67% | 165.5011 | 2722.4937
6 | 8 | 3 | 11.8667 | 11.96 | 11.9567 | 12.0433 | 0% | 0 | 0 | 0 | 0 | 0 | 0 | 0 | 0 | 8.631% | 10.686 | 126.8073 | 13.4% | 112.7481 | 1357.8626
6 | 8 | 4 | 15.29 | 15.44 | 15.4133 | 15.5167 | 0.0005544% | 0.00061786 | 0.00012357 | 0.00012357 | 0.00012357 | 0.0094471 | 0.001908 | 0.0019047 | 0.0019174 | 9.207% | 11.399 | 174.2914 | 9.678% | 81.4369 | 1263.6295
6 | 8 | 5 | 13.58 | 13.63 | 13.6567 | 13.7633 | 0.6432% | 0.71672 | 0.14334 | 0.14334 | 0.14334 | 9.7331 | 1.9538 | 1.9576 | 1.9729 | 11.37% | 14.0732 | 191.1145 | 9.327% | 78.4805 | 1080.1527
6 | 8 | 6 | 10.25 | 10.28 | 10.3067 | 10.3967 | 2.722% | 3.0331 | 0.60662 | 0.60662 | 0.60662 | 31.0892 | 6.236 | 6.2522 | 6.3068 | 7.557% | 9.3558 | 95.8965 | 7.898% | 66.4621 | 690.9845
6 | 8 | 7 | 17.25 | 17.3267 | 17.3567 | 17.6233 | 7.443% | 8.2942 | 1.6588 | 1.6588 | 1.6588 | 143.0749 | 28.7422 | 28.7919 | 29.2343 | 5.13% | 6.351 | 109.5555 | 2.707% | 22.7773 | 401.4112
6 | 8 | 8 | 20.5733 | 20.6667 | 20.6933 | 21.7067 | 13.59% | 15.1407 | 3.0281 | 3.0281 | 3.0281 | 311.4954 | 62.5817 | 62.6625 | 65.731 | 3.131% | 3.8768 | 79.7596 | 0.3049% | 2.5654 | 55.6871
6 | 8 | 9 | 20.6133 | 20.71 | 20.73 | 24.46 | 18.79% | 20.9338 | 4.1868 | 4.1868 | 4.1868 | 431.5159 | 86.7079 | 86.7916 | 102.4083 | 2.408% | 2.9809 | 61.4453 | 0.1992% | 1.6764 | 41.0059
6 | 8 | 10 | 19.99 | 20.08 | 20.0967 | 21.01 | 23.14% | 25.7896 | 5.1579 | 5.1579 | 5.1579 | 515.5343 | 103.5711 | 103.657 | 108.3679 | 2.493% | 3.0863 | 61.6944 | 0.8873% | 7.4663 | 156.8677
6 | 8 | 11 | 20.7867 | 20.8667 | 20.8867 | 22.0467 | 21.04% | 23.4479 | 4.6896 | 4.6896 | 4.6896 | 487.4038 | 97.8559 | 97.9497 | 103.3896 | 3.189% | 3.9482 | 82.0702 | 1.932% | 16.2571 | 358.4142
6 | 8 | 12 | 19.62 | 19.71 | 19.7267 | 21.42 | 19.43% | 21.6543 | 4.3309 | 4.3309 | 4.3309 | 424.8564 | 85.3611 | 85.4332 | 92.7668 | 3.451% | 4.2721 | 83.8183 | 3.25% | 27.3482 | 585.7992
6 | 8 | 13 | 18.79 | 18.82 | 18.8333 | 26.15 | 19.44% | 21.6617 | 4.3323 | 4.3323 | 4.3323 | 407.0227 | 81.5345 | 81.5923 | 113.2905 | 4.99% | 6.1776 | 116.0762 | 4.587% | 38.5942 | 1009.2383
6 | 8 | 14 | 21.7533 | 21.77 | 21.78 | 25.5333 | 17.88% | 19.9236 | 3.9847 | 3.9847 | 3.9847 | 433.4051 | 86.7474 | 86.7873 | 101.7433 | 2.646% | 3.2754 | 71.2516 | 6.195% | 52.1297 | 1331.045
6 | 8 | 15 | 19.6133 | 19.7767 | 19.81 | 25.7367 | 13.93% | 15.5263 | 3.1053 | 3.1053 | 3.1053 | 304.5222 | 61.4116 | 61.5151 | 79.919 | 7.377% | 9.1328 | 179.125 | 6.718% | 56.5252 | 1454.7699
6 | 8 | 16 | 21.1533 | 21.5633 | 21.75 | 25.3467 | 9.913% | 11.0468 | 2.2094 | 2.2094 | 2.2094 | 233.6761 | 47.6411 | 48.0535 | 55.9998 | 8.17% | 10.1148 | 213.9625 | 10.22% | 86.0187 | 2180.2879
6 | 8 | 17 | 32.35 | 32.45 | 32.4467 | 37.5667 | 3.163% | 3.5243 | 0.70486 | 0.70486 | 0.70486 | 114.0108 | 22.8727 | 22.8703 | 26.4792 | 9.812% | 12.1476 | 392.9762 | 14.48% | 121.8504 | 4577.5151
6 | 8 | 18 | 29.8767 | 30.03 | 30.0433 | 32.4233 | 2.156% | 2.4023 | 0.48045 | 0.48045 | 0.48045 | 71.7713 | 14.4279 | 14.4343 | 15.5778 | 13.94% | 17.2587 | 515.6334 | 16.3% | 137.1217 | 4445.9435
6 | 8 | 19 | 27.31 | 27.4533 | 27.4533 | 30.6933 | 0.0005544% | 0.00061786 | 0.00012357 | 0.00012357 | 0.00012357 | 0.016874 | 0.0033925 | 0.0033925 | 0.0037929 | 22.69% | 28.0884 | 767.0952 | 14.81% | 124.6522 | 3825.9915
6 | 8 | 20 | 23.86 | 23.97 | 23.97 | 40.78 | 0% | 0 | 0 | 0 | 0 | 0 | 0 | 0 | 0 | 23.21% | 28.7301 | 685.4993 | 11.72% | 98.606 | 4021.1509
6 | 8 | 21 | 21.6867 | 21.79 | 21.8 | 24.74 | 0% | 0 | 0 | 0 | 0 | 0 | 0 | 0 | 0 | 42.27% | 52.3378 | 1135.0324 | 11.68% | 98.2656 | 2431.092
6 | 8 | 22 | 19.93 | 20.0467 | 20.06 | 20.5033 | 0% | 0 | 0 | 0 | 0 | 0 | 0 | 0 | 0 | 50.27% | 62.2362 | 1240.3684 | 10.56% | 88.8977 | 1822.6986
6 | 8 | 23 | 20.4967 | 20.6933 | 20.68 | 20.9767 | 0% | 0 | 0 | 0 | 0 | 0 | 0 | 0 | 0 | 47.9% | 59.3049 | 1215.553 | 14.15% | 119.0716 | 2497.7247
6 | 9 | 0 | 19.7433 | 20.0233 | 19.9567 | 20.5 | 0% | 0 | 0 | 0 | 0 | 0 | 0 | 0 | 0 | 53.52% | 66.2565 | 1308.1251 | 18.39% | 154.7732 | 3172.8513
6 | 9 | 1 | 17.4867 | 17.6433 | 17.6333 | 18.64 | 0% | 0 | 0 | 0 | 0 | 0 | 0 | 0 | 0 | 50.93% | 63.0595 | 1102.7006 | 18.98% | 159.698 | 2976.7701
6 | 9 | 2 | 16.6567 | 16.7667 | 16.7667 | 17.05 | 0% | 0 | 0 | 0 | 0 | 0 | 0 | 0 | 0 | 56.04% | 69.3797 | 1155.634 | 18.55% | 156.0852 | 2661.2521
6 | 9 | 3 | 16.1433 | 16.3367 | 16.29 | 16.39 | 0% | 0 | 0 | 0 | 0 | 0 | 0 | 0 | 0 | 62.23% | 77.0407 | 1243.6932 | 20.22% | 170.1446 | 2788.6699
6 | 9 | 4 | 14.74 | 14.9433 | 14.8833 | 14.9667 | 0% | 0 | 0 | 0 | 0 | 0 | 0 | 0 | 0 | 64.45% | 79.7978 | 1176.2192 | 23.41% | 196.9484 | 2947.6615
6 | 9 | 5 | 11.2233 | 11.42 | 11.3367 | 11.3867 | 4.447% | 4.9559 | 0.99118 | 0.99118 | 0.99118 | 55.6215 | 11.3192 | 11.2366 | 11.2862 | 59.42% | 73.5705 | 825.7059 | 24.79% | 208.5679 | 2374.8928
6 | 9 | 6 | 9.5433 | 9.6467 | 9.6233 | 9.6933 | 15.69% | 17.4806 | 3.4961 | 3.4961 | 3.4961 | 166.8231 | 33.7259 | 33.6443 | 33.889 | 50.06% | 61.9791 | 591.4872 | 30.31% | 255.0508 | 2472.2927
6 | 9 | 7 | 12.94 | 13.0933 | 13.0633 | 13.1667 | 21.04% | 23.4467 | 4.6893 | 4.6893 | 4.6893 | 303.3999 | 61.399 | 61.2583 | 61.7429 | 42.77% | 52.9515 | 685.1923 | 29.61% | 249.1707 | 3280.7481
6 | 9 | 8 | 14.7 | 14.82 | 14.8167 | 14.9567 | 22.21% | 24.7528 | 4.9506 | 4.9506 | 4.9506 | 363.8667 | 73.3674 | 73.3509 | 74.044 | 38.11% | 47.1832 | 693.5935 | 19.31% | 162.4922 | 2430.3417
6 | 9 | 9 | 17.1 | 17.1833 | 17.21 | 17.37 | 29.04% | 32.3587 | 6.4717 | 6.4717 | 6.4717 | 553.3343 | 111.2062 | 111.3788 | 112.4142 | 35.39% | 43.8105 | 749.159 | 19.98% | 168.1596 | 2920.9321
6 | 9 | 10 | 16.4567 | 16.54 | 16.57 | 17.5367 | 37.32% | 41.5939 | 8.3188 | 8.3188 | 8.3188 | 684.4975 | 137.5927 | 137.8423 | 145.8838 | 44.15% | 54.6604 | 899.5279 | 21.16% | 178.0332 | 3122.1092
6 | 9 | 11 | 15.18 | 15.2567 | 15.28 | 17.3933 | 44.35% | 49.4247 | 9.8849 | 9.8849 | 9.8849 | 750.2674 | 150.8113 | 151.042 | 171.9322 | 55.74% | 69.0075 | 1047.534 | 13.95% | 117.3748 | 2041.5394
6 | 9 | 12 | 17.5967 | 17.7067 | 17.7267 | 19.4067 | 44.91% | 50.0444 | 10.0089 | 10.0089 | 10.0089 | 880.6155 | 177.2241 | 177.4242 | 194.2392 | 63.74% | 78.9122 | 1388.5911 | 10.99% | 92.4974 | 1795.0662
6 | 9 | 13 | 21.71 | 21.8467 | 21.8667 | 24.8733 | 42.74% | 47.6298 | 9.526 | 9.526 | 9.526 | 1034.0438 | 208.1106 | 208.3012 | 236.9426 | 71.14% | 88.0695 | 1911.9886 | 9.102% | 76.5868 | 1904.9687
6 | 9 | 14 | 23.9333 | 24.0867 | 24.1067 | 23.2233 | 34.84% | 38.8234 | 7.7647 | 7.7647 | 7.7647 | 929.1742 | 187.0254 | 187.1807 | 180.3219 | 68.61% | 84.9387 | 2032.8653 | 9.47% | 79.6819 | 1850.4788
6 | 9 | 15 | 27.9733 | 28.13 | 28.1567 | 30.2233 | 26.87% | 29.9386 | 5.9877 | 5.9877 | 5.9877 | 837.4813 | 168.4343 | 168.594 | 180.9686 | 62.18% | 76.9836 | 2153.4876 | 9.349% | 78.6691 | 2377.6436
6 | 9 | 16 | 32.69 | 32.88 | 32.8967 | 35.11 | 18.42% | 20.531 | 4.1062 | 4.1062 | 4.1062 | 671.1576 | 135.0117 | 135.0801 | 144.1685 | 46.01% | 56.9576 | 1861.9453 | 12.08% | 101.6325 | 3568.3154
6 | 9 | 17 | 32.7433 | 32.95 | 32.9267 | 33.9167 | 11.3% | 12.5958 | 2.5192 | 2.5192 | 2.5192 | 412.4271 | 83.0061 | 82.9473 | 85.4412 | 35.55% | 44.0148 | 1441.1903 | 11.45% | 96.3074 | 3266.4259
6 | 9 | 18 | 28.3233 | 28.48 | 28.4567 | 28.6833 | 2.662% | 2.9664 | 0.59327 | 0.59327 | 0.59327 | 84.0172 | 16.8964 | 16.8826 | 17.017 | 27.52% | 34.068 | 964.9191 | 4.932% | 41.499 | 1190.3283
6 | 9 | 19 | 36.8633 | 37.0567 | 37.0333 | 37.29 | 0.1031% | 0.11492 | 0.022985 | 0.022985 | 0.022985 | 4.2364 | 0.85173 | 0.85119 | 0.85709 | 37.02% | 45.837 | 1689.7043 | 12.74% | 107.2191 | 3998.2016
6 | 9 | 20 | 27.0067 | 27.1533 | 27.14 | 27.37 | 0% | 0 | 0 | 0 | 0 | 0 | 0 | 0 | 0 | 29.15% | 36.0912 | 974.7028 | 27.1% | 228.0343 | 6241.2977
6 | 9 | 21 | 24.8733 | 25.06 | 25.04 | 25.25 | 0% | 0 | 0 | 0 | 0 | 0 | 0 | 0 | 0 | 16.53% | 20.4643 | 509.0159 | 38.56% | 324.4747 | 8192.9851
6 | 9 | 22 | 23.1467 | 23.42 | 23.3967 | 24.84 | 0% | 0 | 0 | 0 | 0 | 0 | 0 | 0 | 0 | 9.196% | 11.3855 | 263.5356 | 27.46% | 231.0684 | 5739.74
6 | 9 | 23 | 17.21 | 17.3867 | 17.3667 | 21.3267 | 0% | 0 | 0 | 0 | 0 | 0 | 0 | 0 | 0 | 5.161% | 6.3902 | 109.9748 | 8.924% | 75.0893 | 1601.4035
6 | 10 | 0 | 20.5433 | 20.9 | 20.85 | 24.4567 | 0% | 0 | 0 | 0 | 0 | 0 | 0 | 0 | 0 | 5.268% | 6.5216 | 133.9763 | 5.075% | 42.7055 | 1044.4348
6 | 10 | 1 | 17.0233 | 17.2267 | 17.22 | 18.24 | 0% | 0 | 0 | 0 | 0 | 0 | 0 | 0 | 0 | 3.225% | 3.9932 | 67.9779 | 2.316% | 19.4846 | 355.3995
6 | 10 | 2 | 16.9833 | 17.17 | 17.15 | 18.0133 | 0% | 0 | 0 | 0 | 0 | 0 | 0 | 0 | 0 | 2.71% | 3.3547 | 56.9736 | 3.505% | 29.4939 | 531.284
6 | 10 | 3 | 17.2433 | 17.3933 | 17.3933 | 17.69 | 0% | 0 | 0 | 0 | 0 | 0 | 0 | 0 | 0 | 2.678% | 3.3158 | 57.1758 | 2.738% | 23.0359 | 407.5059
6 | 10 | 4 | 16.52 | 16.6333 | 16.6433 | 16.79 | 0.229% | 0.25518 | 0.051035 | 0.051035 | 0.051035 | 4.2155 | 0.84889 | 0.8494 | 0.85689 | 1.547% | 1.9151 | 31.6381 | 4.191% | 35.2628 | 592.0628
6 | 10 | 5 | 1.5267 | 1.6333 | 1.5933 | 1.57 | 3.903% | 4.3491 | 0.86983 | 0.86983 | 0.86983 | 6.6397 | 1.4207 | 1.3859 | 1.3656 | 2.346% | 2.9045 | 4.4342 | 7.28% | 61.2578 | 96.1748
6 | 10 | 6 | 15.5567 | 15.7367 | 15.7067 | 15.8767 | 10.55% | 11.7573 | 2.3515 | 2.3515 | 2.3515 | 182.9047 | 37.0042 | 36.9337 | 37.3334 | 1.786% | 2.2109 | 34.3949 | 9.126% | 76.7922 | 1219.2035
6 | 10 | 7 | 16.0633 | 16.1967 | 16.19 | 16.8667 | 23.25% | 25.9119 | 5.1824 | 5.1824 | 5.1824 | 416.2322 | 83.9374 | 83.9029 | 87.4096 | 1.048% | 1.2971 | 20.8363 | 10.43% | 87.8031 | 1480.9449
6 | 10 | 8 | 16.51 | 16.5967 | 16.63 | 19.5467 | 31.67% | 35.2874 | 7.0575 | 7.0575 | 7.0575 | 582.595 | 117.1307 | 117.3659 | 137.9502 | 0.7104% | 0.87946 | 14.5199 | 8.731% | 73.4645 | 1435.987
6 | 10 | 9 | 17.36 | 17.4733 | 17.5133 | 21.7633 | 46.32% | 51.6212 | 10.3242 | 10.3242 | 10.3242 | 896.1446 | 180.399 | 180.812 | 224.69 | 0.3102% | 0.38401 | 6.6663 | 6.916% | 58.1942 | 1266.5008
6 | 10 | 10 | 18.5967 | 18.7467 | 18.7833 | 22.7733 | 56.76% | 63.2556 | 12.6511 | 12.6511 | 12.6511 | 1176.3433 | 237.1663 | 237.6302 | 288.1082 | 0.365% | 0.45191 | 8.4041 | 5.608% | 47.185 | 1074.5595
6 | 10 | 11 | 26.37 | 28.4067 | 28.8767 | 30.6267 | 59.85% | 66.6977 | 13.3395 | 13.3395 | 13.3395 | 1758.8187 | 378.9319 | 385.2015 | 408.5457 | 1.674% | 2.0729 | 54.6628 | 5.606% | 47.1705 | 1444.6741
6 | 10 | 12 | 22.94 | 23.08 | 23.1 | 24.41 | 56.98% | 63.4922 | 12.6984 | 12.6984 | 12.6984 | 1456.512 | 293.0802 | 293.3341 | 309.9691 | 2.347% | 2.9052 | 66.6454 | 7.317% | 61.5654 | 1502.8124
6 | 10 | 13 | 22.27 | 22.77 | 22.87 | 24.6333 | 50.09% | 55.8209 | 11.1642 | 11.1642 | 11.1642 | 1243.1303 | 254.2082 | 255.3246 | 275.0107 | 2.671% | 3.3069 | 73.6453 | 7.966% | 67.0293 | 1651.155
6 | 10 | 14 | 21.85 | 22.0667 | 22.0933 | 24.4567 | 45.47% | 50.6703 | 10.1341 | 10.1341 | 10.1341 | 1107.147 | 223.6251 | 223.8954 | 247.8455 | 2.536% | 3.1392 | 68.5924 | 9.776% | 82.2636 | 2011.8942
6 | 10 | 15 | 24.5967 | 24.7433 | 24.7533 | 26.8 | 44.53% | 49.6237 | 9.9247 | 9.9247 | 9.9247 | 1220.5772 | 245.5711 | 245.6703 | 265.9829 | 1.843% | 2.2819 | 56.1281 | 9.859% | 82.9587 | 2223.292
6 | 10 | 16 | 25.39 | 25.5467 | 25.56 | 26.4467 | 34.7% | 38.6708 | 7.7342 | 7.7342 | 7.7342 | 981.8522 | 197.5821 | 197.6852 | 204.5429 | 0.9667% | 1.1968 | 30.3863 | 11.86% | 99.8014 | 2639.4153
6 | 10 | 17 | 32.0033 | 32.2133 | 32.2067 | 33.05 | 21.99% | 24.5075 | 4.9015 | 4.9015 | 4.9015 | 784.3231 | 157.8939 | 157.8613 | 161.9949 | 0.5896% | 0.7299 | 23.3592 | 11.81% | 99.3502 | 3283.5228
6 | 10 | 18 | 25.33 | 25.48 | 25.48 | 25.9267 | 6.994% | 7.7937 | 1.5587 | 1.5587 | 1.5587 | 197.4151 | 39.7168 | 39.7168 | 40.4131 | 3.544% | 4.3871 | 111.1243 | 11.05% | 93.0128 | 2411.5108
6 | 10 | 19 | 23.0567 | 23.2167 | 23.2 | 23.6767 | 0.1331% | 0.14829 | 0.029657 | 0.029657 | 0.029657 | 3.419 | 0.68855 | 0.68805 | 0.70219 | 6.435% | 7.9666 | 183.6843 | 11.33% | 95.3667 | 2257.9656
6 | 10 | 20 | 22.7033 | 22.8467 | 22.8333 | 23.22 | 0% | 0 | 0 | 0 | 0 | 0 | 0 | 0 | 0 | 11.73% | 14.5189 | 329.6283 | 8.541% | 71.8692 | 1668.8029
6 | 10 | 21 | 19.34 | 19.49 | 19.4633 | 20.0433 | 0% | 0 | 0 | 0 | 0 | 0 | 0 | 0 | 0 | 11.39% | 14.1037 | 272.7664 | 8.754% | 73.6603 | 1476.3976
6 | 10 | 22 | 19.8467 | 20.05 | 19.99 | 21.3533 | 0% | 0 | 0 | 0 | 0 | 0 | 0 | 0 | 0 | 9.422% | 11.6644 | 231.4995 | 6.949% | 58.4696 | 1248.5201
6 | 10 | 23 | 21.5733 | 21.84 | 21.7433 | 22.0567 | 0% | 0 | 0 | 0 | 0 | 0 | 0 | 0 | 0 | 3.989% | 4.939 | 106.5513 | 4.597% | 38.6832 | 853.2224
6 | 11 | 0 | 17.4167 | 17.74 | 17.6533 | 17.7367 | 0% | 0 | 0 | 0 | 0 | 0 | 0 | 0 | 0 | 3.833% | 4.7455 | 82.6516 | 8.277% | 69.6454 | 1235.2777
6 | 11 | 1 | 16.28 | 16.5233 | 16.4733 | 16.56 | 0% | 0 | 0 | 0 | 0 | 0 | 0 | 0 | 0 | 2.969% | 3.6753 | 59.8331 | 13.44% | 113.0502 | 1872.1112
6 | 11 | 2 | 17.1733 | 17.5033 | 17.39 | 17.4433 | 0% | 0 | 0 | 0 | 0 | 0 | 0 | 0 | 0 | 2.72% | 3.3673 | 57.8284 | 11.03% | 92.7878 | 1618.5285
6 | 11 | 3 | 15.0733 | 15.3433 | 15.26 | 15.3233 | 0% | 0 | 0 | 0 | 0 | 0 | 0 | 0 | 0 | 4.458% | 5.5193 | 83.1942 | 8.944% | 75.2583 | 1153.2086
6 | 11 | 4 | 15.73 | 15.9933 | 15.92 | 15.9833 | 0.008317% | 0.0092679 | 0.0018536 | 0.0018536 | 0.0018536 | 0.14578 | 0.029645 | 0.029509 | 0.029627 | 5.786% | 7.1634 | 112.6799 | 10.16% | 85.4868 | 1366.3646
6 | 11 | 5 | 18.0067 | 18.3733 | 18.2467 | 18.3033 | 7.589% | 8.4567 | 1.6913 | 1.6913 | 1.6913 | 152.2769 | 31.0755 | 30.8613 | 30.9571 | 6.739% | 8.3438 | 150.244 | 9.677% | 81.4309 | 1490.4564
6 | 11 | 6 | 19.8633 | 20.16 | 20.09 | 20.3033 | 23.65% | 26.3543 | 5.2709 | 5.2709 | 5.2709 | 523.485 | 106.2607 | 105.8917 | 107.0162 | 3.178% | 3.9343 | 78.1483 | 9.528% | 80.1717 | 1627.7523
6 | 11 | 7 | 19.0667 | 19.3967 | 19.2967 | 19.9567 | 41.04% | 45.7367 | 9.1473 | 9.1473 | 9.1473 | 872.0465 | 177.4279 | 176.5132 | 182.5504 | 2.845% | 3.5217 | 67.1462 | 11.96% | 100.6136 | 2007.9123
6 | 11 | 8 | 21.1067 | 21.4367 | 21.3433 | 22.4333 | 56.9% | 63.4082 | 12.6816 | 12.6816 | 12.6816 | 1338.336 | 271.8521 | 270.6685 | 284.4915 | 3.968% | 4.9125 | 103.687 | 14.24% | 119.8497 | 2688.6284
6 | 11 | 9 | 21.6067 | 21.9267 | 21.84 | 22.9567 | 60.76% | 67.7116 | 13.5423 | 13.5423 | 13.5423 | 1463.0226 | 296.9381 | 295.7644 | 310.8867 | 4.853% | 6.0082 | 129.8179 | 17.33% | 145.8532 | 3348.3031
6 | 11 | 10 | 21.1933 | 21.4 | 21.3867 | 23.0333 | 61.86% | 68.9307 | 13.7861 | 13.7861 | 13.7861 | 1460.8707 | 295.0233 | 294.8395 | 317.5406 | 5.836% | 7.2252 | 153.1263 | 20.68% | 174.0242 | 4008.357
6 | 11 | 11 | 20.1133 | 20.3067 | 20.3033 | 22.7233 | 58.24% | 64.9053 | 12.9811 | 12.9811 | 12.9811 | 1305.4618 | 263.602 | 263.5588 | 294.9729 | 10.46% | 12.9557 | 260.5823 | 22.75% | 191.4382 | 4350.1138
6 | 11 | 12 | 21.2833 | 21.4867 | 21.48 | 23.61 | 64.08% | 71.4064 | 14.2813 | 14.2813 | 14.2813 | 1519.7673 | 306.8573 | 306.7621 | 337.1813 | 12.52% | 15.5054 | 330.0075 | 18.81% | 158.2857 | 3737.1247
6 | 11 | 13 | 21.1833 | 21.39 | 21.31 | 23.77 | 63.2% | 70.4321 | 14.0864 | 14.0864 | 14.0864 | 1491.9862 | 301.3084 | 300.1815 | 334.8341 | 14.02% | 17.3516 | 367.5637 | 19.43% | 163.5065 | 3886.5487
6 | 11 | 14 | 20.8233 | 20.9933 | 20.9333 | 22.5867 | 59.3% | 66.0879 | 13.2176 | 13.2176 | 13.2176 | 1376.17 | 277.481 | 276.6879 | 298.541 | 15.13% | 18.734 | 390.1044 | 19.67% | 165.5533 | 3739.2972
6 | 11 | 15 | 18.0033 | 18.1633 | 18.1233 | 20.3 | 57.95% | 64.5778 | 12.9156 | 12.9156 | 12.9156 | 1162.6161 | 234.5897 | 234.0731 | 262.186 | 20.21% | 25.0165 | 450.3796 | 20.51% | 172.546 | 3502.6846
6 | 11 | 16 | 18.8367 | 19.35 | 19.3 | 21.0733 | 46.15% | 51.4334 | 10.2867 | 10.2867 | 10.2867 | 968.8339 | 199.0473 | 198.5329 | 216.7747 | 17.48% | 21.6387 | 407.601 | 18.69% | 157.2664 | 3314.1273
6 | 11 | 17 | 19.6633 | 19.91 | 19.8567 | 21.5167 | 29.78% | 33.1916 | 6.6383 | 6.6383 | 6.6383 | 652.6577 | 132.169 | 131.8149 | 142.8346 | 11.22% | 13.8922 | 273.1665 | 19.07% | 160.4532 | 3452.419
6 | 11 | 18 | 19.8 | 19.8933 | 19.8933 | 20.82 | 11.88% | 13.2359 | 2.6472 | 2.6472 | 2.6472 | 262.0701 | 52.6611 | 52.6611 | 55.1141 | 7.742% | 9.5854 | 189.7904 | 21.78% | 183.2747 | 3815.7802
6 | 11 | 19 | 22.5 | 22.5867 | 22.5767 | 23.9033 | 0.04935% | 0.05499 | 0.010998 | 0.010998 | 0.010998 | 1.2373 | 0.24841 | 0.2483 | 0.26289 | 7.586% | 9.3916 | 211.3116 | 23.86% | 200.793 | 4799.6231
6 | 11 | 20 | 28.5433 | 28.6767 | 28.65 | 30.3 | 0% | 0 | 0 | 0 | 0 | 0 | 0 | 0 | 0 | 11.27% | 13.9489 | 398.1477 | 28.06% | 236.1137 | 7154.2451
6 | 11 | 21 | 17.9033 | 17.9667 | 17.9667 | 19.0633 | 0% | 0 | 0 | 0 | 0 | 0 | 0 | 0 | 0 | 12.93% | 16.0091 | 286.6158 | 37.79% | 317.9635 | 6061.4451
6 | 11 | 22 | 18.25 | 18.33 | 18.3433 | 18.5267 | 0% | 0 | 0 | 0 | 0 | 0 | 0 | 0 | 0 | 11.76% | 14.5639 | 265.7919 | 57.96% | 487.6995 | 9035.4468
6 | 11 | 23 | 17.4667 | 17.5567 | 17.5833 | 17.7633 | 0% | 0 | 0 | 0 | 0 | 0 | 0 | 0 | 0 | 9.824% | 12.1628 | 212.4432 | 77.49% | 652.0192 | 11582.0346
6 | 12 | 0 | 15.77 | 15.9233 | 15.8867 | 15.9867 | 0% | 0 | 0 | 0 | 0 | 0 | 0 | 0 | 0 | 7.427% | 9.1944 | 144.9959 | 87.39% | 735.322 | 11755.3482
6 | 12 | 1 | 10.7367 | 10.8367 | 10.8167 | 10.88 | 0% | 0 | 0 | 0 | 0 | 0 | 0 | 0 | 0 | 5.768% | 7.1412 | 76.6732 | 91.32% | 768.3981 | 8360.1709
6 | 12 | 2 | 9.73 | 9.8367 | 9.8 | 9.8467 | 0% | 0 | 0 | 0 | 0 | 0 | 0 | 0 | 0 | 2.662% | 3.2961 | 32.0707 | 92.05% | 774.5401 | 7626.6378
6 | 12 | 3 | 10.2367 | 10.34 | 10.2967 | 10.34 | 0% | 0 | 0 | 0 | 0 | 0 | 0 | 0 | 0 | 2.136% | 2.6444 | 27.0698 | 82.76% | 696.4307 | 7201.0934
6 | 12 | 4 | 11.23 | 11.3667 | 11.3033 | 11.3333 | 0.002772% | 0.0030893 | 0.00061786 | 0.00061786 | 0.00061786 | 0.034693 | 0.007023 | 0.0069839 | 0.0070024 | 4.707% | 5.8274 | 65.4415 | 76.25% | 641.6261 | 7271.7628
6 | 12 | 5 | 11.5733 | 11.7067 | 11.65 | 11.6933 | 13.16% | 14.6607 | 2.9321 | 2.9321 | 2.9321 | 169.6727 | 34.3255 | 34.1593 | 34.2864 | 6.419% | 7.9472 | 91.976 | 74.76% | 629.0613 | 7355.824
6 | 12 | 6 | 13.0833 | 13.1267 | 13.1467 | 13.8867 | 33.16% | 36.9495 | 7.3899 | 7.3899 | 7.3899 | 483.422 | 97.0046 | 97.1524 | 102.621 | 4.772% | 5.9085 | 77.3028 | 75.04% | 631.4429 | 8768.6371
6 | 12 | 7 | 14.37 | 14.45 | 14.45 | 14.5833 | 47.89% | 53.3624 | 10.6725 | 10.6725 | 10.6725 | 766.8173 | 154.2173 | 154.2173 | 155.6403 | 6.013% | 7.4449 | 106.9826 | 74.03% | 622.9311 | 9084.4118
6 | 12 | 8 | 15.61 | 15.68 | 15.71 | 16.47 | 56.98% | 63.5009 | 12.7002 | 12.7002 | 12.7002 | 991.2489 | 199.1388 | 199.5198 | 209.1719 | 9.501% | 11.7627 | 183.6155 | 67.18% | 565.291 | 9310.342
6 | 12 | 9 | 14.6967 | 14.7767 | 14.8033 | 15.57 | 57.65% | 64.2479 | 12.8496 | 12.8496 | 12.8496 | 944.2298 | 189.8739 | 190.2166 | 200.0679 | 14.41% | 17.8402 | 262.1913 | 49.83% | 419.2731 | 6528.0822
6 | 12 | 10 | 12.8133 | 12.8767 | 12.9067 | 13.9033 | 58.13% | 64.7749 | 12.955 | 12.955 | 12.955 | 829.9827 | 166.817 | 167.2057 | 180.1175 | 17.6% | 21.7943 | 279.2577 | 38.01% | 319.8715 | 4447.2803
6 | 12 | 11 | 11.2033 | 11.25 | 11.2833 | 13.2667 | 57.21% | 63.753 | 12.7506 | 12.7506 | 12.7506 | 714.2459 | 143.4442 | 143.8692 | 169.1579 | 18.22% | 22.5523 | 252.6606 | 25.14% | 211.523 | 2806.2051
6 | 12 | 12 | 10.5133 | 10.56 | 10.5967 | 12.46 | 56.59% | 63.0573 | 12.6115 | 12.6115 | 12.6115 | 662.942 | 133.1769 | 133.6394 | 157.1387 | 17.1% | 21.1733 | 222.6021 | 20.02% | 168.4881 | 2099.3612
6 | 12 | 13 | 10.6633 | 10.7033 | 10.7333 | 12.41 | 51.76% | 57.6856 | 11.5371 | 11.5371 | 11.5371 | 615.1204 | 123.4856 | 123.8317 | 143.1756 | 15.55% | 19.2552 | 205.3248 | 29.79% | 250.6639 | 3110.7387
6 | 12 | 14 | 15.9 | 16 | 16.0433 | 16.7333 | 47.17% | 52.5672 | 10.5134 | 10.5134 | 10.5134 | 835.8182 | 168.215 | 168.6706 | 175.9248 | 15.31% | 18.9503 | 301.3102 | 26.7% | 224.6279 | 3758.7739
6 | 12 | 15 | 18.4867 | 18.63 | 18.6467 | 19.3267 | 45.45% | 50.6524 | 10.1305 | 10.1305 | 10.1305 | 936.3945 | 188.7309 | 188.8998 | 195.7885 | 15.43% | 19.1059 | 353.2049 | 18.88% | 158.8862 | 3070.7406
6 | 12 | 16 | 19.8567 | 20.01 | 20.02 | 21.04 | 34.62% | 38.5763 | 7.7153 | 7.7153 | 7.7153 | 765.9965 | 154.3823 | 154.4595 | 162.329 | 11.99% | 14.8397 | 294.6673 | 21.24% | 178.7365 | 3760.616
6 | 12 | 17 | 22.4767 | 22.66 | 22.6433 | 23.4533 | 18.12% | 20.1936 | 4.0387 | 4.0387 | 4.0387 | 453.8853 | 91.5175 | 91.4502 | 94.7216 | 9.413% | 11.6535 | 261.932 | 12.64% | 106.373 | 2494.8011
6 | 12 | 18 | 20.75 | 20.9133 | 20.9 | 27.3233 | 7.709% | 8.5908 | 1.7182 | 1.7182 | 1.7182 | 178.2585 | 35.9323 | 35.9094 | 46.9457 | 9.08% | 11.242 | 233.271 | 8.138% | 68.4792 | 1871.079
6 | 12 | 19 | 18.1467 | 18.2833 | 18.2733 | 19.2133 | 0.1536% | 0.17115 | 0.03423 | 0.03423 | 0.03423 | 3.1058 | 0.62583 | 0.62549 | 0.65767 | 19.57% | 24.2304 | 439.7002 | 5.472% | 46.0481 | 884.7377
6 | 12 | 20 | 16.7967 | 16.9133 | 16.9133 | 17.0633 | 0% | 0 | 0 | 0 | 0 | 0 | 0 | 0 | 0 | 19.04% | 23.5781 | 396.0342 | 18.96% | 159.5495 | 2722.4457
6 | 12 | 21 | 16.8467 | 16.97 | 16.98 | 17.1367 | 0% | 0 | 0 | 0 | 0 | 0 | 0 | 0 | 0 | 14.37% | 17.7965 | 299.8113 | 19.17% | 161.3445 | 2764.9061
6 | 12 | 22 | 18.0233 | 18.14 | 18.1667 | 18.3467 | 0% | 0 | 0 | 0 | 0 | 0 | 0 | 0 | 0 | 8.864% | 10.9737 | 197.7827 | 21.12% | 177.7026 | 3260.2501
6 | 12 | 23 | 16.9033 | 17.1133 | 17.0633 | 18.2967 | 0% | 0 | 0 | 0 | 0 | 0 | 0 | 0 | 0 | 4.382% | 5.4254 | 91.7066 | 23.84% | 200.6029 | 3670.3648
6 | 13 | 0 | 13.1033 | 13.3967 | 13.28 | 13.9 | 0% | 0 | 0 | 0 | 0 | 0 | 0 | 0 | 0 | 2.475% | 3.0636 | 40.1428 | 25.96% | 218.4082 | 3035.8741
6 | 13 | 1 | 14.1867 | 14.4033 | 14.3267 | 14.4833 | 0% | 0 | 0 | 0 | 0 | 0 | 0 | 0 | 0 | 0.7839% | 0.97045 | 13.7674 | 30.78% | 259.0183 | 3751.4479
6 | 13 | 2 | 13.5567 | 13.69 | 13.6533 | 13.72 | 0% | 0 | 0 | 0 | 0 | 0 | 0 | 0 | 0 | 0.2698% | 0.33398 | 4.5277 | 31.14% | 262.0137 | 3594.8276
6 | 13 | 3 | 12.6833 | 12.7967 | 12.76 | 12.82 | 0% | 0 | 0 | 0 | 0 | 0 | 0 | 0 | 0 | 0.08361% | 0.10351 | 1.3129 | 26.22% | 220.5976 | 2828.0614
6 | 13 | 4 | 13.3767 | 13.5033 | 13.4667 | 13.5333 | 0.02051% | 0.022861 | 0.0045722 | 0.0045722 | 0.0045722 | 0.3058 | 0.06174 | 0.061572 | 0.061877 | 0.0497% | 0.061529 | 0.82305 | 24.28% | 204.2997 | 2764.8554
6 | 13 | 5 | 14.6 | 14.7767 | 14.7233 | 14.7867 | 4.599% | 5.1252 | 1.025 | 1.025 | 1.025 | 74.8276 | 15.1466 | 15.0919 | 15.1569 | 0.05907% | 0.073136 | 1.0678 | 22.44% | 188.8366 | 2792.2642
6 | 13 | 6 | 14.76 | 14.9467 | 14.8933 | 14.9667 | 22.19% | 24.7331 | 4.9466 | 4.9466 | 4.9466 | 365.06 | 73.9354 | 73.6716 | 74.0343 | 0.07577% | 0.093804 | 1.3845 | 20.83% | 175.2576 | 2623.0227
6 | 13 | 7 | 16.7533 | 16.9267 | 16.8833 | 16.9933 | 45.37% | 50.5542 | 10.1108 | 10.1108 | 10.1108 | 846.9511 | 171.1428 | 170.7046 | 171.8168 | 0.02368% | 0.029322 | 0.49124 | 20.95% | 176.3141 | 2996.1636
6 | 13 | 8 | 19.52 | 19.6233 | 19.63 | 19.8033 | 60.71% | 67.6573 | 13.5315 | 13.5315 | 13.5315 | 1320.6696 | 265.5322 | 265.6224 | 267.9678 | 0.2234% | 0.27656 | 5.3984 | 19.8% | 166.6223 | 3299.6774
6 | 13 | 9 | 19.1 | 19.2167 | 19.2133 | 19.3767 | 66.76% | 74.3913 | 14.8783 | 14.8783 | 14.8783 | 1420.8747 | 285.9107 | 285.8611 | 288.2913 | 0.4424% | 0.54776 | 10.4621 | 21.38% | 179.9425 | 3486.6865
6 | 13 | 10 | 18.96 | 19.1667 | 19.1367 | 19.2633 | 67.94% | 75.7055 | 15.1411 | 15.1411 | 15.1411 | 1435.3771 | 290.2046 | 289.7503 | 291.6682 | 0.6985% | 0.86484 | 16.3973 | 19.64% | 165.2494 | 3183.2535
6 | 13 | 11 | 18.5533 | 18.7633 | 18.7167 | 18.8367 | 64.48% | 71.8587 | 14.3717 | 14.3717 | 14.3717 | 1333.2189 | 269.6618 | 268.9912 | 270.7158 | 1.7% | 2.1048 | 39.0508 | 16.46% | 138.4916 | 2608.7196
6 | 13 | 12 | 19.2133 | 19.43 | 19.38 | 19.5333 | 62.09% | 69.1957 | 13.8391 | 13.8391 | 13.8391 | 1329.4807 | 268.8946 | 268.2027 | 270.3247 | 3.479% | 4.307 | 82.7526 | 17.67% | 148.7212 | 2905.0206
6 | 13 | 13 | 17.85 | 18.0933 | 18.02 | 18.13 | 60.08% | 66.9498 | 13.39 | 13.39 | 13.39 | 1195.054 | 242.269 | 241.2871 | 242.76 | 6.186% | 7.6581 | 136.6968 | 21.47% | 180.665 | 3275.4562
6 | 13 | 14 | 15.6067 | 15.7967 | 15.7533 | 16.0333 | 57.19% | 63.7338 | 12.7468 | 12.7468 | 12.7468 | 994.6725 | 201.3564 | 200.804 | 204.3731 | 5.926% | 7.3368 | 114.5035 | 31.67% | 266.5305 | 4273.3731
6 | 13 | 15 | 18.01 | 18.19 | 18.1567 | 18.2933 | 54.85% | 61.1283 | 12.2257 | 12.2257 | 12.2257 | 1100.9206 | 222.3847 | 221.9772 | 223.6481 | 7.748% | 9.5921 | 172.753 | 36.85% | 310.1134 | 5673.0074
6 | 13 | 16 | 17.99 | 18.1067 | 18.1133 | 19.3767 | 42% | 46.8 | 9.36 | 9.36 | 9.36 | 841.9329 | 169.4786 | 169.541 | 181.3658 | 9.555% | 11.8294 | 212.8104 | 24.18% | 203.4292 | 3941.7797
6 | 13 | 17 | 30.7267 | 30.85 | 30.87 | 31.3367 | 29.82% | 33.2268 | 6.6454 | 6.6454 | 6.6454 | 1020.9497 | 205.0095 | 205.1424 | 208.2436 | 8.293% | 10.2672 | 315.4774 | 11.96% | 100.6059 | 3152.6549
6 | 13 | 18 | 22.9967 | 23.1233 | 23.1167 | 23.3067 | 11.92% | 13.2804 | 2.6561 | 2.6561 | 2.6561 | 305.4038 | 61.4172 | 61.3995 | 61.9041 | 8.335% | 10.3186 | 237.2942 | 6.536% | 54.9967 | 1281.7901
6 | 13 | 19 | 19.7167 | 19.8433 | 19.8333 | 19.9933 | 0.03659% | 0.040779 | 0.0081558 | 0.0081558 | 0.0081558 | 0.80403 | 0.16184 | 0.16176 | 0.16306 | 16.49% | 20.4202 | 402.6183 | 9.478% | 79.7508 | 1594.484
6 | 13 | 20 | 17.9167 | 18.0533 | 18.0333 | 18.2233 | 0% | 0 | 0 | 0 | 0 | 0 | 0 | 0 | 0 | 13.7% | 16.9656 | 303.9672 | 4.729% | 39.7921 | 725.1451
6 | 13 | 21 | 17.7967 | 17.92 | 17.9233 | 18.69 | 0% | 0 | 0 | 0 | 0 | 0 | 0 | 0 | 0 | 11.88% | 14.711 | 261.8066 | 7.297% | 61.4015 | 1147.5946
6 | 13 | 22 | 15.9767 | 16.1567 | 16.1333 | 16.33 | 0% | 0 | 0 | 0 | 0 | 0 | 0 | 0 | 0 | 10.2% | 12.6298 | 201.782 | 5.296% | 44.5639 | 727.7291
6 | 13 | 23 | 12.82 | 13.0333 | 12.97 | 13.26 | 0% | 0 | 0 | 0 | 0 | 0 | 0 | 0 | 0 | 7.958% | 9.8518 | 126.3003 | 1.759% | 14.7996 | 196.2428
6 | 14 | 0 | 17.6767 | 17.9533 | 17.87 | 17.97 | 0% | 0 | 0 | 0 | 0 | 0 | 0 | 0 | 0 | 4.27% | 5.2867 | 93.4516 | 0.477% | 4.0139 | 72.1299
6 | 14 | 1 | 11.32 | 11.5233 | 11.4433 | 11.4733 | 0% | 0 | 0 | 0 | 0 | 0 | 0 | 0 | 0 | 1.854% | 2.2948 | 25.9772 | 1.69% | 14.2225 | 163.1793
6 | 14 | 2 | 12.4567 | 12.68 | 12.5967 | 12.6367 | 0% | 0 | 0 | 0 | 0 | 0 | 0 | 0 | 0 | 1.203% | 1.4896 | 18.5558 | 2.447% | 20.5913 | 260.2052
6 | 14 | 3 | 9.79 | 9.9433 | 9.8833 | 9.9133 | 0% | 0 | 0 | 0 | 0 | 0 | 0 | 0 | 0 | 1.274% | 1.5773 | 15.442 | 1.666% | 14.0182 | 138.9672
6 | 14 | 4 | 10.5133 | 10.7333 | 10.6333 | 10.64 | 0.00499% | 0.0055608 | 0.0011122 | 0.0011122 | 0.0011122 | 0.058462 | 0.011937 | 0.011826 | 0.011833 | 1.368% | 1.6935 | 17.8046 | 1.13% | 9.5119 | 101.2069
6 | 14 | 5 | 9.5567 | 9.7533 | 9.6633 | 9.6667 | 9.278% | 10.3393 | 2.0679 | 2.0679 | 2.0679 | 98.8095 | 20.1686 | 19.9825 | 19.9894 | 1.007% | 1.2465 | 11.9124 | 1.364% | 11.481 | 110.9825
6 | 14 | 6 | 12.9667 | 13.1833 | 13.09 | 13.1333 | 27.1% | 30.1999 | 6.04 | 6.04 | 6.04 | 391.5923 | 79.6271 | 79.0634 | 79.3251 | 0.4% | 0.49522 | 6.4213 | 5.019% | 42.2304 | 554.6262
6 | 14 | 7 | 13.86 | 13.98 | 13.9667 | 14.06 | 41.6% | 46.3533 | 9.2707 | 9.2707 | 9.2707 | 642.4572 | 129.6039 | 129.4803 | 130.3456 | 0.2169% | 0.26852 | 3.7216 | 10.81% | 90.9697 | 1279.0347
6 | 14 | 8 | 11.8933 | 12.0167 | 12.0067 | 12.9033 | 52.78% | 58.8156 | 11.7631 | 11.7631 | 11.7631 | 699.5139 | 141.3536 | 141.2359 | 151.7835 | 0.4735% | 0.58617 | 6.9715 | 7.147% | 60.1376 | 775.9749
6 | 14 | 9 | 15.2 | 15.47 | 15.4 | 15.0267 | 55.34% | 61.6646 | 12.3329 | 12.3329 | 12.3329 | 937.3019 | 190.7903 | 189.927 | 185.3227 | 0.6365% | 0.78797 | 11.9771 | 5.152% | 43.3493 | 651.3951
6 | 14 | 10 | 15.26 | 15.5167 | 15.4667 | 12.0733 | 48.9% | 54.4974 | 10.8995 | 10.8995 | 10.8995 | 831.6301 | 169.1236 | 168.5786 | 131.593 | 1.324% | 1.6396 | 25.0203 | 5.463% | 45.9696 | 555.0061
6 | 14 | 11 | 17.9133 | 18.1633 | 18.1167 | 18.2633 | 46.2% | 51.489 | 10.2978 | 10.2978 | 10.2978 | 922.3398 | 187.0424 | 186.5619 | 188.0722 | 2.529% | 3.1313 | 56.0926 | 7.006% | 58.9495 | 1076.6143
6 | 14 | 12 | 17.2933 | 17.5633 | 17.53 | 17.8633 | 42.88% | 47.7899 | 9.558 | 9.558 | 9.558 | 826.4461 | 167.8699 | 167.5513 | 170.7373 | 5.181% | 6.4143 | 110.9252 | 8.457% | 71.1603 | 1271.1594
6 | 14 | 13 | 17.6933 | 18.37 | 18.3733 | 26.9367 | 37.05% | 41.2856 | 8.2571 | 8.2571 | 8.2571 | 730.4802 | 151.6834 | 151.7109 | 222.4194 | 5.92% | 7.3291 | 129.6761 | 9.836% | 82.7631 | 2229.3616
6 | 14 | 14 | 22.8367 | 23.07 | 23.03 | 26.3633 | 27.96% | 31.1551 | 6.231 | 6.231 | 6.231 | 711.4794 | 143.7498 | 143.5005 | 164.2706 | 4.776% | 5.913 | 135.0341 | 9.505% | 79.9816 | 2108.582
6 | 14 | 15 | 20.5033 | 20.6633 | 20.6533 | 30.1533 | 17.14% | 19.0982 | 3.8196 | 3.8196 | 3.8196 | 391.5758 | 78.9263 | 78.8881 | 115.1746 | 3.243% | 4.015 | 82.321 | 8.232% | 69.2727 | 2088.8015
6 | 14 | 16 | 18.9833 | 19.1633 | 19.15 | 33.55 | 8.975% | 10.0014 | 2.0003 | 2.0003 | 2.0003 | 189.859 | 38.3318 | 38.3052 | 67.1091 | 6.267% | 7.7584 | 147.281 | 8.554% | 71.9747 | 2414.7505
6 | 14 | 17 | 19.6667 | 19.8633 | 19.8433 | 29.11 | 1.026% | 1.1437 | 0.22873 | 0.22873 | 0.22873 | 22.4921 | 4.5434 | 4.5388 | 6.6584 | 5.59% | 6.9205 | 136.1041 | 6.635% | 55.8335 | 1625.3125
6 | 14 | 18 | 28.9267 | 29.09 | 29.11 | 49.8967 | 0.2035% | 0.22676 | 0.045351 | 0.045351 | 0.045351 | 6.5593 | 1.3193 | 1.3202 | 2.2629 | 13.65% | 16.8993 | 488.8394 | 5.55% | 46.701 | 2330.2227
6 | 14 | 19 | 47.6233 | 47.8967 | 47.8833 | 61.5533 | 0.00998% | 0.011122 | 0.0022243 | 0.0022243 | 0.0022243 | 0.52964 | 0.10654 | 0.10651 | 0.13691 | 11.2% | 13.8602 | 660.0676 | 4.128% | 34.7378 | 2138.2285
6 | 14 | 20 | 29.0167 | 29.2967 | 29.2333 | 34.0433 | 0% | 0 | 0 | 0 | 0 | 0 | 0 | 0 | 0 | 6.464% | 8.0029 | 232.2163 | 3.361% | 28.2777 | 962.6678
6 | 14 | 21 | 21.0367 | 21.13 | 21.16 | 25.8733 | 0% | 0 | 0 | 0 | 0 | 0 | 0 | 0 | 0 | 5.237% | 6.4835 | 136.3912 | 1.324% | 11.1392 | 288.208
6 | 14 | 22 | 18.4633 | 18.5733 | 18.6 | 23.71 | 0% | 0 | 0 | 0 | 0 | 0 | 0 | 0 | 0 | 2.242% | 2.7763 | 51.2593 | 0.2703% | 2.2746 | 53.9299
6 | 14 | 23 | 18.36 | 18.5367 | 18.5233 | 22.6533 | 0% | 0 | 0 | 0 | 0 | 0 | 0 | 0 | 0 | 3.311% | 4.0994 | 75.2651 | 0.1807% | 1.5202 | 34.4376
6 | 15 | 0 | 15.8767 | 16.0433 | 16.0033 | 28.8767 | 0% | 0 | 0 | 0 | 0 | 0 | 0 | 0 | 0 | 1.538% | 1.9041 | 30.2304 | 0.292% | 2.4568 | 70.9445
6 | 15 | 1 | 15.38 | 15.5367 | 15.5033 | 15.5967 | 0% | 0 | 0 | 0 | 0 | 0 | 0 | 0 | 0 | 0.8946% | 1.1076 | 17.0348 | 0.2192% | 1.8444 | 28.7667
6 | 15 | 2 | 16.1967 | 16.4 | 16.3333 | 16.4 | 0% | 0 | 0 | 0 | 0 | 0 | 0 | 0 | 0 | 0.7999% | 0.9903 | 16.0396 | 0.3644% | 3.0661 | 50.2833
6 | 15 | 3 | 14.68 | 14.87 | 14.8033 | 14.8567 | 0% | 0 | 0 | 0 | 0 | 0 | 0 | 0 | 0 | 0.5653% | 0.6999 | 10.2745 | 0.9388% | 7.8997 | 117.3628
6 | 15 | 4 | 12.85 | 13.0633 | 12.9767 | 13 | 0.03659% | 0.040779 | 0.0081558 | 0.0081558 | 0.0081558 | 0.52401 | 0.10654 | 0.10584 | 0.10603 | 0.8384% | 1.038 | 13.3381 | 1.145% | 9.6319 | 125.215
6 | 15 | 5 | 12.6567 | 12.7933 | 12.7567 | 12.8167 | 3.894% | 4.3393 | 0.86785 | 0.86785 | 0.86785 | 54.9205 | 11.1027 | 11.0709 | 11.123 | 0.8285% | 1.0258 | 12.9828 | 4.29% | 36.0982 | 462.6587
6 | 15 | 6 | 15.05 | 15.2033 | 15.1633 | 15.2467 | 11.37% | 12.6736 | 2.5347 | 2.5347 | 2.5347 | 190.7378 | 38.5362 | 38.4348 | 38.6461 | 1.154% | 1.4286 | 21.5011 | 3.041% | 25.5886 | 390.1416
6 | 15 | 7 | 16.8367 | 16.9967 | 16.97 | 17.0833 | 19.41% | 21.6277 | 4.3255 | 4.3255 | 4.3255 | 364.1381 | 73.5197 | 73.4044 | 73.8946 | 0.5223% | 0.64665 | 10.8874 | 1.783% | 15.0039 | 256.3165
6 | 15 | 8 | 18.82 | 19.0433 | 19.0033 | 19.12 | 35.1% | 39.1151 | 7.823 | 7.823 | 7.823 | 736.1455 | 148.9762 | 148.6633 | 149.576 | 1.463% | 1.8116 | 34.0949 | 2.062% | 17.3473 | 331.6801
6 | 15 | 9 | 17.1733 | 17.2633 | 17.2733 | 17.42 | 56.35% | 62.7934 | 12.5587 | 12.5587 | 12.5587 | 1078.3726 | 216.8048 | 216.9304 | 218.7723 | 3.559% | 4.4068 | 75.6791 | 2.999% | 25.2337 | 439.5712
6 | 15 | 10 | 17.21 | 17.2767 | 17.33 | 17.6633 | 63.86% | 71.163 | 14.2326 | 14.2326 | 14.2326 | 1224.7154 | 245.8919 | 246.651 | 251.3952 | 5.425% | 6.7168 | 115.5953 | 3.032% | 25.5116 | 450.6202
6 | 15 | 11 | 20.14 | 20.2233 | 20.2867 | 21.0133 | 55.97% | 62.3764 | 12.4753 | 12.4753 | 12.4753 | 1256.2603 | 252.2917 | 253.0818 | 262.1471 | 7.219% | 8.9374 | 179.9986 | 3.023% | 25.4389 | 534.5565
6 | 15 | 12 | 18.8833 | 18.96 | 19.0133 | 19.5767 | 52.69% | 58.7124 | 11.7425 | 11.7425 | 11.7425 | 1108.6868 | 222.6376 | 223.2639 | 229.8788 | 6.095% | 7.5464 | 142.5011 | 4.085% | 34.3766 | 672.9791
6 | 15 | 13 | 18.2467 | 18.3567 | 18.3967 | 18.8933 | 50.96% | 56.7841 | 11.3568 | 11.3568 | 11.3568 | 1036.1205 | 208.4734 | 208.9276 | 214.5682 | 5.886% | 7.2871 | 132.9655 | 6.958% | 58.5468 | 1106.1437
6 | 15 | 14 | 18.8867 | 18.9867 | 19.03 | 19.27 | 45.38% | 50.5659 | 10.1132 | 10.1132 | 10.1132 | 955.0217 | 192.0157 | 192.4539 | 194.8811 | 6.159% | 7.625 | 144.0108 | 11.55% | 97.1999 | 1873.0415
6 | 15 | 15 | 18.4467 | 18.55 | 18.5833 | 18.9567 | 42.15% | 46.9737 | 9.3947 | 9.3947 | 9.3947 | 866.5076 | 174.2723 | 174.5855 | 178.0928 | 4.011% | 4.9656 | 91.5994 | 8.052% | 67.7544 | 1284.3984
6 | 15 | 16 | 19.4933 | 19.6167 | 19.6967 | 20.4667 | 31.39% | 34.9853 | 6.9971 | 6.9971 | 6.9971 | 681.9795 | 137.2589 | 137.8186 | 143.2064 | 5.354% | 6.6282 | 129.2066 | 6.976% | 58.6984 | 1201.3611
6 | 15 | 17 | 20.9967 | 21.1733 | 21.29 | 21.72 | 22.49% | 25.0642 | 5.0128 | 5.0128 | 5.0128 | 526.2655 | 106.1387 | 106.7235 | 108.8791 | 4.474% | 5.5395 | 116.3115 | 7.383% | 62.1222 | 1349.2941
6 | 15 | 18 | 18.93 | 19.0167 | 19.05 | 19.31 | 6.92% | 7.7116 | 1.5423 | 1.5423 | 1.5423 | 145.9797 | 29.3296 | 29.381 | 29.782 | 2.975% | 3.6838 | 69.7338 | 6.209% | 52.2457 | 1008.8638
6 | 15 | 19 | 16.1167 | 16.2067 | 16.22 | 16.35 | 0.1159% | 0.12913 | 0.025827 | 0.025827 | 0.025827 | 2.0812 | 0.41856 | 0.41891 | 0.42227 | 5.717% | 7.078 | 114.0736 | 2.792% | 23.494 | 384.1267
6 | 15 | 20 | 20.0733 | 20.1467 | 20.1867 | 20.34 | 0% | 0 | 0 | 0 | 0 | 0 | 0 | 0 | 0 | 9.769% | 12.0949 | 242.7857 | 1.709% | 14.3827 | 292.5435
6 | 15 | 21 | 17.9367 | 18.0067 | 18.0467 | 18.2 | 0% | 0 | 0 | 0 | 0 | 0 | 0 | 0 | 0 | 5.753% | 7.123 | 127.7621 | 5.097% | 42.8915 | 780.6247
6 | 15 | 22 | 17.6867 | 17.7667 | 17.8167 | 18.0067 | 0% | 0 | 0 | 0 | 0 | 0 | 0 | 0 | 0 | 3.944% | 4.8832 | 86.3681 | 2.929% | 24.6482 | 443.8325
6 | 15 | 23 | 16.1067 | 16.18 | 16.2167 | 16.66 | 0% | 0 | 0 | 0 | 0 | 0 | 0 | 0 | 0 | 5.37% | 6.6481 | 107.0792 | 1.893% | 15.9283 | 265.3662
6 | 16 | 0 | 13.7833 | 13.8367 | 13.88 | 20.6833 | 0% | 0 | 0 | 0 | 0 | 0 | 0 | 0 | 0 | 8.739% | 10.8191 | 149.1235 | 1.829% | 15.3866 | 318.246
6 | 16 | 1 | 13.1333 | 13.1867 | 13.24 | 13.4133 | 0% | 0 | 0 | 0 | 0 | 0 | 0 | 0 | 0 | 6.234% | 7.7182 | 101.366 | 2.973% | 25.0168 | 335.5588
6 | 16 | 2 | -10.4 | -10.41 | -10.45 | -9.55 | 0% | 0 | 0 | 0 | 0 | 0 | 0 | 0 | 0 | 4.401% | 5.4492 | -56.6722 | 4.431% | 37.2834 | -356.0561
6 | 16 | 3 | 13.9567 | 14.03 | 14.0633 | 19.56 | 0% | 0 | 0 | 0 | 0 | 0 | 0 | 0 | 0 | 4.182% | 5.1781 | 72.2688 | 6.67% | 56.1244 | 1097.7933
6 | 16 | 4 | 16.3567 | 16.4133 | 16.4467 | 17.6933 | 0.008317% | 0.0092679 | 0.0018536 | 0.0018536 | 0.0018536 | 0.15159 | 0.030424 | 0.030485 | 0.032796 | 4.057% | 5.0229 | 82.1577 | 11.11% | 93.4842 | 1654.0472
6 | 16 | 5 | 12.8933 | 12.95 | 12.9967 | 16.52 | 12.53% | 13.9668 | 2.7934 | 2.7934 | 2.7934 | 180.0786 | 36.174 | 36.3044 | 46.1463 | 5.291% | 6.5501 | 84.4529 | 14.91% | 125.49 | 2073.0947
6 | 16 | 6 | 17.4167 | 17.47 | 17.51 | 14.4533 | 30.45% | 33.938 | 6.7876 | 6.7876 | 6.7876 | 591.0866 | 118.5793 | 118.8508 | 98.1034 | 4.335% | 5.3673 | 93.4808 | 16.1% | 135.4821 | 1958.1684
6 | 16 | 7 | 9.5733 | 9.6167 | 9.64 | 12.9 | 44.9% | 50.0383 | 10.0077 | 10.0077 | 10.0077 | 479.033 | 96.2403 | 96.4738 | 129.0987 | 0.6928% | 0.85778 | 8.2118 | 17.08% | 143.6814 | 1853.4896
6 | 16 | 8 | 8.45 | 8.49 | 8.5167 | 12.4 | 46.45% | 51.7609 | 10.3522 | 10.3522 | 10.3522 | 437.3794 | 87.89 | 88.166 | 128.367 | 0.7631% | 0.94479 | 7.9835 | 18.91% | 159.1499 | 1973.4583
6 | 16 | 9 | 15.0167 | 15.08 | 15.12 | 16.7333 | 55.58% | 61.9408 | 12.3882 | 12.3882 | 12.3882 | 930.1441 | 186.8134 | 187.3089 | 207.2952 | 1.381% | 1.7096 | 25.6732 | 18.14% | 152.68 | 2554.8461
6 | 16 | 10 | 19.8933 | 19.9667 | 20.0233 | 26.33 | 63.72% | 71.0116 | 14.2023 | 14.2023 | 14.2023 | 1412.6581 | 283.5731 | 284.3779 | 373.9473 | 1.445% | 1.7892 | 35.5924 | 19.9% | 167.4226 | 4408.2365
6 | 16 | 11 | 18.9967 | 19.07 | 19.1167 | 17.4267 | 63.45% | 70.7052 | 14.141 | 14.141 | 14.141 | 1343.1626 | 269.6695 | 270.3294 | 246.4311 | 2.307% | 2.8568 | 54.2692 | 19.23% | 161.8159 | 2819.9121
6 | 16 | 12 | 25 | 25.1033 | 25.1767 | 34.3833 | 64.54% | 71.9224 | 14.3845 | 14.3845 | 14.3845 | 1798.0591 | 361.0982 | 362.1531 | 494.5861 | 2.254% | 2.7907 | 69.7667 | 18.86% | 158.7101 | 5456.9815
6 | 16 | 13 | 18.9533 | 19.04 | 19.0933 | 22.3967 | 58.93% | 65.6752 | 13.135 | 13.135 | 13.135 | 1244.763 | 250.091 | 250.7915 | 294.1809 | 3.43% | 4.2461 | 80.4768 | 17.64% | 148.4735 | 3325.3119
6 | 16 | 14 | 22.23 | 22.3033 | 22.34 | 27.1833 | 51.61% | 57.5089 | 11.5018 | 11.5018 | 11.5018 | 1278.4218 | 256.5278 | 256.9496 | 312.6565 | 4.251% | 5.2633 | 117.0032 | 16.93% | 142.4687 | 3872.7728
6 | 16 | 15 | 23.4733 | 23.57 | 23.63 | 30.87 | 44.02% | 49.0583 | 9.8117 | 9.8117 | 9.8117 | 1151.5627 | 231.261 | 231.8497 | 302.8862 | 6.69% | 8.2825 | 194.4188 | 14.16% | 119.1129 | 3677.0164
6 | 16 | 16 | 22.6533 | 22.7467 | 22.8067 | 26.0533 | 35.82% | 39.922 | 7.9844 | 7.9844 | 7.9844 | 904.3662 | 181.6185 | 182.0975 | 208.0202 | 8.745% | 10.8272 | 245.272 | 11.98% | 100.781 | 2625.6797
6 | 16 | 17 | 20.4433 | 20.5533 | 20.6033 | 22.1433 | 27.15% | 30.2598 | 6.052 | 6.052 | 6.052 | 618.6122 | 124.3882 | 124.6908 | 134.0108 | 12.86% | 15.9196 | 325.45 | 9.955% | 83.7637 | 1854.8081
6 | 16 | 18 | 25.59 | 25.7533 | 25.8167 | 27.71 | 12.91% | 14.3919 | 2.8784 | 2.8784 | 2.8784 | 368.2884 | 74.1278 | 74.3101 | 79.7598 | 20.76% | 25.7022 | 657.7194 | 8.606% | 72.4131 | 2006.5657
6 | 16 | 19 | 19.9433 | 20.04 | 20.0833 | 20.5433 | 0.4602% | 0.51283 | 0.10257 | 0.10257 | 0.10257 | 10.2275 | 2.0554 | 2.0599 | 2.107 | 43.21% | 53.5004 | 1066.9771 | 8.414% | 70.8005 | 1454.4777
6 | 16 | 20 | 19.0333 | 19.1233 | 19.1567 | 18.7267 | 0% | 0 | 0 | 0 | 0 | 0 | 0 | 0 | 0 | 69.92% | 86.5583 | 1647.4925 | 7.649% | 64.3668 | 1205.376
6 | 16 | 21 | 19.35 | 19.4467 | 19.4833 | 18.5467 | 0% | 0 | 0 | 0 | 0 | 0 | 0 | 0 | 0 | 74.9% | 92.7358 | 1794.4375 | 9.138% | 76.8952 | 1426.1501
6 | 16 | 22 | 17.6167 | 17.71 | 17.7467 | 17.9267 | 0% | 0 | 0 | 0 | 0 | 0 | 0 | 0 | 0 | 78.89% | 97.6675 | 1720.5756 | 9.072% | 76.3358 | 1368.4473
6 | 16 | 23 | 17.0633 | 17.15 | 17.2 | 17.3733 | 0% | 0 | 0 | 0 | 0 | 0 | 0 | 0 | 0 | 79.44% | 98.3504 | 1678.1854 | 8.04% | 67.6508 | 1175.3194
6 | 17 | 0 | 16.9233 | 17.01 | 17.0567 | 17.2133 | 0% | 0 | 0 | 0 | 0 | 0 | 0 | 0 | 0 | 81.5% | 100.8984 | 1707.5377 | 7.739% | 65.1179 | 1120.8967
6 | 17 | 1 | 13.02 | 13.0833 | 13.1167 | 13.2333 | 0% | 0 | 0 | 0 | 0 | 0 | 0 | 0 | 0 | 79.89% | 98.9059 | 1287.7554 | 6.707% | 56.4324 | 746.7887
6 | 17 | 2 | 13.0033 | 13.0567 | 13.09 | 13.2033 | 0% | 0 | 0 | 0 | 0 | 0 | 0 | 0 | 0 | 78.1% | 96.691 | 1257.3053 | 6.081% | 51.172 | 675.6414
6 | 17 | 3 | 3.48 | 3.51 | 3.54 | 3.5733 | 0% | 0 | 0 | 0 | 0 | 0 | 0 | 0 | 0 | 75.67% | 93.6852 | 326.0244 | 5.448% | 45.8404 | 163.8029
6 | 17 | 4 | 8.27 | 8.29 | 8.3167 | 8.3767 | 0.209% | 0.23293 | 0.046587 | 0.046587 | 0.046587 | 1.9264 | 0.38621 | 0.38745 | 0.39024 | 70.7% | 87.5273 | 723.851 | 5.912% | 49.7507 | 416.7451
6 | 17 | 5 | 7.8933 | 7.9233 | 7.9533 | 8.02 | 4.35% | 4.8471 | 0.96943 | 0.96943 | 0.96943 | 38.2601 | 7.6811 | 7.7102 | 7.7748 | 62.56% | 77.4519 | 611.3539 | 7.188% | 60.488 | 485.1137
6 | 17 | 6 | 12.13 | 12.1767 | 12.2167 | 12.33 | 11.98% | 13.3526 | 2.6705 | 2.6705 | 2.6705 | 161.9675 | 32.5181 | 32.625 | 32.9276 | 55.45% | 68.6479 | 832.6986 | 8.159% | 68.6554 | 846.5207
6 | 17 | 7 | 13.4133 | 13.4967 | 13.5267 | 13.6567 | 14.24% | 15.8692 | 3.1738 | 3.1738 | 3.1738 | 212.8588 | 42.8363 | 42.9315 | 43.3441 | 58.55% | 72.4841 | 972.2532 | 8.015% | 67.4387 | 920.9881
6 | 17 | 8 | 12.8867 | 12.9867 | 13.0167 | 13.1533 | 16.47% | 18.3567 | 3.6713 | 3.6713 | 3.6713 | 236.5569 | 47.6785 | 47.7886 | 48.2904 | 49.69% | 61.515 | 792.7238 | 8.21% | 69.0854 | 908.7036
6 | 17 | 9 | 14.3867 | 14.4967 | 14.5333 | 15.8067 | 16.35% | 18.2158 | 3.6432 | 3.6432 | 3.6432 | 262.0653 | 52.8138 | 52.9474 | 57.5864 | 54.66% | 67.6769 | 973.6451 | 9.476% | 79.7344 | 1260.3354
6 | 17 | 10 | 15.91 | 16.0233 | 16.0567 | 19.5533 | 16.44% | 18.3246 | 3.6649 | 3.6649 | 3.6649 | 291.5442 | 58.7242 | 58.8464 | 71.6613 | 59.76% | 73.9903 | 1177.1854 | 11.61% | 97.6628 | 1909.6336
6 | 17 | 11 | 17.4067 | 17.54 | 17.5667 | 20.0867 | 23.57% | 26.2685 | 5.2537 | 5.2537 | 5.2537 | 457.2462 | 92.1497 | 92.2898 | 105.5291 | 60.74% | 75.1991 | 1308.9664 | 12.49% | 105.0786 | 2110.6791
6 | 17 | 12 | 18.7567 | 18.8933 | 18.9133 | 22.3133 | 40.03% | 44.614 | 8.9228 | 8.9228 | 8.9228 | 836.8108 | 168.5816 | 168.7601 | 199.0976 | 62.5% | 77.3779 | 1451.3511 | 14.37% | 120.9548 | 2698.9038
6 | 17 | 13 | 18.44 | 18.57 | 18.59 | 21.3133 | 50.1% | 55.8332 | 11.1666 | 11.1666 | 11.1666 | 1029.5643 | 207.3645 | 207.5879 | 237.9984 | 67.01% | 82.9583 | 1529.7509 | 20.96% | 176.3865 | 3759.3853
6 | 17 | 14 | 20.14 | 20.2733 | 20.2933 | 21.8767 | 50.85% | 56.6704 | 11.3341 | 11.3341 | 11.3341 | 1141.3421 | 229.7796 | 230.0063 | 247.9519 | 63.4% | 78.4917 | 1580.8224 | 23.92% | 201.2768 | 4403.2648
6 | 17 | 15 | 24 | 24.1567 | 24.1733 | 24.85 | 46.24% | 51.5335 | 10.3067 | 10.3067 | 10.3067 | 1236.8039 | 248.9755 | 249.1473 | 256.1215 | 62.64% | 77.5459 | 1861.1009 | 20.4% | 171.6881 | 4266.4501
6 | 17 | 16 | 23.4067 | 23.5433 | 23.54 | 24.09 | 32.4% | 36.1036 | 7.2207 | 7.2207 | 7.2207 | 845.0649 | 169.9998 | 169.9757 | 173.9471 | 70.27% | 86.9933 | 2036.2221 | 19.86% | 167.1231 | 4025.9951
6 | 17 | 17 | 34.89 | 35.06 | 35.0767 | 35.2767 | 18.02% | 20.0812 | 4.0162 | 4.0162 | 4.0162 | 700.6321 | 140.8092 | 140.8761 | 141.6794 | 68.14% | 84.3553 | 2943.1578 | 20.84% | 175.3312 | 6185.1008
6 | 17 | 18 | 26.2367 | 26.3667 | 26.3567 | 26.66 | 5.985% | 6.6698 | 1.334 | 1.334 | 1.334 | 174.9942 | 35.1723 | 35.1589 | 35.5636 | 62.48% | 77.3584 | 2029.6256 | 17.55% | 147.7066 | 3937.8583
6 | 17 | 19 | 20.9967 | 21.1 | 21.0867 | 22.7767 | 0.0255% | 0.028422 | 0.0056843 | 0.0056843 | 0.0056843 | 0.59676 | 0.11994 | 0.11986 | 0.12947 | 65.48% | 81.0701 | 1702.2011 | 16.8% | 141.3465 | 3219.4027
6 | 17 | 20 | 20.2833 | 20.39 | 20.3767 | 22.2167 | 0% | 0 | 0 | 0 | 0 | 0 | 0 | 0 | 0 | 73.92% | 91.511 | 1856.149 | 23.58% | 198.3836 | 4407.4218
6 | 17 | 21 | 18.9767 | 19.0733 | 19.07 | 21.6933 | 0% | 0 | 0 | 0 | 0 | 0 | 0 | 0 | 0 | 76.62% | 94.8547 | 1800.0253 | 32.91% | 276.9642 | 6008.2769
6 | 17 | 22 | 16.8133 | 16.9067 | 16.9167 | 21.1967 | 0% | 0 | 0 | 0 | 0 | 0 | 0 | 0 | 0 | 75.08% | 92.9569 | 1562.9153 | 40.66% | 342.1571 | 7252.5897
6 | 17 | 23 | 15.5433 | 15.6333 | 15.6533 | 21.1033 | 0% | 0 | 0 | 0 | 0 | 0 | 0 | 0 | 0 | 78.07% | 96.6567 | 1502.3676 | 39.82% | 335.0847 | 7071.4046
6 | 18 | 0 | 15.7333 | 15.8267 | 15.8467 | 17.1133 | 0% | 0 | 0 | 0 | 0 | 0 | 0 | 0 | 0 | 77.22% | 95.6059 | 1504.2001 | 39.59% | 333.128 | 5700.9303
6 | 18 | 1 | 13.94 | 14.0167 | 14.04 | 14.1667 | 0% | 0 | 0 | 0 | 0 | 0 | 0 | 0 | 0 | 72.84% | 90.1848 | 1257.1755 | 43.51% | 366.1165 | 5186.6508
6 | 18 | 2 | 11.9667 | 12.0333 | 12.0467 | 12.15 | 0% | 0 | 0 | 0 | 0 | 0 | 0 | 0 | 0 | 64.45% | 79.7876 | 954.7911 | 57% | 479.6433 | 5827.6666
6 | 18 | 3 | 10.5733 | 10.6333 | 10.65 | 10.7433 | 0% | 0 | 0 | 0 | 0 | 0 | 0 | 0 | 0 | 43.37% | 53.6967 | 567.7527 | 67.37% | 566.8751 | 6090.1286
6 | 18 | 4 | 15.7533 | 15.82 | 15.85 | 16 | 0.01331% | 0.014829 | 0.0029657 | 0.0029657 | 0.0029657 | 0.2336 | 0.046918 | 0.047007 | 0.047452 | 41.07% | 50.8428 | 800.9437 | 70.22% | 590.8378 | 9453.4053
6 | 18 | 5 | 13.23 | 13.2967 | 13.3167 | 13.4233 | 9.937% | 11.0733 | 2.2147 | 2.2147 | 2.2147 | 146.5003 | 29.4477 | 29.492 | 29.7282 | 42.45% | 52.5584 | 695.3475 | 84.28% | 709.1774 | 9519.5244
6 | 18 | 6 | 17.6167 | 17.7133 | 17.74 | 17.9233 | 28.58% | 31.8508 | 6.3702 | 6.3702 | 6.3702 | 561.1058 | 112.8369 | 113.0068 | 114.1747 | 49.57% | 61.3661 | 1081.0665 | 90.29% | 759.7291 | 13616.8785
6 | 18 | 7 | 18.05 | 18.1433 | 18.17 | 18.41 | 48.22% | 53.7362 | 10.7472 | 10.7472 | 10.7472 | 969.938 | 194.9907 | 195.2773 | 197.8566 | 54.51% | 67.4891 | 1218.1782 | 94.56% | 795.6563 | 14648.0329
6 | 18 | 8 | 18.83 | 18.9333 | 18.9633 | 19.2933 | 60.04% | 66.9041 | 13.3808 | 13.3808 | 13.3808 | 1259.8038 | 253.3434 | 253.7449 | 258.1605 | 49.25% | 60.9768 | 1148.1935 | 89.26% | 751.1175 | 14491.5599
6 | 18 | 9 | 21.58 | 21.71 | 21.7333 | 21.9733 | 62.87% | 70.0614 | 14.0123 | 14.0123 | 14.0123 | 1511.9242 | 304.2064 | 304.5334 | 307.8963 | 42.37% | 52.459 | 1132.065 | 83.36% | 701.4015 | 15412.1294
6 | 18 | 10 | 27.1833 | 27.34 | 27.3533 | 27.85 | 64.69% | 72.0935 | 14.4187 | 14.4187 | 14.4187 | 1959.742 | 394.2073 | 394.3996 | 401.5609 | 36.4% | 45.0602 | 1224.8871 | 86.53% | 728.1019 | 20277.6371
6 | 18 | 11 | 28.0433 | 28.6433 | 28.6933 | 30.5233 | 66.91% | 74.5582 | 14.9116 | 14.9116 | 14.9116 | 2090.8596 | 427.1189 | 427.8645 | 455.1528 | 35.54% | 44.003 | 1233.9916 | 83.09% | 699.1936 | 21341.7198
6 | 18 | 12 | 33.4433 | 34.3067 | 34.3467 | 38.7533 | 68.41% | 76.2326 | 15.2465 | 15.2465 | 15.2465 | 2549.4715 | 523.0571 | 523.667 | 590.8533 | 32% | 39.6205 | 1325.0409 | 86.61% | 728.8065 | 28243.6818
6 | 18 | 13 | 29.4867 | 31.32 | 31.47 | 35.26 | 67.62% | 75.3558 | 15.0712 | 15.0712 | 15.0712 | 2221.9923 | 472.0289 | 474.2896 | 531.4093 | 28.7% | 35.5358 | 1047.8313 | 85.86% | 722.4874 | 25474.9051
6 | 18 | 14 | 33.0133 | 36.1 | 36.4067 | 37.99 | 64.45% | 71.821 | 14.3642 | 14.3642 | 14.3642 | 2371.0518 | 518.5479 | 522.9529 | 545.6962 | 23.88% | 29.5599 | 975.8699 | 85.17% | 716.7083 | 27227.748
6 | 18 | 15 | 91.7233 | 132.1067 | 137.66 | 138.2367 | 58.09% | 64.7304 | 12.9461 | 12.9461 | 12.9461 | 5937.2915 | 1710.2645 | 1782.1584 | 1789.624 | 21.97% | 27.1961 | 2494.5209 | 88.83% | 747.4323 | 103322.5429
6 | 18 | 16 | 148.31 | 215.6633 | 224.8533 | 217.1367 | 46.9% | 52.2663 | 10.4533 | 10.4533 | 10.4533 | 7751.6124 | 2254.3842 | 2350.4496 | 2269.7853 | 24.86% | 30.7779 | 4564.6651 | 82.42% | 693.5484 | 150594.7809
6 | 18 | 17 | 43.5033 | 55.02 | 56.4567 | 56.62 | 32.3% | 35.9961 | 7.1992 | 7.1992 | 7.1992 | 1565.95 | 396.101 | 406.4439 | 407.6197 | 25.67% | 31.7779 | 1382.4464 | 83.11% | 699.3538 | 39597.4123
6 | 18 | 18 | 43.5167 | 53.2833 | 54.4533 | 54.6 | 13.98% | 15.5807 | 3.1161 | 3.1161 | 3.1161 | 678.0182 | 166.0379 | 169.6837 | 170.1408 | 21.95% | 27.1705 | 1182.3705 | 85.5% | 719.4129 | 39279.9447
6 | 18 | 19 | 29.9633 | 35.8233 | 36.5267 | 38.6033 | 0.01996% | 0.022243 | 0.0044486 | 0.0044486 | 0.0044486 | 0.66648 | 0.15936 | 0.16249 | 0.17173 | 17.71% | 21.9207 | 656.817 | 83% | 698.4347 | 26961.9059
6 | 18 | 20 | 31.2433 | 39.32 | 40.3533 | 42.67 | 0% | 0 | 0 | 0 | 0 | 0 | 0 | 0 | 0 | 12.96% | 16.0495 | 501.4387 | 87.08% | 732.7644 | 31267.0571
6 | 18 | 21 | 22.01 | 25.1667 | 25.5867 | 26.5 | 0% | 0 | 0 | 0 | 0 | 0 | 0 | 0 | 0 | 9.257% | 11.46 | 252.2352 | 87.05% | 732.5301 | 19412.0483
6 | 18 | 22 | 20.2533 | 20.58 | 20.6133 | 25.4467 | 0% | 0 | 0 | 0 | 0 | 0 | 0 | 0 | 0 | 6.088% | 7.5374 | 152.6582 | 81.09% | 682.3336 | 17363.1146
6 | 18 | 23 | 20.0967 | 20.3067 | 20.3367 | 30.1167 | 0% | 0 | 0 | 0 | 0 | 0 | 0 | 0 | 0 | 3.659% | 4.5296 | 91.0306 | 63.27% | 532.3588 | 16032.8739
6 | 19 | 0 | 19.7033 | 19.8 | 19.82 | 28.2367 | 0% | 0 | 0 | 0 | 0 | 0 | 0 | 0 | 0 | 3.367% | 4.1681 | 82.1247 | 44.34% | 373.1015 | 10535.1423
6 | 19 | 1 | 17.0467 | 17.1533 | 17.16 | 17.42 | 0% | 0 | 0 | 0 | 0 | 0 | 0 | 0 | 0 | 3.227% | 3.9954 | 68.1086 | 32.17% | 270.688 | 4715.3844
6 | 19 | 2 | 15.3667 | 15.43 | 15.45 | 15.62 | 0% | 0 | 0 | 0 | 0 | 0 | 0 | 0 | 0 | 2.821% | 3.4927 | 53.6707 | 24.51% | 206.267 | 3221.8905
6 | 19 | 3 | 13.0633 | 13.13 | 13.1367 | 13.27 | 0% | 0 | 0 | 0 | 0 | 0 | 0 | 0 | 0 | 3.127% | 3.872 | 50.5807 | 21.62% | 181.8934 | 2413.7249
6 | 19 | 4 | 15.2733 | 15.35 | 15.35 | 15.5133 | 0% | 0 | 0 | 0 | 0 | 0 | 0 | 0 | 0 | 2.785% | 3.4475 | 52.6543 | 16.82% | 141.5002 | 2195.1395
6 | 19 | 5 | 17.0467 | 17.1633 | 17.15 | 17.32 | 4.926% | 5.4891 | 1.0978 | 1.0978 | 1.0978 | 93.5708 | 18.8422 | 18.8276 | 19.0142 | 2.169% | 2.6855 | 45.7793 | 13.7% | 115.3094 | 1997.1593
6 | 19 | 6 | 19.61 | 19.7267 | 19.7467 | 20.94 | 20.41% | 22.7497 | 4.5499 | 4.5499 | 4.5499 | 446.1221 | 89.7552 | 89.8462 | 95.2758 | 1.53% | 1.8942 | 37.1459 | 13.28% | 111.7266 | 2339.554
6 | 19 | 7 | 20.1567 | 20.2533 | 20.28 | 23.6933 | 37.7% | 42.0098 | 8.402 | 8.402 | 8.402 | 846.7766 | 170.1675 | 170.3916 | 199.0702 | 0.6638% | 0.82177 | 16.5641 | 12.23% | 102.9485 | 2439.1922
6 | 19 | 8 | 23.9067 | 24.0333 | 24.0633 | 26.11 | 49.96% | 55.6695 | 11.1339 | 11.1339 | 11.1339 | 1330.8715 | 267.5846 | 267.9186 | 290.706 | 0.6161% | 0.76282 | 18.2364 | 4.809% | 40.4665 | 1056.5799
6 | 19 | 9 | 24.9933 | 25.1433 | 25.17 | 29.5667 | 56.01% | 62.4147 | 12.4829 | 12.4829 | 12.4829 | 1559.9511 | 313.8627 | 314.1955 | 369.0788 | 0.7065% | 0.87468 | 21.8611 | 2.256% | 18.9839 | 561.2909
6 | 19 | 10 | 28.95 | 29.1233 | 29.1533 | 31.5767 | 58.46% | 65.15 | 13.03 | 13.03 | 13.03 | 1886.0915 | 379.4768 | 379.8677 | 411.4438 | 1.664% | 2.0607 | 59.6573 | 1.767% | 14.8679 | 469.4799
6 | 19 | 11 | 30.0033 | 30.1967 | 30.22 | 34.71 | 56.72% | 63.2049 | 12.641 | 12.641 | 12.641 | 1896.3587 | 381.7157 | 382.0106 | 438.7686 | 2.399% | 2.9702 | 89.1168 | 2.139% | 18.0004 | 624.7934
6 | 19 | 12 | 28.7867 | 28.9567 | 28.9667 | 31.71 | 56.63% | 63.1098 | 12.622 | 12.622 | 12.622 | 1816.7203 | 365.4898 | 365.616 | 400.2422 | 3.044% | 3.7687 | 108.4879 | 2.843% | 23.9214 | 758.5469
6 | 19 | 13 | 33.0867 | 33.2633 | 33.26 | 35.7733 | 55.68% | 62.052 | 12.4104 | 12.4104 | 12.4104 | 2053.0938 | 412.8113 | 412.7699 | 443.9614 | 4.981% | 6.1673 | 204.0566 | 3.692% | 31.064 | 1111.262
6 | 19 | 14 | 29.9767 | 30.13 | 30.1333 | 36.4467 | 53.21% | 59.2988 | 11.8598 | 11.8598 | 11.8598 | 1777.5804 | 357.3346 | 357.3741 | 432.2487 | 5.172% | 6.403 | 191.9396 | 5.738% | 48.2847 | 1759.8167
6 | 19 | 15 | 29.6233 | 29.7867 | 29.7833 | 41.17 | 45.18% | 50.3423 | 10.0685 | 10.0685 | 10.0685 | 1491.3055 | 299.9056 | 299.872 | 414.5181 | 5.428% | 6.7206 | 199.0872 | 8.104% | 68.1941 | 2807.553
6 | 19 | 16 | 30.0467 | 30.2 | 30.1833 | 37.0733 | 33.21% | 37.0069 | 7.4014 | 7.4014 | 7.4014 | 1111.9345 | 223.5218 | 223.3984 | 274.3939 | 4.552% | 5.6352 | 169.3198 | 10.88% | 91.5173 | 3392.8505
6 | 19 | 17 | 30.3367 | 30.49 | 30.4633 | 36.0933 | 15.92% | 17.7456 | 3.5491 | 3.5491 | 3.5491 | 538.3438 | 108.213 | 108.1183 | 128.0999 | 3.035% | 3.7573 | 113.9844 | 12.25% | 103.104 | 3721.3665
6 | 19 | 18 | 33.09 | 33.2467 | 33.2067 | 36.54 | 3.672% | 4.0921 | 0.81842 | 0.81842 | 0.81842 | 135.4079 | 27.2098 | 27.1771 | 29.9051 | 2.661% | 3.2941 | 109.0006 | 13.4% | 112.7666 | 4120.4912
6 | 19 | 19 | 26.7267 | 26.8733 | 26.85 | 30.2433 | 0.03659% | 0.040779 | 0.0081558 | 0.0081558 | 0.0081558 | 1.0899 | 0.21917 | 0.21898 | 0.24666 | 2.764% | 3.4221 | 91.4607 | 16.78% | 141.2107 | 4270.6833
6 | 19 | 20 | 26.0233 | 26.17 | 26.16 | 28.3733 | 0% | 0 | 0 | 0 | 0 | 0 | 0 | 0 | 0 | 2.535% | 3.1385 | 81.6741 | 18.01% | 151.5803 | 4300.8397
6 | 19 | 21 | 23.4267 | 23.56 | 23.57 | 26.78 | 0% | 0 | 0 | 0 | 0 | 0 | 0 | 0 | 0 | 4.034% | 4.9945 | 117.0041 | 17.31% | 145.6469 | 3900.4234
6 | 19 | 22 | 20.67 | 20.7933 | 20.82 | 24.12 | 0% | 0 | 0 | 0 | 0 | 0 | 0 | 0 | 0 | 3.135% | 3.881 | 80.2206 | 13.52% | 113.7878 | 2744.5609
6 | 19 | 23 | 21.8 | 21.9167 | 21.95 | 24.7833 | 0% | 0 | 0 | 0 | 0 | 0 | 0 | 0 | 0 | 3.664% | 4.5357 | 98.8778 | 10.69% | 89.9674 | 2229.6917
6 | 20 | 0 | 23.5467 | 23.63 | 23.67 | 23.91 | 0% | 0 | 0 | 0 | 0 | 0 | 0 | 0 | 0 | 8.792% | 10.8844 | 256.2924 | 8.737% | 73.5155 | 1757.7567
6 | 20 | 1 | 21.1967 | 21.29 | 21.33 | 21.55 | 0% | 0 | 0 | 0 | 0 | 0 | 0 | 0 | 0 | 13.83% | 17.1276 | 363.048 | 6.172% | 51.9342 | 1119.1814
6 | 20 | 2 | 17.3033 | 17.3733 | 17.41 | 17.6 | 0% | 0 | 0 | 0 | 0 | 0 | 0 | 0 | 0 | 17.35% | 21.4838 | 371.7421 | 7.404% | 62.3028 | 1096.529
6 | 20 | 3 | 15.35 | 15.41 | 15.4433 | 15.6033 | 0% | 0 | 0 | 0 | 0 | 0 | 0 | 0 | 0 | 16.47% | 20.3911 | 313.0037 | 5.363% | 45.124 | 704.0849
6 | 20 | 4 | 14.9733 | 15.02 | 15.0567 | 15.22 | 0.005544% | 0.0061786 | 0.0012357 | 0.0012357 | 0.0012357 | 0.092515 | 0.018561 | 0.018606 | 0.018808 | 15.83% | 19.597 | 293.432 | 2.206% | 18.5607 | 282.4934
6 | 20 | 5 | 16.02 | 16.0767 | 16.11 | 16.28 | 4.85% | 5.4051 | 1.081 | 1.081 | 1.081 | 86.5892 | 17.3791 | 17.4151 | 17.5989 | 13.59% | 16.821 | 269.473 | 0.5934% | 4.9933 | 81.2908
6 | 20 | 6 | 18.37 | 18.4533 | 18.4733 | 18.68 | 16.36% | 18.2288 | 3.6458 | 3.6458 | 3.6458 | 334.8634 | 67.2765 | 67.3494 | 68.1029 | 11.05% | 13.6775 | 251.2548 | 0.006088% | 0.051229 | 0.95695
6 | 20 | 7 | 20.1133 | 20.2067 | 20.2233 | 20.49 | 29.85% | 33.259 | 6.6518 | 6.6518 | 6.6518 | 668.9485 | 134.4105 | 134.5214 | 136.2952 | 12.9% | 15.9756 | 321.3229 | 0% | 0 | 0
6 | 20 | 8 | 20.3767 | 20.47 | 20.4933 | 20.87 | 33.16% | 36.9569 | 7.3914 | 7.3914 | 7.3914 | 753.0578 | 151.3014 | 151.4739 | 154.258 | 7.275% | 9.0065 | 183.5224 | 0.001756% | 0.014773 | 0.30831
6 | 20 | 9 | 21.55 | 21.6533 | 21.67 | 21.34 | 33.89% | 37.7718 | 7.5544 | 7.5544 | 7.5544 | 813.9829 | 163.5772 | 163.7031 | 161.2102 | 9.795% | 12.1271 | 261.3399 | 0.09513% | 0.80044 | 17.0813
6 | 20 | 10 | 25.4133 | 25.5533 | 25.58 | 25.42 | 36.15% | 40.2896 | 8.0579 | 8.0579 | 8.0579 | 1023.8936 | 205.9068 | 206.1217 | 204.8324 | 8.055% | 9.9729 | 253.4449 | 2.023% | 17.0227 | 432.7164
6 | 20 | 11 | 27.1567 | 27.3 | 27.34 | 27.8433 | 28.16% | 31.3825 | 6.2765 | 6.2765 | 6.2765 | 852.2443 | 171.3485 | 171.5995 | 174.7587 | 9.267% | 11.4734 | 311.5802 | 3.594% | 30.242 | 842.0369
6 | 20 | 12 | 32.0633 | 32.2267 | 32.2533 | 32.54 | 35.85% | 39.9461 | 7.9892 | 7.9892 | 7.9892 | 1280.8048 | 257.4659 | 257.6789 | 259.9692 | 9.956% | 12.3263 | 395.223 | 6.389% | 53.7634 | 1749.4595
6 | 20 | 13 | 29.0433 | 29.1867 | 29.2067 | 29.5 | 41.64% | 46.4059 | 9.2812 | 9.2812 | 9.2812 | 1347.7806 | 270.8864 | 271.072 | 273.7945 | 13.5% | 16.7172 | 485.5229 | 11.46% | 96.393 | 2843.5934
6 | 20 | 14 | 32.1933 | 32.4167 | 32.4267 | 32.7133 | 42.43% | 47.2789 | 9.4558 | 9.4558 | 9.4558 | 1522.0651 | 306.5248 | 306.6194 | 309.33 | 15.07% | 18.6543 | 600.5447 | 19.3% | 162.4404 | 5313.9669
6 | 20 | 15 | 32.1 | 32.3167 | 32.3667 | 32.65 | 37.67% | 41.9813 | 8.3963 | 8.3963 | 8.3963 | 1347.6008 | 271.3393 | 271.7592 | 274.1381 | 12.23% | 15.1373 | 485.9057 | 27.44% | 230.8749 | 7538.0659
6 | 20 | 16 | 33.1933 | 33.3133 | 33.3767 | 34.1767 | 30.1% | 33.5444 | 6.7089 | 6.7089 | 6.7089 | 1113.4508 | 223.4952 | 223.9201 | 229.2872 | 12.34% | 15.2818 | 507.2547 | 32.6% | 274.2848 | 9374.1387
6 | 20 | 17 | 32.46 | 32.5533 | 32.6067 | 33.4133 | 18.07% | 20.1399 | 4.028 | 4.028 | 4.028 | 653.7401 | 131.124 | 131.3388 | 134.588 | 14.57% | 18.036 | 585.4488 | 28.43% | 239.2026 | 7992.5552
6 | 20 | 18 | 32.7867 | 32.8667 | 32.91 | 33.12 | 3.677% | 4.0977 | 0.81953 | 0.81953 | 0.81953 | 134.3489 | 26.9353 | 26.9709 | 27.143 | 14.7% | 18.2008 | 596.7428 | 22.08% | 185.769 | 6152.668
6 | 20 | 19 | 31.4233 | 31.5 | 31.53 | 31.7467 | 0.03548% | 0.039543 | 0.0079086 | 0.0079086 | 0.0079086 | 1.2426 | 0.24912 | 0.24936 | 0.25107 | 16.18% | 20.035 | 629.5668 | 21.08% | 177.342 | 5630.0174
6 | 20 | 20 | 31.0133 | 31.11 | 31.16 | 31.4033 | 0% | 0 | 0 | 0 | 0 | 0 | 0 | 0 | 0 | 18.36% | 22.7312 | 704.969 | 20.99% | 176.6273 | 5546.6847
6 | 20 | 21 | 28.2767 | 28.3767 | 28.43 | 28.6733 | 0% | 0 | 0 | 0 | 0 | 0 | 0 | 0 | 0 | 18.02% | 22.3141 | 630.9673 | 33.15% | 278.9526 | 7998.5015
6 | 20 | 22 | 25.1433 | 25.2667 | 25.3233 | 25.57 | 0% | 0 | 0 | 0 | 0 | 0 | 0 | 0 | 0 | 19.7% | 24.3868 | 613.1657 | 45.34% | 381.4918 | 9754.7456
6 | 20 | 23 | 27.02 | 27.1433 | 27.2133 | 27.5067 | 0% | 0 | 0 | 0 | 0 | 0 | 0 | 0 | 0 | 20.63% | 25.542 | 690.1435 | 43.14% | 363.0269 | 9985.6596
6 | 21 | 0 | 24.5467 | 24.7633 | 24.7367 | 29.5567 | 0% | 0 | 0 | 0 | 0 | 0 | 0 | 0 | 0 | 20.5% | 25.3741 | 622.8503 | 45.82% | 385.5538 | 11395.6861
6 | 21 | 1 | 21.4133 | 21.5767 | 21.5733 | 22.8667 | 0% | 0 | 0 | 0 | 0 | 0 | 0 | 0 | 0 | 20.15% | 24.9517 | 534.2985 | 51.69% | 434.9256 | 9945.2995
6 | 21 | 2 | 21.71 | 21.8767 | 21.8633 | 21.6267 | 0% | 0 | 0 | 0 | 0 | 0 | 0 | 0 | 0 | 22.74% | 28.1561 | 611.2691 | 53.1% | 446.8364 | 9663.5828
6 | 21 | 3 | 19.7033 | 19.8633 | 19.84 | 19.96 | 0% | 0 | 0 | 0 | 0 | 0 | 0 | 0 | 0 | 24.06% | 29.7889 | 586.9397 | 46% | 387.0871 | 7726.2584
6 | 21 | 4 | 19.4033 | 19.5833 | 19.54 | 19.6467 | 0.003327% | 0.0037072 | 0.00074144 | 0.00074144 | 0.00074144 | 0.071932 | 0.01452 | 0.014488 | 0.014567 | 22.52% | 27.8799 | 540.9634 | 53.12% | 446.9722 | 8781.5132
6 | 21 | 5 | 20.0933 | 20.2733 | 20.2333 | 20.17 | 12.1% | 13.4861 | 2.6972 | 2.6972 | 2.6972 | 270.9807 | 54.6816 | 54.5738 | 54.4029 | 21.25% | 26.3099 | 528.6535 | 50.85% | 427.9225 | 8631.1966
6 | 21 | 6 | 21.72 | 21.7867 | 21.8433 | 22.07 | 30.53% | 34.0257 | 6.8051 | 6.8051 | 6.8051 | 739.0388 | 148.2614 | 148.6471 | 150.1896 | 17.88% | 22.1354 | 480.782 | 55.24% | 464.8421 | 10259.0658
6 | 21 | 7 | 24.6833 | 24.7467 | 24.8033 | 25.1233 | 46.86% | 52.215 | 10.443 | 10.443 | 10.443 | 1288.8403 | 258.4294 | 259.0212 | 262.363 | 13.09% | 16.2109 | 400.1392 | 59.38% | 499.6977 | 12554.0719
6 | 21 | 8 | 24.2233 | 24.29 | 24.34 | 24.8067 | 58.87% | 65.6029 | 13.1206 | 13.1206 | 13.1206 | 1589.1199 | 318.6987 | 319.3547 | 325.4777 | 13.06% | 16.163 | 391.5214 | 51.48% | 433.1842 | 10745.8562
6 | 21 | 9 | 26.94 | 27.0167 | 27.07 | 26.2233 | 60.72% | 67.6665 | 13.5333 | 13.5333 | 13.5333 | 1822.9361 | 365.6248 | 366.3466 | 354.8884 | 17.45% | 21.6009 | 581.9291 | 41.38% | 348.2244 | 9131.6048
6 | 21 | 10 | 26.2667 | 26.36 | 26.4133 | 26.0667 | 64.01% | 71.3323 | 14.2665 | 14.2665 | 14.2665 | 1873.6619 | 376.0639 | 376.8248 | 371.8791 | 21.81% | 27.0034 | 709.2896 | 32.9% | 276.8037 | 7215.3505
6 | 21 | 11 | 35.1533 | 35.2267 | 35.2567 | 34.9667 | 66.49% | 74.0929 | 14.8186 | 14.8186 | 14.8186 | 2604.613 | 522.0093 | 522.4539 | 518.1565 | 22.84% | 28.2776 | 994.052 | 23.58% | 198.4494 | 6939.1144
6 | 21 | 12 | 30.45 | 30.5533 | 30.6033 | 29.2533 | 68.46% | 76.2937 | 15.2587 | 15.2587 | 15.2587 | 2323.1446 | 466.2057 | 466.9686 | 446.3693 | 27.47% | 34.0123 | 1035.6756 | 15.14% | 127.3851 | 3726.4377
6 | 21 | 13 | 28.53 | 28.6133 | 28.6367 | 27.8367 | 65.49% | 72.9845 | 14.5969 | 14.5969 | 14.5969 | 2082.247 | 417.6658 | 418.0064 | 406.3289 | 30.26% | 37.4645 | 1068.8636 | 18.42% | 154.9743 | 4313.969
6 | 21 | 14 | 32.27 | 32.3467 | 32.3667 | 31.53 | 65.91% | 73.4491 | 14.6898 | 14.6898 | 14.6898 | 2370.2026 | 475.1667 | 475.4605 | 463.1701 | 33.62% | 41.6245 | 1343.2227 | 22.44% | 188.8415 | 5954.1714
6 | 21 | 15 | 29.7167 | 29.8133 | 29.8167 | 30.05 | 59.36% | 66.1528 | 13.2306 | 13.2306 | 13.2306 | 1965.8395 | 394.4468 | 394.4909 | 397.5781 | 37.66% | 46.6288 | 1385.6513 | 24.58% | 206.8522 | 6215.908
6 | 21 | 16 | 44.91 | 45.02 | 45.01 | 45.16 | 48.74% | 54.3133 | 10.8627 | 10.8627 | 10.8627 | 2439.2087 | 489.0366 | 488.928 | 490.5574 | 40.38% | 49.991 | 2245.0944 | 32.88% | 276.6308 | 12492.6471
6 | 21 | 17 | 49.0567 | 49.1667 | 49.1233 | 49.0633 | 31.87% | 35.5148 | 7.103 | 7.103 | 7.103 | 1742.2365 | 349.2286 | 348.9208 | 348.4947 | 39.05% | 48.3449 | 2371.639 | 52.09% | 438.2817 | 21503.5609
6 | 21 | 18 | 31.6967 | 31.8 | 31.7967 | 31.95 | 13.04% | 14.5365 | 2.9073 | 2.9073 | 2.9073 | 460.7576 | 92.4519 | 92.4422 | 92.888 | 35.92% | 44.4715 | 1409.5974 | 75.69% | 636.9162 | 20349.4719
6 | 21 | 19 | 29.12 | 29.2033 | 29.2233 | 29.44 | 0.5755% | 0.64134 | 0.12827 | 0.12827 | 0.12827 | 18.6759 | 3.7459 | 3.7484 | 3.7762 | 49.03% | 60.7048 | 1767.724 | 81.46% | 685.4726 | 20180.3145
6 | 21 | 20 | 27.46 | 27.5567 | 27.5733 | 27.7933 | 0% | 0 | 0 | 0 | 0 | 0 | 0 | 0 | 0 | 50.52% | 62.5451 | 1717.4889 | 71.46% | 601.3356 | 16713.1205
6 | 21 | 21 | 25.4367 | 25.54 | 25.5567 | 25.77 | 0% | 0 | 0 | 0 | 0 | 0 | 0 | 0 | 0 | 42.12% | 52.1466 | 1326.4346 | 61.56% | 518.03 | 13349.6331
6 | 21 | 22 | 24.5533 | 24.74 | 24.71 | 24.9 | 0% | 0 | 0 | 0 | 0 | 0 | 0 | 0 | 0 | 34.84% | 43.1384 | 1059.1914 | 53.3% | 448.4916 | 11167.4408
6 | 21 | 23 | 23.5867 | 24.17 | 24.44 | 24.6867 | 0% | 0 | 0 | 0 | 0 | 0 | 0 | 0 | 0 | 34.84% | 43.1349 | 1017.4085 | 35.42% | 298.0536 | 7357.9502
6 | 22 | 0 | 18.8833 | 22.0933 | 23.5333 | 23.61 | 0% | 0 | 0 | 0 | 0 | 0 | 0 | 0 | 0 | 36.07% | 44.6626 | 843.3783 | 58.86% | 495.32 | 11694.5046
6 | 22 | 1 | 19.5367 | 19.85 | 19.74 | 19.82 | 0% | 0 | 0 | 0 | 0 | 0 | 0 | 0 | 0 | 29.18% | 36.1284 | 705.8283 | 68.46% | 576.0968 | 11418.2391
6 | 22 | 2 | 17.7533 | 17.97 | 17.9033 | 18.06 | 0% | 0 | 0 | 0 | 0 | 0 | 0 | 0 | 0 | 26.07% | 32.2746 | 572.9821 | 68.15% | 573.4721 | 10356.907
6 | 22 | 3 | 18.4433 | 18.5867 | 18.5733 | 18.72 | 0% | 0 | 0 | 0 | 0 | 0 | 0 | 0 | 0 | 28.59% | 35.3958 | 652.816 | 75.99% | 639.3842 | 11969.2731
6 | 22 | 4 | 16.85 | 16.9567 | 16.96 | 17.1 | 0% | 0 | 0 | 0 | 0 | 0 | 0 | 0 | 0 | 32.15% | 39.8006 | 670.6393 | 84.13% | 707.916 | 12105.3631
6 | 22 | 5 | 18.0467 | 18.2533 | 18.1933 | 18.2833 | 2.366% | 2.6364 | 0.52728 | 0.52728 | 0.52728 | 47.5786 | 9.6247 | 9.5931 | 9.6405 | 25.06% | 31.0242 | 559.8831 | 75.33% | 633.8689 | 11589.2361
6 | 22 | 6 | 15.7733 | 15.8433 | 15.8833 | 16.5133 | 8.392% | 9.352 | 1.8704 | 1.8704 | 1.8704 | 147.5119 | 29.6333 | 29.7081 | 30.8865 | 20.37% | 25.2236 | 397.8599 | 66.71% | 561.3453 | 9269.682
6 | 22 | 7 | 15.7433 | 15.81 | 15.8633 | 16.4633 | 12.89% | 14.3635 | 2.8727 | 2.8727 | 2.8727 | 226.1288 | 45.4173 | 45.5705 | 47.2941 | 22.7% | 28.1082 | 442.516 | 60.4% | 508.2162 | 8366.9331
6 | 22 | 8 | 21.0233 | 21.1233 | 21.1933 | 22.0333 | 12.96% | 14.4376 | 2.8875 | 2.8875 | 2.8875 | 303.5267 | 60.9941 | 61.1962 | 63.6217 | 27.52% | 34.076 | 716.3912 | 50.62% | 425.9411 | 9384.9019
6 | 22 | 9 | 23.6733 | 23.7833 | 23.8567 | 25.7667 | 17.5% | 19.5053 | 3.9011 | 3.9011 | 3.9011 | 461.756 | 92.7803 | 93.0664 | 100.5174 | 32.42% | 40.1353 | 950.1375 | 45.58% | 383.5747 | 9883.4403
6 | 22 | 10 | 27.8767 | 28.01 | 28.09 | 29.0367 | 29.48% | 32.8468 | 6.5694 | 6.5694 | 6.5694 | 915.6605 | 184.008 | 184.5336 | 190.7526 | 35.41% | 43.8432 | 1222.2037 | 45.8% | 385.3879 | 11190.379
6 | 22 | 11 | 29.8133 | 29.9433 | 30.0167 | 30.4067 | 47.13% | 52.5233 | 10.5047 | 10.5047 | 10.5047 | 1565.8951 | 314.5446 | 315.315 | 319.4118 | 37.74% | 46.7189 | 1392.846 | 49.75% | 418.6609 | 12730.0814
6 | 22 | 12 | 25.3167 | 25.4333 | 25.4933 | 25.8067 | 60.11% | 66.9863 | 13.3973 | 13.3973 | 13.3973 | 1695.8687 | 340.7368 | 341.5406 | 345.7384 | 43.46% | 53.8063 | 1362.1958 | 42.6% | 358.4444 | 9250.2545
6 | 22 | 13 | 22.59 | 22.69 | 22.7333 | 23.7933 | 61.47% | 68.5025 | 13.7005 | 13.7005 | 13.7005 | 1547.4713 | 310.8643 | 311.458 | 325.9805 | 48.5% | 60.0449 | 1356.4148 | 43.1% | 362.6592 | 8628.8719
6 | 22 | 14 | 27.57 | 27.7133 | 27.7467 | 28.0633 | 58.76% | 65.4848 | 13.097 | 13.097 | 13.097 | 1805.4173 | 362.9607 | 363.3973 | 367.5446 | 48.72% | 60.3219 | 1663.0745 | 50.91% | 428.3607 | 12021.2304
6 | 22 | 15 | 27.5133 | 27.6567 | 27.6967 | 28.2667 | 50.7% | 56.4993 | 11.2999 | 11.2999 | 11.2999 | 1554.4831 | 312.5163 | 312.9683 | 319.4092 | 44.47% | 55.0575 | 1514.8154 | 49.89% | 419.8301 | 11867.1965
6 | 22 | 16 | 35.7633 | 35.9367 | 36.0033 | 36.2367 | 35.58% | 39.6501 | 7.93 | 7.93 | 7.93 | 1418.021 | 284.9787 | 285.5074 | 287.3577 | 41.18% | 50.9886 | 1823.5224 | 37.8% | 318.0689 | 11525.757
6 | 22 | 17 | 31.5967 | 31.75 | 31.8 | 32.0233 | 18.49% | 20.607 | 4.1214 | 4.1214 | 4.1214 | 651.1117 | 130.8543 | 131.0603 | 131.9808 | 40.42% | 50.0369 | 1580.9989 | 31.89% | 268.3489 | 8593.4277
6 | 22 | 18 | 27.23 | 27.3667 | 27.4033 | 27.8567 | 4.304% | 4.7965 | 0.95929 | 0.95929 | 0.95929 | 130.6079 | 26.2527 | 26.2879 | 26.7227 | 32.02% | 39.6481 | 1079.6169 | 53.66% | 451.5359 | 12578.2847
6 | 22 | 19 | 22.0933 | 22.2 | 22.2367 | 22.5867 | 0.008871% | 0.0098858 | 0.0019772 | 0.0019772 | 0.0019772 | 0.21841 | 0.043893 | 0.043965 | 0.044658 | 37.63% | 46.593 | 1029.3944 | 69.69% | 586.4137 | 13245.1307
6 | 22 | 20 | 21.5867 | 21.6933 | 21.73 | 21.93 | 0% | 0 | 0 | 0 | 0 | 0 | 0 | 0 | 0 | 37.18% | 46.0267 | 993.5638 | 69.19% | 582.2241 | 12768.1751
6 | 22 | 21 | 17.8033 | 17.89 | 17.9233 | 18.9067 | 0% | 0 | 0 | 0 | 0 | 0 | 0 | 0 | 0 | 35.66% | 44.1534 | 786.0784 | 58.69% | 493.8321 | 9336.7191
6 | 22 | 22 | 14.3567 | 14.45 | 14.4567 | 15.6967 | 0% | 0 | 0 | 0 | 0 | 0 | 0 | 0 | 0 | 36.72% | 45.4667 | 652.7507 | 62.16% | 523.0468 | 8210.0918
6 | 22 | 23 | 14.9567 | 15.0367 | 15.07 | 15.48 | 0% | 0 | 0 | 0 | 0 | 0 | 0 | 0 | 0 | 34.69% | 42.9535 | 642.4418 | 58.36% | 491.0618 | 7601.6362
6 | 23 | 0 | 18.7033 | 18.8667 | 18.87 | 19.0133 | 0% | 0 | 0 | 0 | 0 | 0 | 0 | 0 | 0 | 33.18% | 41.0772 | 768.2803 | 62.51% | 526.0198 | 10001.3895
6 | 23 | 1 | 16.51 | 16.59 | 16.64 | 16.7867 | 0% | 0 | 0 | 0 | 0 | 0 | 0 | 0 | 0 | 34.58% | 42.8095 | 706.7844 | 67.11% | 564.6654 | 9478.85
6 | 23 | 2 | 14.6233 | 14.6833 | 14.7333 | 14.86 | 0% | 0 | 0 | 0 | 0 | 0 | 0 | 0 | 0 | 31.65% | 39.1821 | 572.9735 | 66.33% | 558.1542 | 8294.1714
6 | 23 | 3 | 15.8867 | 15.94 | 15.9933 | 16.13 | 0% | 0 | 0 | 0 | 0 | 0 | 0 | 0 | 0 | 28.4% | 35.1606 | 558.5839 | 52.27% | 439.8638 | 7095.003
6 | 23 | 4 | 15.23 | 15.3333 | 15.3133 | 15.41 | 0.001109% | 0.0012357 | 0.00024715 | 0.00024715 | 0.00024715 | 0.01882 | 0.0037896 | 0.0037846 | 0.0038085 | 30.31% | 37.5312 | 571.6007 | 47.21% | 397.2449 | 6121.5444
6 | 23 | 5 | 14.69 | 14.7333 | 14.7767 | 14.9033 | 6.258% | 6.9738 | 1.3948 | 1.3948 | 1.3948 | 102.4454 | 20.5495 | 20.61 | 20.7866 | 29.48% | 36.4972 | 536.1432 | 61.25% | 515.4311 | 7681.6421
6 | 23 | 6 | 13.9 | 13.95 | 13.9833 | 14.1067 | 24.41% | 27.1983 | 5.4397 | 5.4397 | 5.4397 | 378.0569 | 75.8834 | 76.0647 | 76.7356 | 24.9% | 30.8225 | 428.4327 | 47.61% | 400.6571 | 5651.9368
6 | 23 | 7 | 13.0967 | 13.1567 | 13.19 | 13.3067 | 41.87% | 46.6604 | 9.3321 | 9.3321 | 9.3321 | 611.0958 | 122.7791 | 123.0902 | 124.1789 | 24.15% | 29.8964 | 391.5427 | 35.77% | 300.9643 | 4004.8313
6 | 23 | 8 | 15.11 | 15.1733 | 15.23 | 15.36 | 42.17% | 46.9971 | 9.3994 | 9.3994 | 9.3994 | 710.1269 | 142.6207 | 143.1533 | 144.3752 | 28.67% | 35.4888 | 536.2352 | 29.5% | 248.2445 | 3813.0351
6 | 23 | 9 | 17.9733 | 18.0767 | 18.11 | 18.2467 | 43.85% | 48.8693 | 9.7739 | 9.7739 | 9.7739 | 878.3437 | 176.6787 | 177.0045 | 178.3403 | 31.06% | 38.4581 | 691.2198 | 23.97% | 201.7143 | 3680.614
6 | 23 | 10 | 19.3267 | 19.4133 | 19.48 | 19.64 | 39.26% | 43.749 | 8.7498 | 8.7498 | 8.7498 | 845.5231 | 169.8629 | 170.4463 | 171.8462 | 33.97% | 42.0531 | 812.7456 | 19.64% | 165.2798 | 3246.0954
6 | 23 | 11 | 18.3967 | 18.48 | 18.5367 | 18.6933 | 42.22% | 47.0497 | 9.4099 | 9.4099 | 9.4099 | 865.557 | 173.8956 | 174.4288 | 175.903 | 38.38% | 47.5102 | 874.0285 | 17.87% | 150.3833 | 2811.165
6 | 23 | 12 | 20.7467 | 20.85 | 20.91 | 21.0767 | 46.87% | 52.228 | 10.4456 | 10.4456 | 10.4456 | 1083.5564 | 217.7907 | 218.4174 | 220.1583 | 37.97% | 47.0036 | 975.168 | 10.29% | 86.591 | 1825.0497
6 | 23 | 13 | 22.7067 | 22.8367 | 22.9033 | 23.0933 | 43.07% | 47.9919 | 9.5984 | 9.5984 | 9.5984 | 1089.7362 | 219.195 | 219.8349 | 221.6586 | 35.93% | 44.4783 | 1009.953 | 7.943% | 66.8336 | 1543.4115
6 | 23 | 14 | 21.29 | 21.41 | 21.47 | 24.5067 | 32.43% | 36.1345 | 7.2269 | 7.2269 | 7.2269 | 769.3034 | 154.7279 | 155.1615 | 177.1072 | 33.58% | 41.57 | 885.0245 | 7.013% | 59.0123 | 1446.1939
6 | 23 | 15 | 19.4067 | 19.5133 | 19.5733 | 20.2667 | 27.86% | 31.0445 | 6.2089 | 6.2089 | 6.2089 | 602.471 | 121.1565 | 121.529 | 125.8339 | 31.62% | 39.1493 | 759.7578 | 5.955% | 50.1072 | 1015.5067
6 | 23 | 16 | 20.0167 | 20.3233 | 20.3967 | 21.51 | 14.14% | 15.7592 | 3.1518 | 3.1518 | 3.1518 | 315.447 | 64.056 | 64.2871 | 67.7962 | 28.71% | 35.5383 | 711.3585 | 5.417% | 45.584 | 980.5108
6 | 23 | 17 | 21.2433 | 21.4367 | 21.5033 | 22.31 | 3.474% | 3.8715 | 0.77431 | 0.77431 | 0.77431 | 82.2442 | 16.5985 | 16.6502 | 17.2748 | 25.84% | 31.996 | 679.7015 | 3.632% | 30.5656 | 681.9177
6 | 23 | 18 | 20.2467 | 20.3767 | 20.42 | 21.6567 | 0.6809% | 0.75874 | 0.15175 | 0.15175 | 0.15175 | 15.3619 | 3.0921 | 3.0987 | 3.2863 | 20.82% | 25.7755 | 521.8688 | 3.397% | 28.5803 | 618.9547
6 | 23 | 19 | 22.4233 | 22.54 | 22.5867 | 23.71 | 0.01164% | 0.012975 | 0.002595 | 0.002595 | 0.002595 | 0.29095 | 0.058492 | 0.058613 | 0.061528 | 26.25% | 32.5026 | 728.817 | 3.128% | 26.3217 | 624.0869
6 | 23 | 20 | 19.1767 | 19.2867 | 19.3033 | 20.4933 | 0% | 0 | 0 | 0 | 0 | 0 | 0 | 0 | 0 | 29.92% | 37.0402 | 710.3081 | 2.537% | 21.3499 | 437.5309
6 | 23 | 21 | 17.5467 | 17.63 | 17.66 | 19.66 | 0% | 0 | 0 | 0 | 0 | 0 | 0 | 0 | 0 | 28.65% | 35.4691 | 622.3647 | 1.987% | 16.7198 | 328.7116
6 | 23 | 22 | 15.2433 | 15.33 | 15.3667 | 16.6933 | 0% | 0 | 0 | 0 | 0 | 0 | 0 | 0 | 0 | 25.45% | 31.5125 | 480.3558 | 1.276% | 10.7361 | 179.2214
6 | 23 | 23 | 14.5333 | 14.7567 | 14.66 | 14.9367 | 0% | 0 | 0 | 0 | 0 | 0 | 0 | 0 | 0 | 21.25% | 26.3146 | 382.439 | 2.255% | 18.9787 | 283.4791
6 | 24 | 0 | 19.72 | 19.9667 | 19.8767 | 19.9567 | 0% | 0 | 0 | 0 | 0 | 0 | 0 | 0 | 0 | 22.1% | 27.3589 | 539.5177 | 2.697% | 22.6982 | 452.9809
6 | 24 | 1 | 18.3 | 18.49 | 18.43 | 18.5167 | 0% | 0 | 0 | 0 | 0 | 0 | 0 | 0 | 0 | 23.08% | 28.5692 | 522.8169 | 1.938% | 16.3095 | 301.9975
6 | 24 | 2 | 13.5867 | 13.71 | 13.6733 | 13.74 | 0% | 0 | 0 | 0 | 0 | 0 | 0 | 0 | 0 | 22.44% | 27.776 | 377.3828 | 3.148% | 26.4873 | 363.935
6 | 24 | 3 | 14.2367 | 14.3633 | 14.32 | 14.3833 | 0% | 0 | 0 | 0 | 0 | 0 | 0 | 0 | 0 | 23.79% | 29.45 | 419.2696 | 5.125% | 43.1235 | 620.2599
6 | 24 | 4 | 12.28 | 12.3633 | 12.3467 | 12.4233 | 0.02828% | 0.031511 | 0.0063022 | 0.0063022 | 0.0063022 | 0.38696 | 0.077916 | 0.077811 | 0.078294 | 24.61% | 30.469 | 374.1593 | 4.493% | 37.806 | 469.6762
6 | 24 | 5 | 11.3267 | 11.4333 | 11.3933 | 11.4467 | 0.8405% | 0.93668 | 0.18734 | 0.18734 | 0.18734 | 10.6095 | 2.1419 | 2.1344 | 2.1444 | 22.07% | 27.3203 | 309.4482 | 5.435% | 45.7293 | 523.4486
6 | 24 | 6 | 13.4833 | 13.6067 | 13.5667 | 13.6367 | 2.915% | 3.2481 | 0.64962 | 0.64962 | 0.64962 | 43.7953 | 8.8392 | 8.8132 | 8.8587 | 10.41% | 12.8826 | 173.7008 | 8.945% | 75.2665 | 1026.3843
6 | 24 | 7 | 13.8 | 13.8967 | 13.9033 | 14.0067 | 6.98% | 7.7789 | 1.5558 | 1.5558 | 1.5558 | 107.3488 | 21.6201 | 21.6305 | 21.7913 | 8.967% | 11.1012 | 153.1962 | 8.318% | 69.9946 | 980.3913
6 | 24 | 8 | 14.1533 | 14.2567 | 14.2767 | 14.4033 | 14.3% | 15.9359 | 3.1872 | 3.1872 | 3.1872 | 225.5465 | 45.4386 | 45.5024 | 45.9061 | 11.67% | 14.4525 | 204.5504 | 4.187% | 35.232 | 507.4587
6 | 24 | 9 | 13.5267 | 13.63 | 13.6633 | 13.8967 | 17.04% | 18.9937 | 3.7987 | 3.7987 | 3.7987 | 256.9219 | 51.7769 | 51.9035 | 52.7899 | 12.89% | 15.9598 | 215.8829 | 2.174% | 18.2936 | 254.2202
6 | 24 | 10 | 17.0233 | 17.1633 | 17.1733 | 17.6833 | 21.3% | 23.7414 | 4.7483 | 4.7483 | 4.7483 | 404.1576 | 81.4963 | 81.5438 | 83.9654 | 15.7% | 19.4362 | 330.8697 | 1.744% | 14.6785 | 259.5645
6 | 24 | 11 | 18.3733 | 18.62 | 18.6933 | 19.8533 | 23.68% | 26.384 | 5.2768 | 5.2768 | 5.2768 | 484.7619 | 98.254 | 98.641 | 104.762 | 17.32% | 21.4375 | 393.8781 | 0.574% | 4.8301 | 95.8937
6 | 24 | 12 | 19.4067 | 19.7433 | 19.84 | 20.5433 | 21.47% | 23.9311 | 4.7862 | 4.7862 | 4.7862 | 464.4224 | 94.4958 | 94.9585 | 98.3248 | 18.62% | 23.0542 | 447.4061 | 0.2488% | 2.0937 | 43.0108
6 | 24 | 13 | 18.91 | 20.06 | 20.32 | 21.8067 | 23.31% | 25.9793 | 5.1959 | 5.1959 | 5.1959 | 491.2684 | 104.2289 | 105.5798 | 113.3044 | 18.66% | 23.0961 | 436.7471 | 0.1189% | 1.0001 | 21.8085
6 | 24 | 14 | 23.2833 | 23.5133 | 23.5867 | 25.07 | 23.23% | 25.8829 | 5.1766 | 5.1766 | 5.1766 | 602.6403 | 121.7187 | 122.0983 | 129.7769 | 18.19% | 22.5256 | 524.4702 | 0.1842% | 1.5496 | 38.8496
6 | 24 | 15 | 22.3867 | 22.73 | 22.82 | 27.7267 | 19.61% | 21.8483 | 4.3697 | 4.3697 | 4.3697 | 489.1097 | 99.3222 | 99.7155 | 121.1559 | 16.9% | 20.9281 | 468.51 | 0.2599% | 2.1872 | 60.6444
6 | 24 | 16 | 24.35 | 24.51 | 24.5667 | 29.3833 | 15.18% | 16.9189 | 3.3838 | 3.3838 | 3.3838 | 411.9764 | 82.9367 | 83.1284 | 99.427 | 15.95% | 19.7525 | 480.9728 | 0.3916% | 3.2953 | 96.8277
6 | 24 | 17 | 24.14 | 24.2933 | 24.3433 | 30.4067 | 4.628% | 5.1573 | 1.0315 | 1.0315 | 1.0315 | 124.4973 | 25.0576 | 25.1092 | 31.3633 | 10.15% | 12.5617 | 303.239 | 0.6553% | 5.5144 | 167.6739
6 | 24 | 18 | 26.78 | 26.9567 | 27 | 28.2067 | 2.41% | 2.6859 | 0.53717 | 0.53717 | 0.53717 | 71.9271 | 14.4803 | 14.5036 | 15.1518 | 7.02% | 8.6907 | 232.7372 | 0.7385% | 6.2143 | 175.285
6 | 24 | 19 | 25.19 | 25.3367 | 25.3867 | 30.13 | 0.05101% | 0.056843 | 0.011369 | 0.011369 | 0.011369 | 1.4319 | 0.28804 | 0.28861 | 0.34254 | 12.16% | 15.0594 | 379.3462 | 1.304% | 10.9687 | 330.4864
6 | 24 | 20 | 23.0233 | 23.1567 | 23.2067 | 24.6333 | 0% | 0 | 0 | 0 | 0 | 0 | 0 | 0 | 0 | 14.42% | 17.8493 | 410.9508 | 1.446% | 12.1667 | 299.7073
6 | 24 | 21 | 19.78 | 19.9 | 19.9567 | 23.1933 | 0% | 0 | 0 | 0 | 0 | 0 | 0 | 0 | 0 | 11.51% | 14.2561 | 281.9861 | 1.21% | 10.1809 | 236.1301
6 | 24 | 22 | 16.0833 | 16.2033 | 16.26 | 19.8233 | 0% | 0 | 0 | 0 | 0 | 0 | 0 | 0 | 0 | 9.092% | 11.2565 | 181.0416 | 0.7554% | 6.3561 | 125.9994
6 | 24 | 23 | 13.6033 | 13.77 | 13.7233 | 14.82 | 0% | 0 | 0 | 0 | 0 | 0 | 0 | 0 | 0 | 6.6% | 8.1706 | 111.1476 | 0.3855% | 3.2434 | 48.0673
6 | 25 | 0 | 19.9667 | 20.1867 | 20.1333 | 20.2567 | 0% | 0 | 0 | 0 | 0 | 0 | 0 | 0 | 0 | 6.877% | 8.5138 | 169.9914 | 0.2884% | 2.427 | 49.163
6 | 25 | 1 | 18.74 | 18.96 | 18.91 | 19.01 | 0% | 0 | 0 | 0 | 0 | 0 | 0 | 0 | 0 | 7.826% | 9.6891 | 181.5729 | 0.4279% | 3.6009 | 68.4527
6 | 25 | 2 | 13.6833 | 13.82 | 13.7967 | 13.8833 | 0% | 0 | 0 | 0 | 0 | 0 | 0 | 0 | 0 | 8.157% | 10.0987 | 138.1837 | 0.4849% | 4.08 | 56.6439
6 | 25 | 3 | 14.55 | 14.7733 | 14.66 | 14.68 | 0% | 0 | 0 | 0 | 0 | 0 | 0 | 0 | 0 | 7.442% | 9.2131 | 134.0503 | 0.2067% | 1.7396 | 25.5379
6 | 25 | 4 | 13.3967 | 13.6033 | 13.49 | 13.5067 | 0% | 0 | 0 | 0 | 0 | 0 | 0 | 0 | 0 | 7.967% | 9.8641 | 132.1461 | 0.1598% | 1.3449 | 18.1653
6 | 25 | 5 | 14.69 | 14.9133 | 14.78 | 14.81 | 1.54% | 1.7158 | 0.34316 | 0.34316 | 0.34316 | 25.2052 | 5.1177 | 5.0719 | 5.0822 | 8.493% | 10.5148 | 154.4623 | 0.2367% | 1.992 | 29.5021
6 | 25 | 6 | 15.6533 | 15.75 | 15.7867 | 16 | 6.078% | 6.773 | 1.3546 | 1.3546 | 1.3546 | 106.0203 | 21.335 | 21.3847 | 21.6737 | 7.09% | 8.7775 | 137.3975 | 0.1551% | 1.3054 | 20.887
6 | 25 | 7 | 17.9 | 18.0067 | 18.06 | 18.9167 | 10.97% | 12.2195 | 2.4439 | 2.4439 | 2.4439 | 218.7287 | 44.0064 | 44.1368 | 46.2304 | 5.636% | 6.9782 | 124.9106 | 0.01487% | 0.12514 | 2.3673
6 | 25 | 8 | 20.2333 | 20.3833 | 20.4833 | 21.4933 | 15.52% | 17.2983 | 3.4597 | 3.4597 | 3.4597 | 350.0026 | 70.5195 | 70.8654 | 74.3597 | 3.52% | 4.3585 | 88.1861 | 0.002774% | 0.023341 | 0.50168
6 | 25 | 9 | 22.1667 | 22.2933 | 22.3667 | 21.91 | 16.11% | 17.9582 | 3.5916 | 3.5916 | 3.5916 | 398.0733 | 80.0696 | 80.333 | 78.6928 | 3.087% | 3.8223 | 84.7278 | 0.0009227% | 0.0077639 | 0.17011
6 | 25 | 10 | 23.59 | 23.74 | 23.8133 | 25.0467 | 17% | 18.94 | 3.788 | 3.788 | 3.788 | 446.7941 | 89.927 | 90.2048 | 94.8767 | 24.9% | 30.8276 | 727.2227 | 0.0001951% | 0.0016414 | 0.041112
6 | 25 | 11 | 22.06 | 22.2 | 22.2667 | 24.1833 | 19.25% | 21.4572 | 4.2914 | 4.2914 | 4.2914 | 473.3448 | 95.2698 | 95.5559 | 103.7811 | 13.21% | 16.3607 | 360.9172 | 0.02513% | 0.21145 | 5.1135
6 | 25 | 12 | 25.4033 | 25.62 | 25.75 | 27.6767 | 16.22% | 18.0793 | 3.6159 | 3.6159 | 3.6159 | 459.2744 | 92.6383 | 93.1084 | 100.0749 | 13.25% | 16.4043 | 416.7234 | 0.2973% | 2.5018 | 69.2415
6 | 25 | 13 | 24.1667 | 24.34 | 24.4267 | 27.3833 | 14.63% | 16.3029 | 3.2606 | 3.2606 | 3.2606 | 393.9877 | 79.3627 | 79.6453 | 89.2858 | 21.55% | 26.6858 | 644.9074 | 2.944% | 24.7728 | 678.3613
6 | 25 | 14 | 23.19 | 23.3467 | 23.58 | 33.2933 | 15.01% | 16.7286 | 3.3457 | 3.3457 | 3.3457 | 387.9373 | 78.1116 | 78.8923 | 111.3905 | 32.31% | 40.0073 | 927.7701 | 4.488% | 37.7684 | 1257.4371
6 | 25 | 15 | 22.2533 | 22.4033 | 22.5033 | 29.8167 | 9.955% | 11.0931 | 2.2186 | 2.2186 | 2.2186 | 246.8588 | 49.7046 | 49.9264 | 66.1519 | 41.92% | 51.8985 | 1154.914 | 10.24% | 86.1643 | 2569.1307
6 | 25 | 16 | 24.7133 | 24.8733 | 24.9833 | 35.8967 | 4.94% | 5.5052 | 1.101 | 1.101 | 1.101 | 136.0509 | 27.3863 | 27.5075 | 39.5234 | 39.5% | 48.9037 | 1208.5736 | 14.76% | 124.2022 | 4458.4464
6 | 25 | 17 | 31.1033 | 31.3 | 31.4067 | 32.7633 | 1.892% | 2.1081 | 0.42163 | 0.42163 | 0.42163 | 65.5705 | 13.197 | 13.242 | 13.814 | 27.69% | 34.2859 | 1066.4049 | 22.89% | 192.6403 | 6311.5384
6 | 25 | 18 | 35.43 | 36.5267 | 37.6033 | 51.85 | 1.157% | 1.2889 | 0.25777 | 0.25777 | 0.25777 | 45.6644 | 9.4156 | 9.6931 | 13.3655 | 27.65% | 34.2339 | 1212.9088 | 32.46% | 273.1334 | 14161.9668
6 | 25 | 19 | 23.6167 | 24.2933 | 24.95 | 30 | 0.008871% | 0.0098858 | 0.0019772 | 0.0019772 | 0.0019772 | 0.23347 | 0.048032 | 0.04933 | 0.059315 | 41.31% | 51.1485 | 1207.9567 | 31.44% | 264.5906 | 7937.7166
6 | 25 | 20 | 22.6 | 22.76 | 22.85 | 26.9767 | 0% | 0 | 0 | 0 | 0 | 0 | 0 | 0 | 0 | 44.83% | 55.5005 | 1254.3111 | 16.65% | 140.0646 | 3778.4755
6 | 25 | 21 | 23.08 | 23.2567 | 23.37 | 24.7567 | 0% | 0 | 0 | 0 | 0 | 0 | 0 | 0 | 0 | 35.07% | 43.4159 | 1002.0391 | 39.44% | 331.8982 | 8216.692
6 | 25 | 22 | 19.7167 | 20.2067 | 20.6867 | 22.67 | 0% | 0 | 0 | 0 | 0 | 0 | 0 | 0 | 0 | 19.94% | 24.6866 | 486.7371 | 49.81% | 419.1455 | 9502.0276
6 | 25 | 23 | 21.9433 | 22.0633 | 22.14 | 23.34 | 0% | 0 | 0 | 0 | 0 | 0 | 0 | 0 | 0 | 25.1% | 31.0713 | 681.8084 | 44.83% | 377.2388 | 8804.7543
6 | 26 | 0 | 19.9667 | 20.33 | 20.47 | 21.1833 | 0% | 0 | 0 | 0 | 0 | 0 | 0 | 0 | 0 | 33.76% | 41.7957 | 834.5205 | 43.24% | 363.8597 | 7707.7612
6 | 26 | 1 | 18.5633 | 19.2067 | 19.3833 | 19.4833 | 0% | 0 | 0 | 0 | 0 | 0 | 0 | 0 | 0 | 48.79% | 60.4089 | 1121.3913 | 43.96% | 369.8662 | 7206.2262
6 | 26 | 2 | 16.8667 | 17.56 | 17.8 | 17.8933 | 0% | 0 | 0 | 0 | 0 | 0 | 0 | 0 | 0 | 42.4% | 52.4897 | 885.3258 | 44.25% | 372.3767 | 6663.0605
6 | 26 | 3 | 14.7033 | 15.3133 | 15.57 | 15.67 | 0% | 0 | 0 | 0 | 0 | 0 | 0 | 0 | 0 | 24.33% | 30.1192 | 442.8522 | 49.34% | 415.1387 | 6505.2233
6 | 26 | 4 | 17.53 | 17.6367 | 17.6533 | 17.7867 | 0.002772% | 0.0030893 | 0.00061786 | 0.00061786 | 0.00061786 | 0.054156 | 0.010897 | 0.010907 | 0.01099 | 31.16% | 38.576 | 676.2369 | 44.18% | 371.7261 | 6611.7675
6 | 26 | 5 | 17.2733 | 17.35 | 17.39 | 17.5533 | 2.112% | 2.3541 | 0.47081 | 0.47081 | 0.47081 | 40.6624 | 8.1686 | 8.1874 | 8.2643 | 19.13% | 23.6878 | 409.1672 | 38.97% | 327.9356 | 5756.3627
6 | 26 | 6 | 15.5067 | 15.6067 | 15.6433 | 15.9167 | 6.233% | 6.946 | 1.3892 | 1.3892 | 1.3892 | 107.7096 | 21.6808 | 21.7318 | 22.1115 | 7.793% | 9.6479 | 149.6061 | 33.27% | 279.9199 | 4455.3914
6 | 26 | 7 | 18.5167 | 18.6167 | 18.6767 | 18.88 | 8.137% | 9.0671 | 1.8134 | 1.8134 | 1.8134 | 167.8933 | 33.76 | 33.8688 | 34.2375 | 11.75% | 14.5468 | 269.3589 | 18.07% | 152.034 | 2870.4019
6 | 26 | 8 | 20.17 | 20.2833 | 20.3567 | 22.1567 | 12.26% | 13.6634 | 2.7327 | 2.7327 | 2.7327 | 275.5913 | 55.428 | 55.6284 | 60.5472 | 7.769% | 9.6186 | 194.0072 | 7.978% | 67.1319 | 1487.4199
6 | 26 | 9 | 21.7433 | 21.93 | 22.0267 | 24.5133 | 12.75% | 14.2121 | 2.8424 | 2.8424 | 2.8424 | 309.0182 | 62.3342 | 62.609 | 69.6771 | 8.19% | 10.1395 | 220.4668 | 5.417% | 45.581 | 1117.343
6 | 26 | 10 | 20.7333 | 20.86 | 20.9433 | 23.1767 | 13.39% | 14.9165 | 2.9833 | 2.9833 | 2.9833 | 309.2678 | 62.2314 | 62.4801 | 69.1427 | 15.26% | 18.8892 | 391.6368 | 6.77% | 56.9638 | 1320.2304
6 | 26 | 11 | 24.8967 | 25.0567 | 25.1467 | 26.5833 | 13.82% | 15.3996 | 3.0799 | 3.0799 | 3.0799 | 383.3993 | 77.1726 | 77.4498 | 81.8747 | 20.54% | 25.4335 | 633.209 | 13.09% | 110.1087 | 2927.0564
6 | 26 | 12 | 21.78 | 21.9233 | 21.9967 | 24.09 | 15.44% | 17.2019 | 3.4404 | 3.4404 | 3.4404 | 374.658 | 75.4247 | 75.677 | 82.8789 | 17.97% | 22.243 | 484.4532 | 28.35% | 238.5443 | 5746.5321
6 | 26 | 13 | 21.8833 | 22.0267 | 22.0933 | 35.0733 | 18.47% | 20.5823 | 4.1165 | 4.1165 | 4.1165 | 450.4084 | 90.6717 | 90.9461 | 144.3777 | 15.89% | 19.6694 | 430.432 | 56.29% | 473.6445 | 16612.2914
6 | 26 | 14 | 22.88 | 23.0167 | 23.0833 | 28.6867 | 16.37% | 18.2449 | 3.649 | 3.649 | 3.649 | 417.4429 | 83.9873 | 84.2305 | 104.677 | 26.08% | 32.2869 | 738.7244 | 66.91% | 563.0084 | 16150.8333
6 | 26 | 15 | 24.4467 | 24.5933 | 24.6667 | 28.24 | 14.37% | 16.0119 | 3.2024 | 3.2024 | 3.2024 | 391.4382 | 78.7573 | 78.9922 | 90.4354 | 33.96% | 42.0498 | 1027.9785 | 60.87% | 512.1642 | 14463.5169
6 | 26 | 16 | 25.7667 | 25.9233 | 25.9933 | 29.5133 | 11.81% | 13.1605 | 2.6321 | 2.6321 | 2.6321 | 339.1019 | 68.2327 | 68.417 | 77.682 | 28.31% | 35.0485 | 903.0827 | 28.32% | 238.3187 | 7033.5782
6 | 26 | 17 | 28.6033 | 28.7733 | 28.8333 | 30.3933 | 3.249% | 3.6207 | 0.72414 | 0.72414 | 0.72414 | 103.5635 | 20.8358 | 20.8792 | 22.0089 | 20.49% | 25.3646 | 725.5119 | 35.98% | 302.7549 | 9201.7301
6 | 26 | 18 | 35.7033 | 35.8733 | 35.92 | 37.18 | 0.1336% | 0.14891 | 0.029781 | 0.029781 | 0.029781 | 5.3164 | 1.0683 | 1.0697 | 1.1073 | 10.75% | 13.3077 | 475.1293 | 56.59% | 476.182 | 17704.445
6 | 26 | 19 | 27.1 | 27.2433 | 27.29 | 30.0833 | 0% | 0 | 0 | 0 | 0 | 0 | 0 | 0 | 0 | 8.43% | 10.4364 | 282.8255 | 38.06% | 320.2727 | 9634.8697
6 | 26 | 20 | 26.4967 | 26.6333 | 26.6933 | 28.3167 | 0% | 0 | 0 | 0 | 0 | 0 | 0 | 0 | 0 | 9.659% | 11.9579 | 316.8435 | 43.15% | 363.0776 | 10281.1471
6 | 26 | 21 | 23.19 | 23.31 | 23.3733 | 26.5467 | 0% | 0 | 0 | 0 | 0 | 0 | 0 | 0 | 0 | 13.34% | 16.5187 | 383.0683 | 26.92% | 226.4827 | 6012.3601
6 | 26 | 22 | 21.7833 | 21.9133 | 21.9767 | 24.8633 | 0% | 0 | 0 | 0 | 0 | 0 | 0 | 0 | 0 | 11.75% | 14.5416 | 316.7655 | 15.88% | 133.6632 | 3323.3138
6 | 26 | 23 | 19.0333 | 21.32 | 21.8633 | 23.07 | 0% | 0 | 0 | 0 | 0 | 0 | 0 | 0 | 0 | 9.675% | 11.9778 | 227.9778 | 11.82% | 99.4261 | 2293.7592
6 | 27 | 0 | 20.5 | 20.9333 | 21.3267 | 21.54 | 0% | 0 | 0 | 0 | 0 | 0 | 0 | 0 | 0 | 12.21% | 15.1209 | 309.9776 | 12.38% | 104.1371 | 2243.1134
6 | 27 | 1 | 18.53 | 18.9633 | 19.4267 | 19.6333 | 0% | 0 | 0 | 0 | 0 | 0 | 0 | 0 | 0 | 11.34% | 14.0353 | 260.0733 | 15.04% | 126.5517 | 2484.6311
6 | 27 | 2 | 18.0567 | 18.1567 | 18.22 | 18.4067 | 0% | 0 | 0 | 0 | 0 | 0 | 0 | 0 | 0 | 9.88% | 12.2325 | 220.8779 | 15.25% | 128.3066 | 2361.6966
6 | 27 | 3 | 15.62 | 15.7067 | 15.74 | 15.8867 | 0% | 0 | 0 | 0 | 0 | 0 | 0 | 0 | 0 | 11.15% | 13.8043 | 215.6239 | 11.19% | 94.1653 | 1495.9724
6 | 27 | 4 | 17.49 | 17.5667 | 17.6133 | 17.7733 | 0.0005544% | 0.00061786 | 0.00012357 | 0.00012357 | 0.00012357 | 0.010806 | 0.0021708 | 0.0021765 | 0.0021963 | 12.63% | 15.6354 | 273.4635 | 10.37% | 87.296 | 1551.5402
6 | 27 | 5 | 17.53 | 17.6067 | 17.6533 | 17.8233 | 1.583% | 1.764 | 0.3528 | 0.3528 | 0.3528 | 30.9229 | 6.2116 | 6.2281 | 6.2881 | 9.334% | 11.5561 | 202.5779 | 7.788% | 65.5322 | 1168.003
6 | 27 | 6 | 17.7833 | 18.5133 | 19.3233 | 19.9167 | 8.612% | 9.5973 | 1.9195 | 1.9195 | 1.9195 | 170.6714 | 35.5355 | 37.0902 | 38.2291 | 5.096% | 6.3088 | 112.1919 | 4.105% | 34.541 | 687.9415
6 | 27 | 7 | 17.58 | 18.8633 | 20.38 | 20.66 | 18.14% | 20.2134 | 4.0427 | 4.0427 | 4.0427 | 355.3515 | 76.2584 | 82.3898 | 83.5217 | 6.062% | 7.5056 | 131.9485 | 2.192% | 18.441 | 380.9906
6 | 27 | 8 | 17.7367 | 19.5467 | 21.64 | 23.0167 | 21.06% | 23.4714 | 4.6943 | 4.6943 | 4.6943 | 416.3042 | 91.7575 | 101.5842 | 108.0466 | 7.299% | 9.0363 | 160.2732 | 2.742% | 23.0734 | 531.0736
6 | 27 | 9 | 17.6733 | 19.62 | 21.81 | 23.7967 | 33.44% | 37.2627 | 7.4525 | 7.4525 | 7.4525 | 658.5563 | 146.2189 | 162.5399 | 177.3457 | 10.37% | 12.8351 | 226.8387 | 1.522% | 12.8049 | 304.7148
6 | 27 | 10 | 19.2067 | 20.1367 | 21.13 | 23.1 | 41.26% | 45.9839 | 9.1968 | 9.1968 | 9.1968 | 883.1965 | 185.1923 | 194.3278 | 212.4454 | 15.68% | 19.408 | 372.7625 | 0.4725% | 3.9762 | 91.8496
6 | 27 | 11 | 18.1433 | 19.9 | 21.7967 | 22.9267 | 39.69% | 44.231 | 8.8462 | 8.8462 | 8.8462 | 802.4973 | 176.0393 | 192.8176 | 202.8138 | 19.8% | 24.5151 | 444.7862 | 0.1492% | 1.2556 | 28.7857
6 | 27 | 12 | 19.7667 | 20.62 | 21.4833 | 23.15 | 38.9% | 43.3487 | 8.6697 | 8.6697 | 8.6697 | 856.8586 | 178.7699 | 186.2548 | 200.7043 | 23.17% | 28.6877 | 567.0597 | 0.4065% | 3.4208 | 79.1915
6 | 27 | 13 | 21.92 | 22.07 | 22.1367 | 25.2867 | 36.13% | 40.2637 | 8.0527 | 8.0527 | 8.0527 | 882.5797 | 177.7239 | 178.2607 | 203.6268 | 22.9% | 28.3509 | 621.4512 | 2.881% | 24.2429 | 613.0229
6 | 27 | 14 | 23.31 | 23.5633 | 23.64 | 26.3167 | 30.18% | 33.6365 | 6.7273 | 6.7273 | 6.7273 | 784.0662 | 158.5175 | 159.0332 | 177.04 | 21.92% | 27.1408 | 632.6511 | 10.4% | 87.5412 | 2303.7935
6 | 27 | 15 | 21.3933 | 21.85 | 21.9433 | 24.2533 | 24.3% | 27.0816 | 5.4163 | 5.4163 | 5.4163 | 579.3649 | 118.3464 | 118.8519 | 131.3636 | 21.64% | 26.7907 | 573.1429 | 9.517% | 80.0795 | 1942.1943
6 | 27 | 16 | 21.0133 | 21.4233 | 21.5133 | 25.8433 | 23.27% | 25.9323 | 5.1865 | 5.1865 | 5.1865 | 544.9248 | 111.1114 | 111.5782 | 134.0356 | 20.68% | 25.6042 | 538.0287 | 4.01% | 33.7455 | 872.0966
6 | 27 | 17 | 22.36 | 24.4633 | 26.4367 | 42.2167 | 15.68% | 17.4769 | 3.4954 | 3.4954 | 3.4954 | 390.783 | 85.5085 | 92.4061 | 147.5631 | 16.53% | 20.4595 | 457.4745 | 7.697% | 64.769 | 2734.3326
6 | 27 | 18 | 17.8667 | 19.63 | 21.4967 | 34.7533 | 5.477% | 6.1039 | 1.2208 | 1.2208 | 1.2208 | 109.0558 | 23.9638 | 26.2426 | 42.426 | 13.73% | 16.9982 | 303.7016 | 8.503% | 71.5473 | 2486.5061
6 | 27 | 19 | 20.8133 | 21.74 | 22.64 | 28.9233 | 0.0815% | 0.090826 | 0.018165 | 0.018165 | 0.018165 | 1.8904 | 0.39491 | 0.41126 | 0.5254 | 21.22% | 26.2772 | 546.9171 | 15.98% | 134.4546 | 3888.8763
6 | 27 | 20 | 24.2133 | 24.6 | 24.94 | 28.5633 | 0% | 0 | 0 | 0 | 0 | 0 | 0 | 0 | 0 | 24.9% | 30.8247 | 746.3695 | 15.54% | 130.7981 | 3736.0287
6 | 27 | 21 | 20.51 | 20.75 | 20.9467 | 27.4933 | 0% | 0 | 0 | 0 | 0 | 0 | 0 | 0 | 0 | 17.15% | 21.2351 | 435.5329 | 17.4% | 146.4185 | 4025.532
6 | 27 | 22 | 18.6267 | 20.2233 | 21.9567 | 26.8833 | 0% | 0 | 0 | 0 | 0 | 0 | 0 | 0 | 0 | 13.83% | 17.1179 | 318.8486 | 27.84% | 234.2791 | 6298.2023
6 | 27 | 23 | 18.69 | 19.2667 | 19.8533 | 22.2733 | 0% | 0 | 0 | 0 | 0 | 0 | 0 | 0 | 0 | 11.93% | 14.7713 | 276.075 | 22.43% | 188.7069 | 4203.1307
6 | 28 | 0 | 21.1133 | 21.2433 | 21.3233 | 22.5233 | 0% | 0 | 0 | 0 | 0 | 0 | 0 | 0 | 0 | 15.94% | 19.7393 | 416.7626 | 23.76% | 199.9681 | 4503.9489
6 | 28 | 1 | 18.65 | 18.7667 | 18.84 | 19.07 | 0% | 0 | 0 | 0 | 0 | 0 | 0 | 0 | 0 | 17.57% | 21.7478 | 405.5973 | 18.98% | 159.7247 | 3045.9504
6 | 28 | 2 | 6.8767 | 15.19 | 19.0167 | 18.94 | 0% | 0 | 0 | 0 | 0 | 0 | 0 | 0 | 0 | 19.28% | 23.8722 | 164.1613 | 15.62% | 131.4587 | 2489.8282
6 | 28 | 3 | 5.91 | 17.99 | 23.5733 | 23.3533 | 0% | 0 | 0 | 0 | 0 | 0 | 0 | 0 | 0 | 15.46% | 19.1374 | 113.1018 | 14.12% | 118.8511 | 2775.5689
6 | 28 | 4 | 8.0533 | 18.23 | 23.03 | 22.8533 | 0.001109% | 0.0012357 | 0.00024715 | 0.00024715 | 0.00024715 | 0.0099517 | 0.0045055 | 0.0056918 | 0.0056481 | 12.43% | 15.3913 | 123.9516 | 11.85% | 99.6706 | 2277.8058
6 | 28 | 5 | 1.6267 | 16.5767 | 23.6667 | 23.3167 | 0.2451% | 0.2731 | 0.054619 | 0.054619 | 0.054619 | 0.44424 | 0.9054 | 1.2927 | 1.2735 | 10.58% | 13.1 | 21.3094 | 10.05% | 84.5948 | 1972.4686
6 | 28 | 6 | 7.0533 | 18.2533 | 23.61 | 23.4067 | 3.291% | 3.6676 | 0.73353 | 0.73353 | 0.73353 | 25.8691 | 13.3893 | 17.3186 | 17.1694 | 5.573% | 6.8996 | 48.665 | 6.856% | 57.6893 | 1350.3149
6 | 28 | 7 | 3.1867 | 20.5733 | 28.86 | 28.38 | 11.71% | 13.0443 | 2.6089 | 2.6089 | 2.6089 | 41.5679 | 53.6731 | 75.2919 | 74.0396 | 4.967% | 6.1491 | 19.5952 | 6.972% | 58.6699 | 1665.0526
6 | 28 | 8 | -3.68 | 19.1567 | 29.7667 | 29.0667 | 20.25% | 22.5675 | 4.5135 | 4.5135 | 4.5135 | -83.0482 | 86.4634 | 134.3516 | 131.1921 | 4.001% | 4.9535 | -18.2289 | 6.146% | 51.7176 | 1503.2574
6 | 28 | 9 | 11.1033 | 24.6 | 30.7567 | 30.6833 | 25.82% | 28.7727 | 5.7545 | 5.7545 | 5.7545 | 319.4724 | 141.5615 | 176.9902 | 176.5682 | 5.654% | 7.0004 | 77.7275 | 6.194% | 52.1172 | 1599.1296
6 | 28 | 10 | 22.6667 | 28.9267 | 31.7567 | 30.85 | 32.73% | 36.4712 | 7.2942 | 7.2942 | 7.2942 | 826.6812 | 210.9982 | 231.6409 | 225.0275 | 5.497% | 6.806 | 154.2703 | 4.158% | 34.9837 | 1079.2457
6 | 28 | 11 | 31.5633 | 36.3633 | 38.47 | 46.47 | 34.89% | 38.8834 | 7.7767 | 7.7767 | 7.7767 | 1227.2887 | 282.7858 | 299.1686 | 361.382 | 5.246% | 6.4954 | 205.0158 | 3.588% | 30.1911 | 1402.9814
6 | 28 | 12 | 28.8933 | 32.76 | 34.4467 | 38.3267 | 39.08% | 43.5544 | 8.7109 | 8.7109 | 8.7109 | 1258.4321 | 285.3685 | 300.0609 | 333.8591 | 4.521% | 5.597 | 161.7173 | 2.751% | 23.1472 | 887.1564
6 | 28 | 13 | 27.4733 | 37.71 | 42.11 | 48.0333 | 41.88% | 46.6691 | 9.3338 | 9.3338 | 9.3338 | 1282.1547 | 351.9781 | 393.0468 | 448.3341 | 6.254% | 7.7424 | 212.7082 | 2.671% | 22.4755 | 1079.5717
6 | 28 | 14 | 7.2533 | 40.9967 | 55.43 | 55.8 | 40.16% | 44.7494 | 8.9499 | 8.9499 | 8.9499 | 324.582 | 366.9149 | 496.0914 | 499.4029 | 4.142% | 5.1286 | 37.1995 | 2.803% | 23.5862 | 1316.1118
6 | 28 | 15 | 28.2233 | 39.5767 | 44.6433 | 45.64 | 41.61% | 46.3663 | 9.2733 | 9.2733 | 9.2733 | 1308.6118 | 367.0048 | 413.9893 | 423.2317 | 7.025% | 8.6977 | 245.4781 | 3.989% | 33.5625 | 1531.7923
6 | 28 | 16 | 27.7733 | 45.32 | 44.8 | 61.16 | 38.06% | 42.4138 | 8.4828 | 8.4828 | 8.4828 | 1177.9736 | 384.439 | 380.028 | 518.806 | 10.81% | 13.3852 | 371.753 | 5.354% | 45.0539 | 2755.4988
6 | 28 | 17 | 31.8167 | 47.3033 | 53.0733 | 52.4933 | 25.23% | 28.114 | 5.6228 | 5.6228 | 5.6228 | 894.4941 | 265.9773 | 298.4209 | 295.1596 | 6.762% | 8.3722 | 266.3745 | 10.27% | 86.423 | 4536.6332
6 | 28 | 18 | 13.8133 | 35.3467 | 44.3333 | 44.0567 | 6.879% | 7.6658 | 1.5332 | 1.5332 | 1.5332 | 105.8906 | 54.1923 | 67.9703 | 67.5462 | 9.567% | 11.8441 | 163.6061 | 22.79% | 191.7706 | 8448.7724
6 | 28 | 19 | 10.7 | 30.8033 | 39.6867 | 39.65 | 0.4469% | 0.498 | 0.0996 | 0.0996 | 0.0996 | 5.3286 | 3.068 | 3.9528 | 3.9491 | 17.38% | 21.5119 | 230.1778 | 24.75% | 208.2766 | 8258.1679
6 | 28 | 20 | 23.1967 | 28.82 | 31.2867 | 31.89 | 0% | 0 | 0 | 0 | 0 | 0 | 0 | 0 | 0 | 15.18% | 18.7982 | 436.0552 | 20.06% | 168.834 | 5384.1174
6 | 28 | 21 | 16.03 | 27.64 | 32.7533 | 33.17 | 0% | 0 | 0 | 0 | 0 | 0 | 0 | 0 | 0 | 8.915% | 11.0372 | 176.9268 | 23.42% | 197.0375 | 6535.7327
6 | 28 | 22 | 14.4967 | 24.7167 | 29.28 | 30.1667 | 0% | 0 | 0 | 0 | 0 | 0 | 0 | 0 | 0 | 9.111% | 11.2799 | 163.5212 | 34.51% | 290.4079 | 8760.6374
6 | 28 | 23 | 20.2833 | 26.8033 | 29.7533 | 30.2433 | 0% | 0 | 0 | 0 | 0 | 0 | 0 | 0 | 0 | 14.09% | 17.4416 | 353.7742 | 38.76% | 326.186 | 9864.9505
6 | 29 | 0 | 25.67 | 25.79 | 25.87 | 26.22 | 0% | 0 | 0 | 0 | 0 | 0 | 0 | 0 | 0 | 15.32% | 18.9671 | 486.8861 | 39.8% | 334.9401 | 8782.1294
6 | 29 | 1 | 19.23 | 21.4367 | 22.4733 | 22.71 | 0% | 0 | 0 | 0 | 0 | 0 | 0 | 0 | 0 | 16.7% | 20.6804 | 397.6848 | 49.74% | 418.5814 | 9505.9841
6 | 29 | 2 | 7.54 | 18.4233 | 23.3733 | 23.17 | 0% | 0 | 0 | 0 | 0 | 0 | 0 | 0 | 0 | 25.45% | 31.5137 | 237.6133 | 48.06% | 404.4433 | 9370.9511
6 | 29 | 3 | 18.7467 | 21.92 | 23.23 | 23.2567 | 0% | 0 | 0 | 0 | 0 | 0 | 0 | 0 | 0 | 33.21% | 41.1199 | 770.8607 | 36.39% | 306.2161 | 7121.5668
6 | 29 | 4 | 21.4433 | 21.5833 | 21.61 | 21.79 | 0.007762% | 0.0086501 | 0.00173 | 0.00173 | 0.00173 | 0.18549 | 0.03734 | 0.037386 | 0.037697 | 37.75% | 46.7386 | 1002.2317 | 32.05% | 269.6877 | 5876.495
6 | 29 | 5 | 20.05 | 20.15 | 20.1867 | 20.3667 | 1.377% | 1.5348 | 0.30695 | 0.30695 | 0.30695 | 30.7722 | 6.1851 | 6.1964 | 6.2516 | 32.85% | 40.6678 | 815.3893 | 31.06% | 261.3895 | 5323.6323
6 | 29 | 6 | 25.5533 | 25.68 | 25.7333 | 25.98 | 5.406% | 6.0248 | 1.205 | 1.205 | 1.205 | 153.9533 | 30.9433 | 31.0076 | 31.3048 | 17.22% | 21.316 | 544.6937 | 31% | 260.8343 | 6776.4743
6 | 29 | 7 | 22.0067 | 22.11 | 22.1867 | 22.0633 | 22.25% | 24.7948 | 4.959 | 4.959 | 4.959 | 545.652 | 109.6428 | 110.023 | 109.4114 | 12.53% | 15.5099 | 341.3209 | 23.37% | 196.6421 | 4338.5805
6 | 29 | 8 | 26.6467 | 26.78 | 26.8733 | 27.1 | 42.56% | 47.4284 | 9.4857 | 9.4857 | 9.4857 | 1263.8091 | 254.0266 | 254.9119 | 257.062 | 11.76% | 14.5613 | 388.0108 | 17.02% | 143.2061 | 3880.8846
6 | 29 | 9 | 29.8667 | 30.04 | 30.1333 | 31.0233 | 54.03% | 60.2108 | 12.0422 | 12.0422 | 12.0422 | 1798.2949 | 361.7463 | 362.8702 | 373.5877 | 10.56% | 13.0776 | 390.5844 | 14.19% | 119.4345 | 3705.2576
6 | 29 | 10 | 34.67 | 34.8733 | 34.9833 | 36.1333 | 60.79% | 67.7456 | 13.5491 | 13.5491 | 13.5491 | 2348.7403 | 472.503 | 473.9934 | 489.5749 | 15.86% | 19.6331 | 680.6802 | 13.82% | 116.2553 | 4200.6919
6 | 29 | 11 | 39.96 | 40.8333 | 40.9767 | 43.1 | 62.59% | 69.753 | 13.9506 | 13.9506 | 13.9506 | 2787.3318 | 569.6499 | 571.6495 | 601.2713 | 19.08% | 23.6271 | 944.1409 | 15.35% | 129.1719 | 5567.3108
6 | 29 | 12 | 41.5333 | 42.74 | 42.9167 | 43.3867 | 55.34% | 61.6652 | 12.333 | 12.333 | 12.333 | 2561.1621 | 527.1143 | 529.2931 | 535.0897 | 24.49% | 30.3137 | 1259.0275 | 15.58% | 131.1153 | 5688.6552
6 | 29 | 13 | 75.6467 | 78.4633 | 78.7467 | 79.19 | 53.46% | 59.5768 | 11.9154 | 11.9154 | 11.9154 | 4506.7894 | 934.9195 | 938.2955 | 943.578 | 36.52% | 45.2185 | 3420.6269 | 18.23% | 153.3944 | 12147.3058
6 | 29 | 14 | 64.0933 | 69.8167 | 70.3067 | 70.68 | 45.14% | 50.3009 | 10.0602 | 10.0602 | 10.0602 | 3223.9498 | 702.3677 | 707.2972 | 711.053 | 47.15% | 58.3698 | 3741.1123 | 25.72% | 216.4189 | 15296.4861
6 | 29 | 15 | 151.69 | 180.8 | 184.08 | 191.52 | 34.02% | 37.9078 | 7.5816 | 7.5816 | 7.5816 | 5750.2282 | 1370.7446 | 1395.6121 | 1452.0189 | 56.68% | 70.1715 | 10644.3102 | 27.96% | 235.2348 | 45052.1628
6 | 29 | 16 | 53.7633 | 60.08 | 60.7267 | 70.7233 | 29.6% | 32.9859 | 6.5972 | 6.5972 | 6.5972 | 1773.4299 | 396.3581 | 400.6243 | 466.574 | 59.46% | 73.6102 | 3957.5303 | 28.73% | 241.7233 | 17095.4749
6 | 29 | 17 | 36.2733 | 36.75 | 36.8067 | 58.3333 | 18.8% | 20.948 | 4.1896 | 4.1896 | 4.1896 | 759.855 | 153.968 | 154.2055 | 244.3937 | 47.11% | 58.3188 | 2115.4191 | 23.11% | 194.4934 | 11345.4472
6 | 29 | 18 | 29.11 | 29.2767 | 29.2933 | 33.4733 | 8.139% | 9.0702 | 1.814 | 1.814 | 1.814 | 264.0344 | 53.1092 | 53.1395 | 60.7222 | 36.33% | 44.9731 | 1309.1661 | 17.74% | 149.2327 | 4995.3156
6 | 29 | 19 | 27.48 | 27.6167 | 27.64 | 28.79 | 0.05933% | 0.066111 | 0.013222 | 0.013222 | 0.013222 | 1.8167 | 0.36516 | 0.36546 | 0.38067 | 42.13% | 52.1615 | 1433.3987 | 14.9% | 125.4031 | 3610.3538
6 | 29 | 20 | 28.2133 | 28.3367 | 28.37 | 29.3533 | 0% | 0 | 0 | 0 | 0 | 0 | 0 | 0 | 0 | 23.51% | 29.1029 | 821.0889 | 14.67% | 123.4569 | 3623.8716
6 | 29 | 21 | 27.0767 | 27.2167 | 27.2633 | 28.68 | 0% | 0 | 0 | 0 | 0 | 0 | 0 | 0 | 0 | 18.36% | 22.7329 | 615.5309 | 21.09% | 177.482 | 5090.1832
6 | 29 | 22 | 24.79 | 24.9333 | 24.9933 | 27.9833 | 0% | 0 | 0 | 0 | 0 | 0 | 0 | 0 | 0 | 16.22% | 20.0828 | 497.8516 | 29.92% | 251.7674 | 7045.2924
6 | 29 | 23 | 23.54 | 23.6567 | 23.7267 | 26.52 | 0% | 0 | 0 | 0 | 0 | 0 | 0 | 0 | 0 | 20.48% | 25.3595 | 596.9627 | 24.2% | 203.624 | 5400.1089
6 | 30 | 0 | 22.4333 | 22.5867 | 22.6467 | 23.6933 | 0% | 0 | 0 | 0 | 0 | 0 | 0 | 0 | 0 | 23.03% | 28.5133 | 639.6484 | 20.17% | 169.7066 | 4020.9161
6 | 30 | 1 | 17.01 | 17.1433 | 17.17 | 17.4267 | 0% | 0 | 0 | 0 | 0 | 0 | 0 | 0 | 0 | 26.52% | 32.8339 | 558.5049 | 18.4% | 154.8256 | 2698.0934
6 | 30 | 2 | 16.69 | 16.8767 | 16.8467 | 17.25 | 0% | 0 | 0 | 0 | 0 | 0 | 0 | 0 | 0 | 30.35% | 37.5704 | 627.05 | 13.44% | 113.0854 | 1950.7235
6 | 30 | 3 | 19.71 | 19.9267 | 19.87 | 19.9767 | 0% | 0 | 0 | 0 | 0 | 0 | 0 | 0 | 0 | 36.44% | 45.1112 | 889.141 | 11.12% | 93.5709 | 1869.2348
6 | 30 | 4 | 14.9 | 15.0433 | 15.03 | 15.12 | 0% | 0 | 0 | 0 | 0 | 0 | 0 | 0 | 0 | 34.56% | 42.783 | 637.4662 | 11% | 92.5481 | 1399.3271
6 | 30 | 5 | 16.1967 | 16.3433 | 16.3333 | 16.4467 | 7.41% | 8.2577 | 1.6515 | 1.6515 | 1.6515 | 133.7479 | 26.9918 | 26.9753 | 27.1625 | 29.13% | 36.0666 | 584.159 | 10.16% | 85.485 | 1405.9438
6 | 30 | 6 | 15.5233 | 15.7167 | 15.6667 | 15.75 | 25.17% | 28.0535 | 5.6107 | 5.6107 | 5.6107 | 435.4832 | 88.1814 | 87.9008 | 88.3684 | 14.42% | 17.853 | 277.1378 | 9.295% | 78.2128 | 1231.8522
6 | 30 | 7 | 18.5233 | 18.6467 | 18.6767 | 18.87 | 43.93% | 48.9558 | 9.7912 | 9.7912 | 9.7912 | 906.8241 | 182.5724 | 182.8661 | 184.7591 | 11.13% | 13.7846 | 255.3373 | 7.996% | 67.2843 | 1269.6546
6 | 30 | 8 | 21.33 | 21.4633 | 21.5367 | 21.8067 | 52.01% | 57.9543 | 11.5909 | 11.5909 | 11.5909 | 1236.1659 | 248.7786 | 249.6286 | 252.7582 | 16.61% | 20.5631 | 438.6112 | 8.36% | 70.3443 | 1533.9738
6 | 30 | 9 | 23.77 | 23.9267 | 24.0033 | 24.3367 | 58.81% | 65.5318 | 13.1064 | 13.1064 | 13.1064 | 1557.691 | 313.5915 | 314.5964 | 318.9651 | 16.22% | 20.0758 | 477.2018 | 11.09% | 93.2822 | 2270.1773
6 | 30 | 10 | 26.1433 | 26.3167 | 26.38 | 27.65 | 61.07% | 68.0595 | 13.6119 | 13.6119 | 13.6119 | 1779.3018 | 358.2198 | 359.0818 | 376.3689 | 18.37% | 22.7438 | 594.5983 | 18.08% | 152.1637 | 4207.326
6 | 30 | 11 | 27.91 | 28.1933 | 28.2567 | 32.3 | 63.71% | 70.998 | 14.1996 | 14.1996 | 14.1996 | 1981.5553 | 400.3343 | 401.2336 | 458.6473 | 25.32% | 31.3413 | 874.7357 | 23.88% | 200.9462 | 6490.5619
6 | 30 | 12 | 29.89 | 30.3967 | 30.48 | 35.4333 | 64.92% | 72.3468 | 14.4694 | 14.4694 | 14.4694 | 2162.447 | 439.8205 | 441.0263 | 512.6979 | 38.62% | 47.8121 | 1429.1036 | 35.48% | 298.5708 | 10579.3584
6 | 30 | 13 | 28.5533 | 29.1733 | 29.2567 | 30.22 | 61.27% | 68.2757 | 13.6551 | 13.6551 | 13.6551 | 1949.4999 | 398.3662 | 399.5041 | 412.6585 | 45.61% | 56.4703 | 1612.4142 | 48.27% | 406.1339 | 12273.3651
6 | 30 | 14 | 28.19 | 28.8833 | 28.98 | 30.0367 | 57.36% | 63.9155 | 12.7831 | 12.7831 | 12.7831 | 1801.7773 | 369.2184 | 370.4541 | 383.9616 | 28.56% | 35.3615 | 996.8415 | 56.36% | 474.283 | 14245.8797
6 | 30 | 15 | 26.6567 | 27.0433 | 27.09 | 28.2833 | 52.19% | 58.1619 | 11.6324 | 11.6324 | 11.6324 | 1550.4033 | 314.5785 | 315.1214 | 329.0027 | 33.93% | 42.0101 | 1119.8502 | 64.7% | 544.3862 | 15397.0576
6 | 30 | 16 | 26.8533 | 26.9833 | 26.99 | 35.23 | 36.67% | 40.8618 | 8.1724 | 8.1724 | 8.1724 | 1097.2746 | 220.5173 | 220.5718 | 287.912 | 38.63% | 47.821 | 1284.1521 | 77.51% | 652.2003 | 22977.017
6 | 30 | 17 | 28.3667 | 28.4933 | 28.4733 | 43.6467 | 16.3% | 18.1676 | 3.6335 | 3.6335 | 3.6335 | 515.3557 | 103.5314 | 103.4587 | 158.5915 | 34.93% | 43.2476 | 1226.7905 | 80.39% | 676.4677 | 29525.561
6 | 30 | 18 | 27.9567 | 28.09 | 28.08 | 30.1967 | 5.118% | 5.7035 | 1.1407 | 1.1407 | 1.1407 | 159.4507 | 32.0422 | 32.0308 | 34.4453 | 30.16% | 37.3446 | 1044.0309 | 54.29% | 456.8623 | 13795.7193
6 | 30 | 19 | 27.0833 | 27.2067 | 27.2067 | 29.0833 | 0.009426% | 0.010504 | 0.0021007 | 0.0021007 | 0.0021007 | 0.28447 | 0.057154 | 0.057154 | 0.061096 | 27.3% | 33.8021 | 915.4724 | 18.83% | 158.4067 | 4606.9942
6 | 30 | 20 | 26.22 | 26.3467 | 26.36 | 27.7333 | 0% | 0 | 0 | 0 | 0 | 0 | 0 | 0 | 0 | 38.53% | 47.7016 | 1250.735 | 18.43% | 155.1062 | 4301.6113
6 | 30 | 21 | 24.4167 | 24.56 | 24.5833 | 26.08 | 0% | 0 | 0 | 0 | 0 | 0 | 0 | 0 | 0 | 45.26% | 56.0374 | 1368.2462 | 30.95% | 260.4146 | 6791.6133
6 | 30 | 22 | 22.99 | 23.1233 | 23.1667 | 24.9033 | 0% | 0 | 0 | 0 | 0 | 0 | 0 | 0 | 0 | 40.25% | 49.8355 | 1145.7174 | 33.59% | 282.6716 | 7039.4639
6 | 30 | 23 | 20.7233 | 20.8467 | 20.8933 | 22.34 | 0% | 0 | 0 | 0 | 0 | 0 | 0 | 0 | 0 | 38.62% | 47.8164 | 990.9154 | 37.68% | 317.0985 | 7083.9813
7 | 1 | 0 | 24.0967 | 24.23 | 24.2967 | 24.9633 | 0% | 0 | 0 | 0 | 0 | 0 | 0 | 0 | 0 | 34.22% | 42.3611 | 1020.7618 | 36.08% | 303.624 | 7579.4667
7 | 1 | 1 | 22.58 | 22.6833 | 22.75 | 23.0133 | 0% | 0 | 0 | 0 | 0 | 0 | 0 | 0 | 0 | 28.47% | 35.2492 | 795.9268 | 28.19% | 237.2487 | 5459.8832
7 | 1 | 2 | 19.93 | 20.02 | 20.0767 | 20.3133 | 0% | 0 | 0 | 0 | 0 | 0 | 0 | 0 | 0 | 30.72% | 38.0315 | 757.9674 | 23.54% | 198.1118 | 4024.3118
7 | 1 | 3 | 18.9567 | 19.0567 | 19.08 | 19.2767 | 0% | 0 | 0 | 0 | 0 | 0 | 0 | 0 | 0 | 31.42% | 38.9034 | 737.4796 | 16.41% | 138.0851 | 2661.8197
7 | 1 | 4 | 17.5467 | 17.6167 | 17.6633 | 17.8467 | 0% | 0 | 0 | 0 | 0 | 0 | 0 | 0 | 0 | 26.4% | 32.6826 | 573.4705 | 17.52% | 147.4426 | 2631.3582
7 | 1 | 5 | 4.4933 | 4.4933 | 4.46 | 4.8 | 7.02% | 7.8228 | 1.5646 | 1.5646 | 1.5646 | 35.1503 | 7.0301 | 6.9779 | 7.5099 | 23.03% | 28.512 | 128.114 | 17.09% | 143.7837 | 690.1619
7 | 1 | 6 | 16.0533 | 16.1367 | 16.17 | 16.44 | 26.1% | 29.0896 | 5.8179 | 5.8179 | 5.8179 | 466.9853 | 93.8819 | 94.0758 | 95.6467 | 12.05% | 14.9132 | 239.4065 | 22.67% | 190.7329 | 3135.6492
7 | 1 | 7 | 14.9267 | 15.61 | 15.7767 | 16.0067 | 48.48% | 54.026 | 10.8052 | 10.8052 | 10.8052 | 806.4275 | 168.669 | 170.4699 | 172.9551 | 8.589% | 10.6333 | 158.7203 | 13.29% | 111.8214 | 1789.8873
7 | 1 | 8 | 15.04 | 17.0467 | 17.47 | 18.0033 | 61.79% | 68.8578 | 13.7716 | 13.7716 | 13.7716 | 1035.6208 | 234.7591 | 240.589 | 247.9339 | 7.95% | 9.8428 | 148.0361 | 11.31% | 95.186 | 1713.6658
7 | 1 | 9 | 18.3633 | 20.5867 | 21.3233 | 22.1567 | 66.03% | 73.577 | 14.7154 | 14.7154 | 14.7154 | 1351.119 | 302.941 | 313.7814 | 326.0442 | 8.612% | 10.6616 | 195.7821 | 13.21% | 111.1211 | 2462.0732
7 | 1 | 10 | 23.18 | 24.1467 | 25.0533 | 26.2033 | 68.25% | 76.0571 | 15.2114 | 15.2114 | 15.2114 | 1763.0037 | 367.3051 | 381.0968 | 398.5899 | 9.719% | 12.0329 | 278.9233 | 12.42% | 104.5122 | 2738.5686
7 | 1 | 11 | 29.3967 | 29.8033 | 30.0467 | 33.3733 | 68.02% | 75.7957 | 15.1591 | 15.1591 | 15.1591 | 2228.1424 | 451.7932 | 455.4819 | 505.9114 | 11.86% | 14.679 | 431.5123 | 11.68% | 98.2484 | 3278.8774
7 | 1 | 12 | 29.0067 | 29.1733 | 29.2 | 32.4567 | 67.51% | 75.2286 | 15.0457 | 15.0457 | 15.0457 | 2182.1295 | 438.9335 | 439.3347 | 488.3336 | 13.7% | 16.962 | 492.0105 | 8.478% | 71.3422 | 2315.5292
7 | 1 | 13 | 28.88 | 29.11 | 29.1733 | 38.1667 | 65.15% | 72.6063 | 14.5213 | 14.5213 | 14.5213 | 2096.8711 | 422.7141 | 423.6338 | 554.2284 | 16.5% | 20.43 | 590.0197 | 12.3% | 103.5253 | 3951.2152
7 | 1 | 14 | 33.8633 | 34.1667 | 34.2 | 51.93 | 59.48% | 66.2794 | 13.2559 | 13.2559 | 13.2559 | 2244.4421 | 452.9094 | 453.3512 | 688.3781 | 14.19% | 17.5731 | 595.0837 | 12.81% | 107.7769 | 5596.8548
7 | 1 | 15 | 33.5233 | 34.0133 | 34.0333 | 40.1633 | 52.68% | 58.7106 | 11.7421 | 11.7421 | 11.7421 | 1968.1749 | 399.3886 | 399.6235 | 471.6026 | 8.35% | 10.3376 | 346.5498 | 16.33% | 137.3733 | 5517.368
7 | 1 | 16 | 43.88 | 46.3367 | 46.8067 | 48.6967 | 41.57% | 46.3224 | 9.2645 | 9.2645 | 9.2645 | 2032.6286 | 429.2855 | 433.6398 | 451.1497 | 3.633% | 4.4973 | 197.3412 | 20.64% | 173.6622 | 8456.768
7 | 1 | 17 | 42.2433 | 42.9767 | 42.99 | 47.48 | 27.33% | 30.4532 | 6.0906 | 6.0906 | 6.0906 | 1286.4464 | 261.7558 | 261.837 | 289.184 | 6.321% | 7.8256 | 330.5781 | 14.75% | 124.1151 | 5892.9855
7 | 1 | 18 | 36.7867 | 37.49 | 37.5267 | 43.56 | 10.49% | 11.6887 | 2.3377 | 2.3377 | 2.3377 | 429.9896 | 87.6421 | 87.7279 | 101.8323 | 5.521% | 6.835 | 251.4354 | 9.526% | 80.1563 | 3491.6097
7 | 1 | 19 | 35.5933 | 35.99 | 35.99 | 39.2867 | 0.2373% | 0.26445 | 0.052889 | 0.052889 | 0.052889 | 9.4125 | 1.9035 | 1.9035 | 2.0778 | 9.991% | 12.3695 | 440.2726 | 4.464% | 37.5602 | 1475.6152
7 | 1 | 20 | 37.74 | 38.0967 | 38.1167 | 40.7833 | 0% | 0 | 0 | 0 | 0 | 0 | 0 | 0 | 0 | 12.09% | 14.9647 | 564.7682 | 5.629% | 47.3686 | 1931.85
7 | 1 | 21 | 32.93 | 33.3967 | 33.45 | 38.1667 | 0% | 0 | 0 | 0 | 0 | 0 | 0 | 0 | 0 | 12.97% | 16.0632 | 528.9614 | 9.122% | 76.7555 | 2929.5012
7 | 1 | 22 | 27.2267 | 27.5367 | 27.5767 | 32.1133 | 0% | 0 | 0 | 0 | 0 | 0 | 0 | 0 | 0 | 15.23% | 18.8591 | 513.4714 | 11% | 92.5535 | 2972.2
7 | 1 | 23 | 27.01 | 27.18 | 27.2033 | 29.2367 | 0% | 0 | 0 | 0 | 0 | 0 | 0 | 0 | 0 | 12.78% | 15.824 | 427.4057 | 13.06% | 109.9253 | 3213.8492
7 | 2 | 0 | 26.8967 | 27.08 | 27.0733 | 35.6833 | 0% | 0 | 0 | 0 | 0 | 0 | 0 | 0 | 0 | 10.33% | 12.7915 | 344.048 | 11.63% | 97.8388 | 3491.2153
7 | 2 | 1 | 22.1533 | 22.31 | 22.3067 | 23.6433 | 0% | 0 | 0 | 0 | 0 | 0 | 0 | 0 | 0 | 10.45% | 12.941 | 286.6864 | 6.572% | 55.2975 | 1307.4162
7 | 2 | 2 | 20.7833 | 20.9267 | 20.9233 | 21.55 | 0% | 0 | 0 | 0 | 0 | 0 | 0 | 0 | 0 | 11.45% | 14.1787 | 294.6809 | 5.249% | 44.1665 | 951.7874
7 | 2 | 3 | 19.8867 | 19.99 | 20.0133 | 20.2967 | 0% | 0 | 0 | 0 | 0 | 0 | 0 | 0 | 0 | 13.29% | 16.4556 | 327.2463 | 5.294% | 44.5468 | 904.1516
7 | 2 | 4 | 19.4167 | 19.5533 | 19.5467 | 20.2433 | 0.001109% | 0.0012357 | 0.00024715 | 0.00024715 | 0.00024715 | 0.023994 | 0.0048325 | 0.0048309 | 0.005003 | 14.82% | 18.3539 | 356.3716 | 5.837% | 49.1117 | 994.1846
7 | 2 | 5 | 18.9833 | 19.0833 | 19.11 | 20.0433 | 4.357% | 4.8552 | 0.97103 | 0.97103 | 0.97103 | 92.1673 | 18.5306 | 18.5565 | 19.4628 | 13.11% | 16.2297 | 308.0933 | 3.102% | 26.1028 | 523.1863
7 | 2 | 6 | 17.79 | 17.8733 | 17.91 | 19.8667 | 18.54% | 20.6613 | 4.1323 | 4.1323 | 4.1323 | 367.5653 | 73.8574 | 74.0089 | 82.0944 | 6.714% | 8.3122 | 147.8747 | 2.473% | 20.8125 | 413.4743
7 | 2 | 7 | 22.2167 | 22.3133 | 22.3833 | 23.4233 | 38.56% | 42.9749 | 8.595 | 8.595 | 8.595 | 954.7581 | 191.7825 | 192.3841 | 201.3229 | 6.676% | 8.2651 | 183.6236 | 3.264% | 27.468 | 643.3927
7 | 2 | 8 | 21.21 | 21.3233 | 21.3833 | 28.2933 | 48.5% | 54.0439 | 10.8088 | 10.8088 | 10.8088 | 1146.2706 | 230.4791 | 231.1276 | 305.8163 | 9.765% | 12.0898 | 256.4242 | 3.492% | 29.3817 | 831.3054
7 | 2 | 9 | 23.3467 | 23.4767 | 23.5333 | 31.8467 | 56.59% | 63.0659 | 12.6132 | 12.6132 | 12.6132 | 1472.3789 | 296.1155 | 296.8302 | 401.6878 | 11.62% | 14.3866 | 335.8795 | 3.618% | 30.4448 | 969.5644
7 | 2 | 10 | 26.8133 | 26.9767 | 27.0333 | 35.8167 | 52.64% | 58.6618 | 11.7324 | 11.7324 | 11.7324 | 1572.918 | 316.4999 | 317.1647 | 420.2139 | 16.63% | 20.5946 | 552.2101 | 4.167% | 35.0632 | 1255.8486
7 | 2 | 11 | 31.9433 | 32.1767 | 32.2333 | 43.31 | 47.41% | 52.8353 | 10.5671 | 10.5671 | 10.5671 | 1687.7367 | 340.013 | 340.6118 | 457.6597 | 14.18% | 17.5524 | 560.682 | 5.321% | 44.7724 | 1939.092
7 | 2 | 12 | 30.7767 | 31.0033 | 31.05 | 40.4333 | 39.24% | 43.7243 | 8.7449 | 8.7449 | 8.7449 | 1345.689 | 271.12 | 271.5281 | 353.584 | 13.14% | 16.2631 | 500.524 | 8.444% | 71.0516 | 2872.8535
7 | 2 | 13 | 38.57 | 38.8133 | 38.8133 | 51.5967 | 39.54% | 44.0648 | 8.813 | 8.813 | 8.813 | 1699.5781 | 342.0601 | 342.0601 | 454.719 | 12.12% | 14.999 | 578.5123 | 11.01% | 92.6525 | 4780.5601
7 | 2 | 14 | 32.36 | 32.57 | 32.5933 | 40.6833 | 44.06% | 49.1016 | 9.8203 | 9.8203 | 9.8203 | 1588.9274 | 319.8477 | 320.0769 | 399.5233 | 14.88% | 18.4246 | 596.221 | 13.41% | 112.8784 | 4592.271
7 | 2 | 15 | 32.0633 | 32.2267 | 32.2467 | 42.4633 | 41.61% | 46.3737 | 9.2747 | 9.2747 | 9.2747 | 1486.8961 | 298.8941 | 299.0796 | 393.8366 | 21.56% | 26.6877 | 855.6962 | 17.35% | 146.0285 | 6200.8552
7 | 2 | 16 | 35.7967 | 36 | 36.0267 | 44.7333 | 25.26% | 28.1529 | 5.6306 | 5.6306 | 5.6306 | 1007.7813 | 202.7011 | 202.8513 | 251.8749 | 24.02% | 29.7328 | 1064.3358 | 22.59% | 190.0971 | 8503.6756
7 | 2 | 17 | 36.0267 | 36.2133 | 36.2433 | 42.6667 | 13.07% | 14.568 | 2.9136 | 2.9136 | 2.9136 | 524.8357 | 105.511 | 105.5984 | 124.3134 | 30.35% | 37.5759 | 1353.7356 | 23.98% | 201.7647 | 8608.6293
7 | 2 | 18 | 52.9333 | 53.2067 | 53.29 | 54.4933 | 1.33% | 1.4823 | 0.29645 | 0.29645 | 0.29645 | 78.4606 | 15.7732 | 15.7979 | 16.1546 | 24.45% | 30.2705 | 1602.3164 | 23.15% | 194.7734 | 10613.8521
7 | 2 | 19 | 35.4267 | 35.5867 | 35.5967 | 39.1533 | 0.007208% | 0.0080322 | 0.0016064 | 0.0016064 | 0.0016064 | 0.28455 | 0.057168 | 0.057184 | 0.062898 | 23.72% | 29.3643 | 1040.2789 | 21.42% | 180.2754 | 7058.3827
7 | 2 | 20 | 35.0367 | 35.1967 | 35.2 | 39.5867 | 0% | 0 | 0 | 0 | 0 | 0 | 0 | 0 | 0 | 23.68% | 29.3177 | 1027.1943 | 27.03% | 227.4231 | 9002.9241
7 | 2 | 21 | 31.14 | 31.3067 | 31.34 | 40.2933 | 0% | 0 | 0 | 0 | 0 | 0 | 0 | 0 | 0 | 27.55% | 34.1038 | 1061.9922 | 31.63% | 266.1367 | 10723.5343
7 | 2 | 22 | 24.0167 | 24.0767 | 24.0567 | 34.3433 | 0% | 0 | 0 | 0 | 0 | 0 | 0 | 0 | 0 | 30.63% | 37.9197 | 910.7037 | 32.8% | 275.9934 | 9478.5336
7 | 2 | 23 | 23.5333 | 23.6133 | 23.6167 | 31.1133 | 0% | 0 | 0 | 0 | 0 | 0 | 0 | 0 | 0 | 33.53% | 41.5069 | 976.7959 | 15.34% | 129.0642 | 4015.6186
7 | 3 | 0 | 27.4333 | 27.67 | 27.68 | 28.8067 | 0% | 0 | 0 | 0 | 0 | 0 | 0 | 0 | 0 | 33.09% | 40.9655 | 1123.8193 | 7.381% | 62.1115 | 1789.2255
7 | 3 | 1 | 26.96 | 27.2033 | 27.19 | 28.17 | 0% | 0 | 0 | 0 | 0 | 0 | 0 | 0 | 0 | 28.09% | 34.771 | 937.4256 | 14.26% | 119.9533 | 3379.0848
7 | 3 | 2 | 25.4867 | 25.6 | 25.64 | 26.01 | 0% | 0 | 0 | 0 | 0 | 0 | 0 | 0 | 0 | 19.73% | 24.4205 | 622.3983 | 16.73% | 140.8112 | 3662.4988
7 | 3 | 3 | 24.87 | 25.0133 | 25.07 | 25.3567 | 0% | 0 | 0 | 0 | 0 | 0 | 0 | 0 | 0 | 21.07% | 26.0797 | 648.6011 | 11.29% | 94.9645 | 2407.9832
7 | 3 | 4 | 23.3233 | 23.4333 | 23.5033 | 23.98 | 0.07319% | 0.081558 | 0.016312 | 0.016312 | 0.016312 | 1.9022 | 0.38223 | 0.38338 | 0.39115 | 23.6% | 29.217 | 681.437 | 9.144% | 76.9407 | 1845.0374
7 | 3 | 5 | 22.3833 | 22.49 | 22.5567 | 23.23 | 1.958% | 2.1823 | 0.43646 | 0.43646 | 0.43646 | 48.847 | 9.816 | 9.8451 | 10.1389 | 21.84% | 27.0422 | 605.2939 | 6.457% | 54.3324 | 1262.1409
7 | 3 | 6 | 22.7867 | 22.91 | 22.99 | 24.89 | 15.6% | 17.3873 | 3.4775 | 3.4775 | 3.4775 | 396.1983 | 79.6686 | 79.9468 | 86.5539 | 19.42% | 24.0431 | 547.8627 | 4.863% | 40.9227 | 1018.566
7 | 3 | 7 | 23.48 | 23.6167 | 23.7 | 26.7367 | 39.69% | 44.2347 | 8.8469 | 8.8469 | 8.8469 | 1038.6303 | 208.9351 | 209.6724 | 236.5376 | 20.89% | 25.8612 | 607.2202 | 4.16% | 35.0077 | 935.9879
7 | 3 | 8 | 24.3933 | 24.5267 | 24.6033 | 34.4733 | 56.88% | 63.3884 | 12.6777 | 12.6777 | 12.6777 | 1546.2553 | 310.9414 | 311.9134 | 437.0422 | 23.71% | 29.3516 | 715.9825 | 3.182% | 26.7713 | 922.8951
7 | 3 | 9 | 22.3667 | 22.4867 | 22.55 | 40.8367 | 61.56% | 68.6014 | 13.7203 | 13.7203 | 13.7203 | 1534.3835 | 308.5231 | 309.3921 | 560.2901 | 28.29% | 35.0257 | 783.4085 | 3.426% | 28.8241 | 1177.0821
7 | 3 | 10 | 29.3067 | 29.4667 | 29.53 | 40.8167 | 58.77% | 65.4966 | 13.0993 | 13.0993 | 13.0993 | 1919.4867 | 385.9932 | 386.8228 | 534.6705 | 31.19% | 38.6158 | 1131.7 | 4.436% | 37.3286 | 1523.629
7 | 3 | 11 | 31.08 | 31.2433 | 31.2933 | 45.7267 | 55.77% | 62.1515 | 12.4303 | 12.4303 | 12.4303 | 1931.6679 | 388.3639 | 388.9854 | 568.396 | 39.38% | 48.7514 | 1515.1944 | 6.484% | 54.5626 | 2494.9655
7 | 3 | 12 | 33.4867 | 33.66 | 33.69 | 48.65 | 56.9% | 63.4076 | 12.6815 | 12.6815 | 12.6815 | 2123.3089 | 426.8599 | 427.2404 | 616.9559 | 43.44% | 53.7789 | 1800.8748 | 9.837% | 82.7748 | 4026.9958
7 | 3 | 13 | 33.9767 | 34.1533 | 34.1633 | 39.56 | 52.54% | 58.5456 | 11.7091 | 11.7091 | 11.7091 | 1989.1852 | 399.9057 | 400.0228 | 463.213 | 52% | 64.3763 | 2187.2919 | 15.7% | 132.0834 | 5225.2191
7 | 3 | 14 | 34.5233 | 34.9267 | 34.97 | 39.3233 | 44.98% | 50.1272 | 10.0254 | 10.0254 | 10.0254 | 1730.5594 | 350.1555 | 350.5899 | 394.234 | 61.1% | 75.6389 | 2611.3072 | 14.56% | 122.4971 | 4816.9956
7 | 3 | 15 | 40.8267 | 42.3367 | 42.4433 | 48.71 | 39.77% | 44.3156 | 8.8631 | 8.8631 | 8.8631 | 1809.259 | 375.2351 | 376.1805 | 431.7228 | 67.91% | 84.0783 | 3432.6356 | 11.5% | 96.7796 | 4714.1335
7 | 3 | 16 | 37.7733 | 38.07 | 38.0667 | 48.3967 | 27.04% | 30.1344 | 6.0269 | 6.0269 | 6.0269 | 1138.2776 | 229.4435 | 229.4234 | 291.6811 | 76.35% | 94.5239 | 3570.4816 | 15.04% | 126.5917 | 6126.614
7 | 3 | 17 | 34.6967 | 34.8467 | 34.8333 | 35.9133 | 14.62% | 16.2961 | 3.2592 | 3.2592 | 3.2592 | 565.4218 | 113.5732 | 113.5298 | 117.0498 | 68.24% | 84.4844 | 2931.3261 | 17.78% | 149.6433 | 5374.1882
7 | 3 | 18 | 32.8233 | 33.6767 | 34.39 | 35.0367 | 5.547% | 6.1817 | 1.2363 | 1.2363 | 1.2363 | 202.9047 | 41.636 | 42.5179 | 43.3174 | 59.57% | 73.7466 | 2420.6095 | 11.28% | 94.8992 | 3324.9513
7 | 3 | 19 | 33.2667 | 33.99 | 34.55 | 34.9833 | 0% | 0 | 0 | 0 | 0 | 0 | 0 | 0 | 0 | 53.43% | 66.1444 | 2200.4043 | 12.66% | 106.5507 | 3727.4999
7 | 3 | 20 | 31.47 | 32.16 | 32.6133 | 35.6533 | 0% | 0 | 0 | 0 | 0 | 0 | 0 | 0 | 0 | 50.65% | 62.706 | 1973.3594 | 25.53% | 214.8279 | 7659.3295
7 | 3 | 21 | 27.3867 | 27.6533 | 27.7967 | 28.78 | 0% | 0 | 0 | 0 | 0 | 0 | 0 | 0 | 0 | 54.51% | 67.48 | 1848.0533 | 36.51% | 307.2376 | 8842.298
7 | 3 | 22 | 24.7133 | 24.8833 | 24.94 | 30.5633 | 0% | 0 | 0 | 0 | 0 | 0 | 0 | 0 | 0 | 64.47% | 79.8197 | 1972.6108 | 38.2% | 321.4432 | 9824.3743
7 | 3 | 23 | 26.8833 | 27.0067 | 27.06 | 47.07 | 0% | 0 | 0 | 0 | 0 | 0 | 0 | 0 | 0 | 65.38% | 80.9467 | 2176.1181 | 38.86% | 326.9914 | 15391.4851
7 | 4 | 0 | 25.9967 | 26.18 | 26.2167 | 29.6 | 0% | 0 | 0 | 0 | 0 | 0 | 0 | 0 | 0 | 53.54% | 66.284 | 1723.1623 | 35.12% | 295.533 | 8747.7774
7 | 4 | 1 | 23.09 | 23.2267 | 23.2867 | 23.69 | 0% | 0 | 0 | 0 | 0 | 0 | 0 | 0 | 0 | 49.87% | 61.7464 | 1425.7234 | 32.54% | 273.7911 | 6486.1123
7 | 4 | 2 | 22.7 | 22.88 | 22.8767 | 23.07 | 0% | 0 | 0 | 0 | 0 | 0 | 0 | 0 | 0 | 38.6% | 47.7826 | 1084.6652 | 36.02% | 303.1206 | 6992.9924
7 | 4 | 3 | 20.8933 | 21.01 | 21.0433 | 21.2633 | 0% | 0 | 0 | 0 | 0 | 0 | 0 | 0 | 0 | 38.31% | 47.4357 | 991.0898 | 38.16% | 321.086 | 6827.3583
7 | 4 | 4 | 21.4133 | 21.54 | 21.57 | 21.7733 | 0% | 0 | 0 | 0 | 0 | 0 | 0 | 0 | 0 | 36.91% | 45.6906 | 978.3884 | 36.03% | 303.1897 | 6601.4499
7 | 4 | 5 | 21.1667 | 21.3333 | 21.33 | 21.5 | 6.111% | 6.8095 | 1.3619 | 1.3619 | 1.3619 | 144.1338 | 29.0537 | 29.0492 | 29.2807 | 38.72% | 47.9401 | 1014.7317 | 34.05% | 286.5084 | 6159.9313
7 | 4 | 6 | 20.5933 | 20.7033 | 20.7433 | 20.9767 | 17.3% | 19.2798 | 3.856 | 3.856 | 3.856 | 397.0354 | 79.8312 | 79.9855 | 80.8852 | 28.22% | 34.9327 | 719.3806 | 35.07% | 295.1139 | 6190.5069
7 | 4 | 7 | 20.3733 | 20.47 | 20.5167 | 20.7567 | 23.05% | 25.6858 | 5.1372 | 5.1372 | 5.1372 | 523.3055 | 105.1577 | 105.3974 | 106.6304 | 30.12% | 37.2948 | 759.8199 | 33.24% | 279.6978 | 5805.5949
7 | 4 | 8 | 21.8733 | 21.9867 | 22.0367 | 22.4633 | 29.04% | 32.3569 | 6.4714 | 6.4714 | 6.4714 | 707.7528 | 142.284 | 142.6075 | 145.3687 | 35.19% | 43.5645 | 952.9005 | 31.83% | 267.8523 | 6016.8544
7 | 4 | 9 | 24.3033 | 24.4133 | 24.45 | 25.14 | 38.02% | 42.3694 | 8.4739 | 8.4739 | 8.4739 | 1029.7164 | 206.8754 | 207.1861 | 213.0331 | 38.86% | 48.1098 | 1169.2285 | 35.16% | 295.8407 | 7437.4357
7 | 4 | 10 | 27.3133 | 27.4233 | 27.4367 | 30.7667 | 35.66% | 39.7354 | 7.9471 | 7.9471 | 7.9471 | 1085.3062 | 217.9354 | 218.0414 | 244.5052 | 42.49% | 52.6078 | 1436.8936 | 45.96% | 386.7069 | 11897.6811
7 | 4 | 11 | 34.4467 | 34.56 | 34.5233 | 35.1567 | 19.78% | 22.0379 | 4.4076 | 4.4076 | 4.4076 | 759.1337 | 152.3263 | 152.1647 | 154.9561 | 49.22% | 60.9374 | 2099.0898 | 53.65% | 451.4097 | 15870.0596
7 | 4 | 12 | 33.7467 | 33.9933 | 33.9767 | 31.04 | 24.14% | 26.8981 | 5.3796 | 5.3796 | 5.3796 | 907.7197 | 182.8709 | 182.7813 | 166.9831 | 52.69% | 65.235 | 2201.4634 | 62.41% | 525.1249 | 16299.8764
7 | 4 | 13 | 40.05 | 40.7833 | 40.9067 | 41.22 | 29.59% | 32.9698 | 6.594 | 6.594 | 6.594 | 1320.4404 | 268.9237 | 269.7369 | 271.803 | 54.81% | 67.8536 | 2717.5349 | 70.76% | 595.4135 | 24542.9451
7 | 4 | 14 | 38.7033 | 38.8767 | 38.84 | 40.29 | 31.77% | 35.4005 | 7.0801 | 7.0801 | 7.0801 | 1370.1163 | 275.2505 | 274.9909 | 285.257 | 58.14% | 71.9775 | 2785.7692 | 73.79% | 620.9278 | 25017.1814
7 | 4 | 15 | 34.6667 | 34.7967 | 34.7733 | 35.39 | 18.26% | 20.3524 | 4.0705 | 4.0705 | 4.0705 | 705.5503 | 141.6392 | 141.5443 | 144.0544 | 58.05% | 71.8748 | 2491.6587 | 78.59% | 661.2762 | 23402.5656
7 | 4 | 16 | 37.49 | 37.5967 | 37.5767 | 38.1067 | 13.66% | 15.2254 | 3.0451 | 3.0451 | 3.0451 | 570.7997 | 114.4847 | 114.4238 | 116.0377 | 58.41% | 72.3143 | 2711.0643 | 74.8% | 629.384 | 23983.7264
7 | 4 | 17 | 47.9367 | 47.98 | 47.8933 | 48.0833 | 13.44% | 14.9789 | 2.9958 | 2.9958 | 2.9958 | 718.0365 | 143.7371 | 143.4775 | 144.0467 | 55.31% | 68.4768 | 3282.5474 | 66.55% | 559.9576 | 26924.6268
7 | 4 | 18 | 37.3967 | 37.4367 | 37.4033 | 37.9433 | 7.538% | 8.3999 | 1.68 | 1.68 | 1.68 | 314.1264 | 62.8925 | 62.8365 | 63.7437 | 50.78% | 62.8698 | 2351.1196 | 57.15% | 480.9238 | 18247.8532
7 | 4 | 19 | 31.4267 | 31.4767 | 31.48 | 32.32 | 0.1514% | 0.16868 | 0.033735 | 0.033735 | 0.033735 | 5.3009 | 1.0619 | 1.062 | 1.0903 | 59.49% | 73.6557 | 2314.7538 | 52.1% | 438.3886 | 14168.7201
7 | 4 | 20 | 30.0133 | 30.0733 | 30.08 | 30.4167 | 0% | 0 | 0 | 0 | 0 | 0 | 0 | 0 | 0 | 59.92% | 74.179 | 2226.3583 | 43.87% | 369.1351 | 11227.8607
7 | 4 | 21 | 28.36 | 28.4267 | 28.45 | 29.3233 | 0% | 0 | 0 | 0 | 0 | 0 | 0 | 0 | 0 | 49.57% | 61.3721 | 1740.5125 | 38.05% | 320.2114 | 9389.6643
7 | 4 | 22 | 31.0467 | 31.1233 | 31.1467 | 33.7167 | 0% | 0 | 0 | 0 | 0 | 0 | 0 | 0 | 0 | 37.55% | 46.4845 | 1443.1874 | 34.19% | 287.6714 | 9699.3216
7 | 4 | 23 | 27.62 | 27.7033 | 27.7467 | 28.9233 | 0% | 0 | 0 | 0 | 0 | 0 | 0 | 0 | 0 | 31.87% | 39.4531 | 1089.6946 | 37.29% | 313.7728 | 9075.3555
7 | 5 | 0 | 24.7067 | 24.85 | 24.8933 | 23.9833 | 0% | 0 | 0 | 0 | 0 | 0 | 0 | 0 | 0 | 30.53% | 37.7984 | 933.8724 | 44.49% | 374.3564 | 8978.3144
7 | 5 | 1 | 22.5767 | 22.6733 | 22.7333 | 22.9767 | 0% | 0 | 0 | 0 | 0 | 0 | 0 | 0 | 0 | 32.31% | 40.0063 | 903.2093 | 41.39% | 348.2432 | 8001.4673
7 | 5 | 2 | 21.3633 | 21.4667 | 21.5067 | 21.72 | 0% | 0 | 0 | 0 | 0 | 0 | 0 | 0 | 0 | 26.31% | 32.5723 | 695.8534 | 33.3% | 280.2322 | 6086.6439
7 | 5 | 3 | 20.0333 | 20.1467 | 20.1733 | 20.3567 | 0% | 0 | 0 | 0 | 0 | 0 | 0 | 0 | 0 | 22.83% | 28.2598 | 566.1384 | 23.09% | 194.3183 | 3955.672
7 | 5 | 4 | 19.5067 | 19.5867 | 19.64 | 19.85 | 0% | 0 | 0 | 0 | 0 | 0 | 0 | 0 | 0 | 22.6% | 27.9818 | 545.8317 | 15.39% | 129.5127 | 2570.8278
7 | 5 | 5 | 19.6533 | 19.73 | 19.7867 | 20 | 1.519% | 1.6923 | 0.33847 | 0.33847 | 0.33847 | 33.2599 | 6.6779 | 6.6971 | 6.7693 | 17.89% | 22.1515 | 435.3502 | 11.88% | 99.9274 | 1998.5473
7 | 5 | 6 | 20.16 | 20.2467 | 20.3167 | 20.57 | 6.07% | 6.7644 | 1.3529 | 1.3529 | 1.3529 | 136.3696 | 27.3912 | 27.4859 | 27.8286 | 13.27% | 16.4294 | 331.2159 | 8.046% | 67.7069 | 1392.7311
7 | 5 | 7 | 20.4033 | 20.49 | 20.5467 | 21.04 | 11.97% | 13.3434 | 2.6687 | 2.6687 | 2.6687 | 272.2493 | 54.6811 | 54.8324 | 56.1489 | 13.36% | 16.5352 | 337.3728 | 6.444% | 54.2216 | 1140.8229
7 | 5 | 8 | 24.3867 | 24.4767 | 24.5167 | 25.27 | 18.42% | 20.5304 | 4.1061 | 4.1061 | 4.1061 | 500.667 | 100.5029 | 100.6672 | 103.7604 | 14.97% | 18.5346 | 451.9968 | 5.139% | 43.2395 | 1092.6625
7 | 5 | 9 | 26.1267 | 26.21 | 26.2567 | 27.3167 | 17% | 18.9492 | 3.7898 | 3.7898 | 3.7898 | 495.0806 | 99.3319 | 99.5088 | 103.526 | 17.43% | 21.5767 | 563.7272 | 4.692% | 39.4816 | 1078.5057
7 | 5 | 10 | 30.5367 | 30.6067 | 30.6367 | 31.38 | 21.65% | 24.1294 | 4.8259 | 4.8259 | 4.8259 | 736.8318 | 147.7042 | 147.8489 | 151.4362 | 16.79% | 20.7847 | 634.6942 | 4.494% | 37.8145 | 1186.6178
7 | 5 | 11 | 37.54 | 37.6067 | 37.62 | 37.88 | 23.52% | 26.2098 | 5.242 | 5.242 | 5.242 | 983.9143 | 197.1323 | 197.2022 | 198.5651 | 16.5% | 20.4328 | 767.0483 | 8.109% | 68.2328 | 2584.6579
7 | 5 | 12 | 43.7833 | 43.84 | 43.81 | 47.4333 | 27.41% | 30.5422 | 6.1084 | 6.1084 | 6.1084 | 1337.2399 | 267.7941 | 267.6109 | 289.7438 | 15.87% | 19.6521 | 860.4355 | 10.49% | 88.247 | 4185.85
7 | 5 | 13 | 51.8633 | 51.9433 | 51.9033 | 52.58 | 30.52% | 34.0066 | 6.8013 | 6.8013 | 6.8013 | 1763.6942 | 353.2829 | 353.0109 | 357.6131 | 14.92% | 18.4677 | 957.7945 | 13.04% | 109.7423 | 5770.2523
7 | 5 | 14 | 53.3967 | 53.5567 | 53.56 | 57.9833 | 31.28% | 34.8617 | 6.9723 | 6.9723 | 6.9723 | 1861.4983 | 373.4152 | 373.4385 | 404.2795 | 12.46% | 15.4223 | 823.499 | 16.98% | 142.9187 | 8286.9004
7 | 5 | 15 | 53.7767 | 53.9167 | 53.89 | 62.1667 | 27.57% | 30.7195 | 6.1439 | 6.1439 | 6.1439 | 1651.9945 | 331.259 | 331.0952 | 381.9463 | 11.5% | 14.2331 | 765.4113 | 27.81% | 233.9819 | 14545.8752
7 | 5 | 16 | 49.99 | 50.1133 | 50.0533 | 51.12 | 23.35% | 26.0213 | 5.2043 | 5.2043 | 5.2043 | 1300.8052 | 260.8029 | 260.4906 | 266.0419 | 9.167% | 11.3487 | 567.3221 | 42.82% | 360.2844 | 18417.738
7 | 5 | 17 | 37.92 | 38.0367 | 38.02 | 43.9067 | 16.12% | 17.9619 | 3.5924 | 3.5924 | 3.5924 | 681.1153 | 136.6422 | 136.5823 | 157.7294 | 8.014% | 9.9219 | 376.2372 | 48.94% | 411.7835 | 18080.0396
7 | 5 | 18 | 36.0567 | 36.1667 | 36.1467 | 36.3967 | 4.661% | 5.1944 | 1.0389 | 1.0389 | 1.0389 | 187.2919 | 37.5727 | 37.5519 | 37.8116 | 8.622% | 10.6746 | 384.892 | 45.94% | 386.5577 | 14069.4114
7 | 5 | 19 | 37.97 | 38.0733 | 38.07 | 38.48 | 0.02994% | 0.033365 | 0.0066729 | 0.0066729 | 0.0066729 | 1.2669 | 0.25406 | 0.25404 | 0.25677 | 10.83% | 13.4064 | 509.0394 | 43.11% | 362.74 | 13958.2352
7 | 5 | 20 | 35.89 | 36 | 36.02 | 39.6933 | 0% | 0 | 0 | 0 | 0 | 0 | 0 | 0 | 0 | 11.99% | 14.8448 | 532.7814 | 40.9% | 344.1786 | 13661.5969
7 | 5 | 21 | 31.19 | 31.3 | 31.33 | 35.81 | 0% | 0 | 0 | 0 | 0 | 0 | 0 | 0 | 0 | 12.34% | 15.2815 | 476.6295 | 38.81% | 326.5863 | 11695.0552
7 | 5 | 22 | 30.6633 | 30.7867 | 30.8467 | 36.1567 | 0% | 0 | 0 | 0 | 0 | 0 | 0 | 0 | 0 | 10.52% | 13.0267 | 399.443 | 33.57% | 282.4717 | 10213.236
7 | 5 | 23 | 29.9233 | 30.0733 | 30.1533 | 32.2633 | 0% | 0 | 0 | 0 | 0 | 0 | 0 | 0 | 0 | 8.475% | 10.4921 | 313.9583 | 27.77% | 233.6743 | 7539.1125
7 | 6 | 0 | 28.5 | 28.6367 | 28.7167 | 32.8033 | 0% | 0 | 0 | 0 | 0 | 0 | 0 | 0 | 0 | 12.97% | 16.0561 | 457.6002 | 23.96% | 201.6283 | 6614.0803
7 | 6 | 1 | 26.1733 | 26.3067 | 26.39 | 27.89 | 0% | 0 | 0 | 0 | 0 | 0 | 0 | 0 | 0 | 21.61% | 26.758 | 700.3454 | 15.92% | 133.9669 | 3736.3375
7 | 6 | 2 | 25.2067 | 25.32 | 25.3933 | 25.66 | 0% | 0 | 0 | 0 | 0 | 0 | 0 | 0 | 0 | 5.717% | 7.0777 | 178.4056 | 9.059% | 76.2235 | 1955.8944
7 | 6 | 3 | 25.2533 | 25.3867 | 25.4167 | 25.63 | 0% | 0 | 0 | 0 | 0 | 0 | 0 | 0 | 0 | 3.198% | 3.9589 | 99.9756 | 4.894% | 41.1802 | 1055.4474
7 | 6 | 4 | 26.32 | 26.49 | 26.4867 | 26.6767 | 0.003327% | 0.0037072 | 0.00074144 | 0.00074144 | 0.00074144 | 0.097573 | 0.019641 | 0.019638 | 0.019779 | 1.954% | 2.4195 | 63.6801 | 1.593% | 13.4047 | 357.5939
7 | 6 | 5 | 26.58 | 26.69 | 26.7467 | 27.0067 | 0.733% | 0.81682 | 0.16336 | 0.16336 | 0.16336 | 21.7109 | 4.3602 | 4.3694 | 4.4119 | 2.993% | 3.7056 | 98.4938 | 0.3811% | 3.2072 | 86.6149
7 | 6 | 6 | 24.92 | 25.0267 | 25.1067 | 25.1667 | 6.17% | 6.8762 | 1.3752 | 1.3752 | 1.3752 | 171.3549 | 34.4177 | 34.5277 | 34.6102 | 1.952% | 2.4163 | 60.215 | 0.02071% | 0.17429 | 4.3862
7 | 6 | 7 | 25.76 | 25.8867 | 25.9567 | 25.8667 | 20.26% | 22.5742 | 4.5148 | 4.5148 | 4.5148 | 581.5127 | 116.8744 | 117.1905 | 116.7841 | 0.8944% | 1.1073 | 28.5237 | 0.001516% | 0.012754 | 0.3299
7 | 6 | 8 | 29.4433 | 29.6233 | 30.5833 | 30.9233 | 34.2% | 38.111 | 7.6222 | 7.6222 | 7.6222 | 1122.116 | 225.7952 | 233.1125 | 235.7041 | 2.057% | 2.5472 | 74.998 | 0% | 0 | 0
7 | 6 | 9 | 28.2567 | 28.6867 | 31.6267 | 33.7033 | 40.31% | 44.9156 | 8.9831 | 8.9831 | 8.9831 | 1269.1641 | 257.6956 | 284.1059 | 302.7608 | 5.671% | 7.0214 | 198.4017 | 0% | 0 | 0
7 | 6 | 10 | 27.1633 | 27.4033 | 29.7467 | 38.5333 | 44.3% | 49.3691 | 9.8738 | 9.8738 | 9.8738 | 1341.0299 | 270.5757 | 293.7134 | 380.4714 | 13.24% | 16.3959 | 445.3682 | 0% | 0 | 0
7 | 6 | 11 | 31.31 | 31.6833 | 35.01 | 35.8167 | 52.35% | 58.3399 | 11.668 | 11.668 | 11.668 | 1826.6216 | 369.6804 | 408.4958 | 417.908 | 19.81% | 24.531 | 768.065 | 0.1117% | 0.94019 | 33.6744
7 | 6 | 12 | 34.0567 | 34.43 | 34.5267 | 51.07 | 48.21% | 53.7232 | 10.7446 | 10.7446 | 10.7446 | 1829.6333 | 369.938 | 370.9766 | 548.7288 | 26.39% | 32.6776 | 1112.8901 | 0.9539% | 8.0266 | 409.9169
7 | 6 | 13 | 44.15 | 47.0333 | 47.3667 | 48.7633 | 43.77% | 48.7772 | 9.7554 | 9.7554 | 9.7554 | 2153.5138 | 458.831 | 462.0828 | 475.7079 | 35.77% | 44.283 | 1955.0966 | 2.065% | 17.3787 | 847.4441
7 | 6 | 14 | 57.1533 | 59.4433 | 59.7267 | 60.73 | 47.03% | 52.4059 | 10.4812 | 10.4812 | 10.4812 | 2995.173 | 623.0365 | 626.0062 | 636.5223 | 36.97% | 45.7696 | 2615.8827 | 4.35% | 36.6006 | 2222.7553
7 | 6 | 15 | 37.4 | 44.1 | 42.0533 | 44.9033 | 42.56% | 47.4297 | 9.4859 | 9.4859 | 9.4859 | 1773.8689 | 418.3295 | 398.915 | 425.9499 | 41.23% | 51.0423 | 1908.9818 | 8.142% | 68.512 | 3076.4183
7 | 6 | 16 | 26.44 | 35.18 | 30.6633 | 33.1967 | 36.26% | 40.4126 | 8.0825 | 8.0825 | 8.0825 | 1068.5086 | 284.3429 | 247.8369 | 268.3126 | 37.93% | 46.9618 | 1241.6688 | 14.32% | 120.5116 | 4000.5842
7 | 6 | 17 | 30.6667 | 31.2367 | 31.31 | 32.8233 | 24.1% | 26.8536 | 5.3707 | 5.3707 | 5.3707 | 823.5095 | 167.7632 | 168.1571 | 176.2847 | 29.74% | 36.8158 | 1129.0167 | 21.37% | 179.8045 | 5901.7816
7 | 6 | 18 | 27.5133 | 28.1 | 28.17 | 28.64 | 10.25% | 11.4187 | 2.2837 | 2.2837 | 2.2837 | 314.1673 | 64.1733 | 64.3331 | 65.4065 | 25.25% | 31.2592 | 860.0458 | 24.2% | 203.6411 | 5832.2817
7 | 6 | 19 | 23.4933 | 24.6367 | 26.0167 | 26.9967 | 0.4596% | 0.51221 | 0.10244 | 0.10244 | 0.10244 | 12.0335 | 2.5238 | 2.6652 | 2.7656 | 34.98% | 43.3035 | 1017.3445 | 25.28% | 212.6807 | 5741.6702
7 | 6 | 20 | 19.7467 | 31.5467 | 26.4467 | 27.7167 | 0% | 0 | 0 | 0 | 0 | 0 | 0 | 0 | 0 | 26.06% | 32.2607 | 637.0414 | 25.13% | 211.4237 | 5859.96
7 | 6 | 21 | 19.99 | 22.2667 | 21.69 | 23.6 | 0% | 0 | 0 | 0 | 0 | 0 | 0 | 0 | 0 | 15.97% | 19.7674 | 395.1512 | 24.91% | 209.6211 | 4947.0569
7 | 6 | 22 | 16.8567 | 16.9433 | 17 | 18.7133 | 0% | 0 | 0 | 0 | 0 | 0 | 0 | 0 | 0 | 9.757% | 12.0797 | 203.624 | 25% | 210.3328 | 3936.0273
7 | 6 | 23 | 14.4733 | 14.5533 | 14.62 | 17.09 | 0% | 0 | 0 | 0 | 0 | 0 | 0 | 0 | 0 | 10.09% | 12.4923 | 180.8059 | 25.79% | 217.0048 | 3708.6122
7 | 7 | 0 | 23.0133 | 23.1533 | 23.24 | 23.8467 | 0% | 0 | 0 | 0 | 0 | 0 | 0 | 0 | 0 | 15.6% | 19.3117 | 444.4257 | 28.85% | 242.7444 | 5788.6449
7 | 7 | 1 | 19.5033 | 19.5967 | 19.67 | 19.89 | 0% | 0 | 0 | 0 | 0 | 0 | 0 | 0 | 0 | 18.99% | 23.5044 | 458.4147 | 24.98% | 210.1939 | 4180.7572
7 | 7 | 2 | 15.83 | 15.9133 | 15.9767 | 16.1433 | 0% | 0 | 0 | 0 | 0 | 0 | 0 | 0 | 0 | 15.47% | 19.1523 | 303.1813 | 20.83% | 175.2831 | 2829.6538
7 | 7 | 3 | 17.9267 | 18 | 18.0633 | 18.24 | 0% | 0 | 0 | 0 | 0 | 0 | 0 | 0 | 0 | 9.142% | 11.3184 | 202.9007 | 17.58% | 147.9267 | 2698.1838
7 | 7 | 4 | 16.34 | 16.4133 | 16.4633 | 16.63 | 0% | 0 | 0 | 0 | 0 | 0 | 0 | 0 | 0 | 7.079% | 8.7639 | 143.2029 | 16.96% | 142.7056 | 2373.1942
7 | 7 | 5 | 16.4867 | 16.5467 | 16.6133 | 16.78 | 5.424% | 6.0446 | 1.2089 | 1.2089 | 1.2089 | 99.6546 | 20.0034 | 20.084 | 20.2855 | 7.675% | 9.5025 | 156.6651 | 15.97% | 134.3606 | 2254.5714
7 | 7 | 6 | 18.3667 | 18.43 | 18.5 | 18.6933 | 23.06% | 25.7013 | 5.1403 | 5.1403 | 5.1403 | 472.0464 | 94.7348 | 95.0946 | 96.0884 | 4.206% | 5.2068 | 95.6321 | 10.15% | 85.4183 | 1596.7529
7 | 7 | 7 | 16.4 | 16.4667 | 16.5267 | 16.7 | 43.55% | 48.5288 | 9.7058 | 9.7058 | 9.7058 | 795.8728 | 159.8216 | 160.404 | 162.0863 | 6.356% | 7.8684 | 129.0423 | 5.236% | 44.059 | 735.7854
7 | 7 | 8 | 15.1267 | 15.2167 | 15.28 | 15.44 | 58.11% | 64.7564 | 12.9513 | 12.9513 | 12.9513 | 979.5483 | 197.0753 | 197.8955 | 199.9677 | 15.75% | 19.4934 | 294.8696 | 4.454% | 37.4759 | 578.6274
7 | 7 | 9 | 15.2567 | 16.14 | 16.77 | 16.9033 | 63.86% | 71.1599 | 14.232 | 14.232 | 14.232 | 1085.6632 | 229.7042 | 238.6704 | 240.568 | 27.72% | 34.3194 | 523.5997 | 6.09% | 51.2459 | 866.227
7 | 7 | 10 | 16.5 | 18.53 | 19.9833 | 20.1033 | 66.39% | 73.9792 | 14.7958 | 14.7958 | 14.7958 | 1220.6573 | 274.167 | 295.6703 | 297.4458 | 38.36% | 47.4921 | 783.6191 | 7.105% | 59.7891 | 1201.9605
7 | 7 | 11 | 21.6067 | 23.7833 | 25.2933 | 27.4633 | 67.81% | 75.5671 | 15.1134 | 15.1134 | 15.1134 | 1632.754 | 359.4477 | 382.269 | 415.0651 | 36.78% | 45.5395 | 983.9559 | 13.58% | 114.3119 | 3139.3855
7 | 7 | 12 | 23.96 | 24.88 | 25.4633 | 27.4533 | 65.71% | 73.2261 | 14.6452 | 14.6452 | 14.6452 | 1754.4963 | 364.3729 | 372.9159 | 402.0599 | 32.37% | 40.0705 | 960.0898 | 16.52% | 139.0265 | 3816.7403
7 | 7 | 13 | 25.5967 | 26.37 | 26.8633 | 28.43 | 63.53% | 70.7929 | 14.1586 | 14.1586 | 14.1586 | 1812.0625 | 373.3618 | 380.3467 | 402.5285 | 32.04% | 39.6663 | 1015.3258 | 9.646% | 81.1637 | 2307.4836
7 | 7 | 14 | 25.0333 | 25.8367 | 26.38 | 26.9567 | 56.61% | 63.0882 | 12.6176 | 12.6176 | 12.6176 | 1579.3069 | 325.9975 | 332.8531 | 340.1293 | 37.79% | 46.7918 | 1171.3554 | 13.86% | 116.6136 | 3143.5139
7 | 7 | 15 | 23.27 | 24.0267 | 24.54 | 25.4367 | 51.86% | 57.7949 | 11.559 | 11.559 | 11.559 | 1344.8879 | 277.7239 | 283.6575 | 294.022 | 44.92% | 55.6141 | 1294.1396 | 14.36% | 120.8712 | 3074.5607
7 | 7 | 16 | 24.39 | 25.3633 | 26.0667 | 26.4733 | 42.11% | 46.9249 | 9.385 | 9.385 | 9.385 | 1144.4972 | 238.0342 | 244.6349 | 248.4515 | 45.89% | 56.8084 | 1385.5573 | 13.1% | 110.2037 | 2917.4596
7 | 7 | 17 | 25.3133 | 26.3733 | 27.13 | 27.3133 | 27.69% | 30.8567 | 6.1713 | 6.1713 | 6.1713 | 781.0861 | 162.7588 | 167.4285 | 168.5599 | 37.53% | 46.4632 | 1176.1378 | 15.78% | 132.7487 | 3625.8102
7 | 7 | 18 | 25.9633 | 26.6033 | 26.9967 | 27.18 | 9.815% | 10.9374 | 2.1875 | 2.1875 | 2.1875 | 283.9717 | 58.1943 | 59.0547 | 59.4558 | 27.05% | 33.4899 | 869.5094 | 22.3% | 187.6224 | 5099.5764
7 | 7 | 19 | 23.2 | 23.81 | 24.1733 | 24.5467 | 0.1148% | 0.1279 | 0.02558 | 0.02558 | 0.02558 | 2.9672 | 0.60905 | 0.61834 | 0.62789 | 26.28% | 32.5338 | 754.7835 | 13.81% | 116.2003 | 2852.3294
7 | 7 | 20 | 22.3 | 22.45 | 22.5167 | 32.18 | 0% | 0 | 0 | 0 | 0 | 0 | 0 | 0 | 0 | 31.47% | 38.9602 | 868.8121 | 12.71% | 106.9672 | 3442.2033
7 | 7 | 21 | 20.7567 | 20.8767 | 20.94 | 23.1 | 0% | 0 | 0 | 0 | 0 | 0 | 0 | 0 | 0 | 33.16% | 41.0531 | 852.1247 | 6.602% | 55.5521 | 1283.2529
7 | 7 | 22 | 19.8433 | 19.9733 | 20.0333 | 21.9067 | 0% | 0 | 0 | 0 | 0 | 0 | 0 | 0 | 0 | 20.95% | 25.9414 | 514.7638 | 1.896% | 15.9558 | 349.5388
7 | 7 | 23 | 19.71 | 19.8067 | 19.8767 | 20.6767 | 0% | 0 | 0 | 0 | 0 | 0 | 0 | 0 | 0 | 13.37% | 16.5508 | 326.2168 | 6.903% | 58.0863 | 1201.0305
7 | 8 | 0 | 20.4733 | 20.57 | 20.6533 | 20.9 | 0% | 0 | 0 | 0 | 0 | 0 | 0 | 0 | 0 | 11.87% | 14.7016 | 300.9906 | 6.789% | 57.1259 | 1193.9306
7 | 8 | 1 | 18.79 | 18.8867 | 18.97 | 19.1567 | 0% | 0 | 0 | 0 | 0 | 0 | 0 | 0 | 0 | 8.972% | 11.1073 | 208.7071 | 4.514% | 37.9797 | 727.5635
7 | 8 | 2 | 16.1133 | 16.2133 | 16.2633 | 16.4133 | 0% | 0 | 0 | 0 | 0 | 0 | 0 | 0 | 0 | 11.14% | 13.7968 | 222.3121 | 2.929% | 24.6456 | 404.5157
7 | 8 | 3 | 16.4433 | 16.5233 | 16.5933 | 16.7533 | 0% | 0 | 0 | 0 | 0 | 0 | 0 | 0 | 0 | 15.09% | 18.6816 | 307.1873 | 1.248% | 10.5053 | 175.9984
7 | 8 | 4 | 18.05 | 18.17 | 18.21 | 18.34 | 0% | 0 | 0 | 0 | 0 | 0 | 0 | 0 | 0 | 20.28% | 25.107 | 453.1808 | 0.9164% | 7.7107 | 141.4145
7 | 8 | 5 | 17.4233 | 17.5167 | 17.5833 | 17.7333 | 3.413% | 3.8029 | 0.76059 | 0.76059 | 0.76059 | 66.26 | 13.323 | 13.3737 | 13.4878 | 18.89% | 23.3849 | 407.4429 | 3.814% | 32.0915 | 569.0888
7 | 8 | 6 | 17.5367 | 17.66 | 17.71 | 17.8567 | 17.05% | 18.9962 | 3.7992 | 3.7992 | 3.7992 | 333.1301 | 67.0946 | 67.2846 | 67.8418 | 9.41% | 11.6505 | 204.3101 | 11.86% | 99.7759 | 1781.6646
7 | 8 | 7 | 17.13 | 17.26 | 17.3133 | 18.03 | 36.43% | 40.5936 | 8.1187 | 8.1187 | 8.1187 | 695.3686 | 140.1291 | 140.5621 | 146.3806 | 7.447% | 9.2192 | 157.9247 | 13.05% | 109.8367 | 1980.3558
7 | 8 | 8 | 18.2033 | 18.41 | 18.5233 | 20.3633 | 49.65% | 55.334 | 11.0668 | 11.0668 | 11.0668 | 1007.2628 | 203.7397 | 204.9939 | 225.3568 | 6.249% | 7.7369 | 140.8372 | 11.1% | 93.3704 | 1901.3317
7 | 8 | 9 | 15.3033 | 15.4333 | 15.5267 | 17.9367 | 53.54% | 59.6627 | 11.9325 | 11.9325 | 11.9325 | 913.0385 | 184.1589 | 185.2726 | 214.0301 | 6.781% | 8.3952 | 128.4747 | 6.156% | 51.7971 | 929.0682
7 | 8 | 10 | 17.3867 | 17.5367 | 17.6367 | 19.3467 | 54.38% | 60.5969 | 12.1194 | 12.1194 | 12.1194 | 1053.5787 | 212.5336 | 213.7456 | 234.4697 | 7.01% | 8.6791 | 150.9012 | 2.968% | 24.9722 | 483.1294
7 | 8 | 11 | 21.63 | 21.82 | 21.9267 | 23.3967 | 48.81% | 54.3893 | 10.8779 | 10.8779 | 10.8779 | 1176.4397 | 237.3547 | 238.515 | 254.5055 | 8.584% | 10.6276 | 229.8743 | 1.316% | 11.0694 | 258.9882
7 | 8 | 12 | 13.4367 | 47.7733 | 28.3533 | 29.2567 | 43.16% | 48.0914 | 9.6183 | 9.6183 | 9.6183 | 646.1879 | 459.4971 | 272.7102 | 281.3987 | 8.608% | 10.6569 | 143.1931 | 0.5498% | 4.6265 | 135.3556
7 | 8 | 13 | 16.6967 | 45.7167 | 29.06 | 29.6767 | 50.49% | 56.27 | 11.254 | 11.254 | 11.254 | 939.522 | 514.4957 | 327.0415 | 333.9814 | 7.413% | 9.1782 | 153.2457 | 0.863% | 7.2615 | 215.4972
7 | 8 | 14 | 16.3867 | 55.11 | 31.74 | 32.83 | 53.32% | 59.4224 | 11.8845 | 11.8845 | 11.8845 | 973.7346 | 654.9534 | 377.2132 | 390.1673 | 12.1% | 14.9813 | 245.4937 | 3.069% | 25.8242 | 847.8082
7 | 8 | 15 | 21.2633 | 34.4933 | 26.7233 | 27.2 | 50.26% | 56.0081 | 11.2016 | 11.2016 | 11.2016 | 1190.9181 | 386.381 | 299.3444 | 304.6839 | 5.383% | 6.6646 | 141.7107 | 5.436% | 45.7432 | 1244.2155
7 | 8 | 16 | 27.5633 | 32.0933 | 29.56 | 29.6333 | 39.03% | 43.497 | 8.6994 | 8.6994 | 8.6994 | 1198.921 | 279.1924 | 257.154 | 257.7919 | 4.683% | 5.7982 | 159.8166 | 5.335% | 44.8892 | 1330.2153
7 | 8 | 17 | 28.5433 | 31.1067 | 29.7333 | 29.72 | 20.94% | 23.3324 | 4.6665 | 4.6665 | 4.6665 | 665.9835 | 145.1584 | 138.7498 | 138.6876 | 3.182% | 3.9399 | 112.4579 | 4.427% | 37.2483 | 1107.0181
7 | 8 | 18 | 31.47 | 31.5733 | 31.6067 | 31.8233 | 6.201% | 6.9102 | 1.382 | 1.382 | 1.382 | 217.4634 | 43.6355 | 43.6816 | 43.981 | 1.779% | 2.2028 | 69.3231 | 6.176% | 51.9719 | 1653.9183
7 | 8 | 19 | 32.2 | 32.2867 | 32.3133 | 32.57 | 0.05711% | 0.06364 | 0.012728 | 0.012728 | 0.012728 | 2.0492 | 0.41094 | 0.41128 | 0.41455 | 3.847% | 4.7622 | 153.3443 | 7.416% | 62.4042 | 2032.5034
7 | 8 | 20 | 25.33 | 25.43 | 25.4833 | 25.7067 | 0% | 0 | 0 | 0 | 0 | 0 | 0 | 0 | 0 | 3.322% | 4.1128 | 104.1767 | 8.492% | 71.4543 | 1836.851
7 | 8 | 21 | 25.9733 | 26.1333 | 26.21 | 26.5533 | 0% | 0 | 0 | 0 | 0 | 0 | 0 | 0 | 0 | 1.715% | 2.1233 | 55.1504 | 7.414% | 62.3828 | 1656.4701
7 | 8 | 22 | 23.67 | 23.8033 | 23.88 | 31.3067 | 0% | 0 | 0 | 0 | 0 | 0 | 0 | 0 | 0 | 0.8654% | 1.0714 | 25.3612 | 11.48% | 96.5999 | 3024.2208
7 | 8 | 23 | 21.5567 | 21.6633 | 21.73 | 22.21 | 0% | 0 | 0 | 0 | 0 | 0 | 0 | 0 | 0 | 0.6464% | 0.80032 | 17.2522 | 15.54% | 130.7692 | 2904.3841
7 | 9 | 0 | 20.61 | 20.8367 | 20.9633 | 21.2133 | 0% | 0 | 0 | 0 | 0 | 0 | 0 | 0 | 0 | 0.4279% | 0.52973 | 10.9178 | 20.39% | 171.6089 | 3640.3962
7 | 9 | 1 | 18.3233 | 18.43 | 18.4967 | 18.6733 | 0% | 0 | 0 | 0 | 0 | 0 | 0 | 0 | 0 | 0.1984% | 0.24561 | 4.5003 | 30.3% | 254.9304 | 4760.4009
7 | 9 | 2 | 17.4033 | 17.5233 | 17.5633 | 17.71 | 0% | 0 | 0 | 0 | 0 | 0 | 0 | 0 | 0 | 0.2382% | 0.29485 | 5.1314 | 36.23% | 304.8942 | 5399.6759
7 | 9 | 3 | 15.53 | 15.6467 | 15.6733 | 15.79 | 0% | 0 | 0 | 0 | 0 | 0 | 0 | 0 | 0 | 0.2452% | 0.30354 | 4.714 | 31.77% | 267.3573 | 4221.5712
7 | 9 | 4 | 14.68 | 14.7533 | 14.8133 | 14.9467 | 0% | 0 | 0 | 0 | 0 | 0 | 0 | 0 | 0 | 0.4721% | 0.58448 | 8.5801 | 36.07% | 303.5098 | 4536.4601
7 | 9 | 5 | 14.97 | 15.0467 | 15.0967 | 15.2367 | 7.503% | 8.3615 | 1.6723 | 1.6723 | 1.6723 | 125.1723 | 25.1627 | 25.2463 | 25.4804 | 0.5475% | 0.67777 | 10.1462 | 35.27% | 296.7581 | 4521.6046
7 | 9 | 6 | 15.98 | 16.06 | 16.1233 | 16.2833 | 25.07% | 27.9354 | 5.5871 | 5.5871 | 5.5871 | 446.4085 | 89.7287 | 90.0825 | 90.9764 | 0.5859% | 0.72539 | 11.5917 | 35.43% | 298.1132 | 4854.2766
7 | 9 | 7 | 21.2767 | 21.3833 | 21.4667 | 21.6967 | 46.58% | 51.9085 | 10.3817 | 10.3817 | 10.3817 | 1104.4407 | 221.9955 | 222.8607 | 225.2485 | 0.05888% | 0.072898 | 1.551 | 30.18% | 253.9582 | 5510.0457
7 | 9 | 8 | 22.8367 | 23.01 | 23.12 | 24.3067 | 61.24% | 68.2498 | 13.65 | 13.65 | 13.65 | 1558.5976 | 314.0855 | 315.587 | 331.785 | 0.06003% | 0.074324 | 1.6973 | 25.48% | 214.3785 | 5210.8258
7 | 9 | 9 | 22.7467 | 22.9167 | 23.0367 | 25.1867 | 66.52% | 74.13 | 14.826 | 14.826 | 14.826 | 1686.2102 | 339.7625 | 341.5416 | 373.4175 | 0.3598% | 0.4454 | 10.1313 | 21.69% | 182.5132 | 4596.8989
7 | 9 | 10 | 24.4467 | 24.5967 | 24.71 | 27.2233 | 68% | 75.7741 | 15.1548 | 15.1548 | 15.1548 | 1852.4247 | 372.7582 | 374.4757 | 412.5648 | 1.099% | 1.3606 | 33.2629 | 17.52% | 147.4327 | 4013.6107
7 | 9 | 11 | 29.1267 | 29.29 | 29.44 | 32.2933 | 66.26% | 73.8359 | 14.7672 | 14.7672 | 14.7672 | 2150.5933 | 432.5306 | 434.7457 | 476.8814 | 2.944% | 3.6446 | 106.1543 | 16.65% | 140.0916 | 4524.0252
7 | 9 | 12 | 28.4833 | 28.6033 | 28.6867 | 31.9033 | 64.96% | 72.3851 | 14.477 | 14.477 | 14.477 | 2061.7702 | 414.0913 | 415.2977 | 461.8655 | 3.769% | 4.6666 | 132.9206 | 16.95% | 142.6651 | 4551.491
7 | 9 | 13 | 34.7567 | 35.1 | 35.3767 | 36.4667 | 59.99% | 66.8553 | 13.3711 | 13.3711 | 13.3711 | 2323.6663 | 469.324 | 473.0233 | 487.5978 | 4.593% | 5.6866 | 197.6463 | 19.26% | 162.0767 | 5910.3973
7 | 9 | 14 | 39.9167 | 40.0833 | 40.2233 | 40.45 | 54.63% | 60.875 | 12.175 | 12.175 | 12.175 | 2429.9259 | 488.0144 | 489.7188 | 492.4785 | 5.463% | 6.7632 | 269.965 | 21.25% | 178.8152 | 7233.0764
7 | 9 | 15 | 41.55 | 41.7167 | 41.8467 | 42.6867 | 46.98% | 52.3553 | 10.4711 | 10.4711 | 10.4711 | 2175.3609 | 436.8173 | 438.1786 | 446.9743 | 5.086% | 6.2961 | 261.6042 | 21.93% | 184.5184 | 7876.4767
7 | 9 | 16 | 52.27 | 52.55 | 52.8133 | 53.3133 | 34.28% | 38.1994 | 7.6399 | 7.6399 | 7.6399 | 1996.6822 | 401.4756 | 403.4874 | 407.3074 | 4.378% | 5.4197 | 283.2853 | 23.07% | 194.161 | 10351.3723
7 | 9 | 17 | 58.6667 | 58.9167 | 59.12 | 59.6767 | 21.17% | 23.59 | 4.718 | 4.718 | 4.718 | 1383.9476 | 277.969 | 278.9284 | 281.5547 | 3.985% | 4.9332 | 289.4138 | 22.88% | 192.5006 | 11487.7951
7 | 9 | 18 | 59.52 | 59.66 | 59.7467 | 59.9467 | 8.303% | 9.2525 | 1.8505 | 1.8505 | 1.8505 | 550.7089 | 110.4008 | 110.5612 | 110.9313 | 3.574% | 4.4247 | 263.3562 | 23.31% | 196.1447 | 11758.2237
7 | 9 | 19 | 40.75 | 40.82 | 40.8567 | 41.3 | 0.04546% | 0.050665 | 0.010133 | 0.010133 | 0.010133 | 2.0646 | 0.41363 | 0.414 | 0.41849 | 6.5% | 8.0472 | 327.9226 | 20.72% | 174.3602 | 7201.0782
7 | 9 | 20 | 31.7767 | 31.8567 | 31.9167 | 32.6233 | 0% | 0 | 0 | 0 | 0 | 0 | 0 | 0 | 0 | 7.655% | 9.4767 | 301.1371 | 15.16% | 127.5805 | 4162.102
7 | 9 | 21 | 32.7433 | 32.85 | 32.93 | 33.78 | 0% | 0 | 0 | 0 | 0 | 0 | 0 | 0 | 0 | 12.33% | 15.2709 | 500.0212 | 12.55% | 105.6293 | 3568.1575
7 | 9 | 22 | 27.1533 | 27.2833 | 27.3733 | 28.9267 | 0% | 0 | 0 | 0 | 0 | 0 | 0 | 0 | 0 | 17.29% | 21.4119 | 581.4035 | 10.53% | 88.5944 | 2562.7393
7 | 9 | 23 | 25.3267 | 25.47 | 25.57 | 37.06 | 0% | 0 | 0 | 0 | 0 | 0 | 0 | 0 | 0 | 22.99% | 28.4646 | 720.9126 | 9.048% | 76.1308 | 2821.4081
7 | 10 | 0 | 23.51 | 23.6433 | 23.75 | 39.7133 | 0% | 0 | 0 | 0 | 0 | 0 | 0 | 0 | 0 | 30.53% | 37.7988 | 888.6491 | 7.878% | 66.2873 | 2632.4881
7 | 10 | 1 | 21.7867 | 21.9 | 22 | 22.2367 | 0% | 0 | 0 | 0 | 0 | 0 | 0 | 0 | 0 | 39.32% | 48.6862 | 1060.7107 | 6.993% | 58.8471 | 1308.5631
7 | 10 | 2 | 20.29 | 20.3933 | 20.48 | 20.6933 | 0% | 0 | 0 | 0 | 0 | 0 | 0 | 0 | 0 | 39.15% | 48.4739 | 983.5358 | 6.743% | 56.7433 | 1174.2087
7 | 10 | 3 | 17.62 | 17.6867 | 17.7633 | 17.95 | 0% | 0 | 0 | 0 | 0 | 0 | 0 | 0 | 0 | 37.87% | 46.8846 | 826.1063 | 6.034% | 50.7766 | 911.4402
7 | 10 | 4 | 18.72 | 18.8033 | 18.87 | 19.0533 | 0% | 0 | 0 | 0 | 0 | 0 | 0 | 0 | 0 | 38.32% | 47.4382 | 888.0426 | 5.798% | 48.7853 | 929.5227
7 | 10 | 5 | 20.6267 | 20.7067 | 20.7967 | 21.1633 | 3.312% | 3.6905 | 0.7381 | 0.7381 | 0.7381 | 76.1226 | 15.2836 | 15.35 | 15.6206 | 38.73% | 47.9532 | 989.1142 | 5.959% | 50.1414 | 1061.1595
7 | 10 | 6 | 21.37 | 21.5633 | 21.6833 | 22.4533 | 19.68% | 21.9311 | 4.3862 | 4.3862 | 4.3862 | 468.6666 | 94.5813 | 95.1077 | 98.4851 | 28.31% | 35.0454 | 748.9195 | 5.232% | 44.0282 | 988.5809
7 | 10 | 7 | 22.33 | 22.4333 | 22.5267 | 24.8033 | 41.52% | 46.2724 | 9.2545 | 9.2545 | 9.2545 | 1033.2625 | 207.6088 | 208.4726 | 229.5419 | 17.96% | 22.2348 | 496.5035 | 4.162% | 35.0235 | 868.6993
7 | 10 | 8 | 23.9433 | 24.0667 | 24.17 | 27.03 | 55.81% | 62.1929 | 12.4386 | 12.4386 | 12.4386 | 1489.1047 | 299.355 | 300.6403 | 336.2147 | 10.09% | 12.4861 | 298.9581 | 3.047% | 25.6407 | 693.0672
7 | 10 | 9 | 26.7167 | 26.9067 | 27.0333 | 28.2567 | 61.29% | 68.3048 | 13.661 | 13.661 | 13.661 | 1824.8759 | 367.5708 | 369.3012 | 386.0131 | 7.504% | 9.2901 | 248.2001 | 1.543% | 12.9798 | 366.7649
7 | 10 | 10 | 30.98 | 31.1633 | 31.2833 | 34.2133 | 61.27% | 68.2782 | 13.6556 | 13.6556 | 13.6556 | 2115.2589 | 425.5553 | 427.194 | 467.205 | 5.844% | 7.235 | 224.1408 | 0.8427% | 7.091 | 242.6054
7 | 10 | 11 | 32.7867 | 32.8867 | 32.97 | 33.4733 | 55.05% | 61.352 | 12.2704 | 12.2704 | 12.2704 | 2011.5263 | 403.5323 | 404.5548 | 410.7309 | 6.526% | 8.0792 | 264.8884 | 1.248% | 10.5021 | 351.5406
7 | 10 | 12 | 34.7333 | 34.85 | 34.93 | 35.3767 | 55.48% | 61.8228 | 12.3646 | 12.3646 | 12.3646 | 2147.311 | 430.9047 | 431.8939 | 437.4167 | 9.942% | 12.3093 | 427.5414 | 2.857% | 24.0395 | 850.436
7 | 10 | 13 | 36.7533 | 36.87 | 36.93 | 37.2267 | 47.28% | 52.6883 | 10.5377 | 10.5377 | 10.5377 | 1936.4701 | 388.5234 | 389.1557 | 392.2818 | 10.6% | 13.1264 | 482.4404 | 4.711% | 39.6443 | 1475.8238
7 | 10 | 14 | 68.2133 | 68.29 | 68.2167 | 68.82 | 47.65% | 53.0955 | 10.6191 | 10.6191 | 10.6191 | 3621.818 | 725.1777 | 724.399 | 730.8058 | 10.79% | 13.3638 | 911.587 | 4.398% | 37.0034 | 2546.5707
7 | 10 | 15 | 36.01 | 36.13 | 36.1533 | 36.4533 | 42.4% | 47.2517 | 9.4503 | 9.4503 | 9.4503 | 1701.5339 | 341.4408 | 341.6613 | 344.4964 | 11.23% | 13.9022 | 500.619 | 5.272% | 44.3618 | 1617.1349
7 | 10 | 16 | 41.4067 | 41.53 | 41.5467 | 41.8967 | 34.71% | 38.6758 | 7.7352 | 7.7352 | 7.7352 | 1601.4345 | 321.2409 | 321.3698 | 324.0771 | 11.84% | 14.6551 | 606.8201 | 5.508% | 46.3432 | 1941.6272
7 | 10 | 17 | 40.32 | 40.4567 | 40.4633 | 40.7867 | 25.27% | 28.1604 | 5.6321 | 5.6321 | 5.6321 | 1135.4253 | 227.8548 | 227.8923 | 229.7134 | 11.6% | 14.3587 | 578.9422 | 4.188% | 35.2417 | 1437.3922
7 | 10 | 18 | 37.3 | 37.4333 | 37.4533 | 37.72 | 7.829% | 8.7248 | 1.745 | 1.745 | 1.745 | 325.4368 | 65.32 | 65.3549 | 65.8202 | 14.77% | 18.2864 | 682.0828 | 2.646% | 22.2689 | 839.9834
7 | 10 | 19 | 35.9733 | 36.0967 | 36.1167 | 36.4467 | 0.1602% | 0.17856 | 0.035712 | 0.035712 | 0.035712 | 6.4235 | 1.2891 | 1.2898 | 1.3016 | 28.47% | 35.2414 | 1267.7515 | 2.392% | 20.1276 | 733.5857
7 | 10 | 20 | 29.56 | 29.6633 | 29.6933 | 30.3267 | 0% | 0 | 0 | 0 | 0 | 0 | 0 | 0 | 0 | 39.19% | 48.5239 | 1434.3668 | 2.26% | 19.0193 | 576.7914
7 | 10 | 21 | 30.2267 | 30.35 | 30.4033 | 33.5867 | 0% | 0 | 0 | 0 | 0 | 0 | 0 | 0 | 0 | 54.69% | 67.7084 | 2046.5994 | 2.942% | 24.7571 | 831.5076
7 | 10 | 22 | 27.2567 | 27.3833 | 27.44 | 30.2833 | 0% | 0 | 0 | 0 | 0 | 0 | 0 | 0 | 0 | 73.63% | 91.1633 | 2484.8064 | 2.534% | 21.3196 | 645.628
7 | 10 | 23 | 24.71 | 24.83 | 24.8967 | 26.9333 | 0% | 0 | 0 | 0 | 0 | 0 | 0 | 0 | 0 | 78.98% | 97.7802 | 2416.1478 | 1.584% | 13.3305 | 359.0344
7 | 11 | 0 | 24.26 | 24.38 | 24.4633 | 26.4533 | 0% | 0 | 0 | 0 | 0 | 0 | 0 | 0 | 0 | 76.44% | 94.6403 | 2295.9747 | 0.9634% | 8.1068 | 214.4519
7 | 11 | 1 | 23.1833 | 23.2933 | 23.3667 | 24.9 | 0% | 0 | 0 | 0 | 0 | 0 | 0 | 0 | 0 | 78.02% | 96.5881 | 2239.2333 | 0.4273% | 3.5952 | 89.5213
7 | 11 | 2 | 21.8667 | 21.98 | 22.0333 | 22.7967 | 0% | 0 | 0 | 0 | 0 | 0 | 0 | 0 | 0 | 78.01% | 96.5859 | 2112.0122 | 0.3618% | 3.0445 | 69.4042
7 | 11 | 3 | 21.3367 | 21.4567 | 21.5 | 21.7167 | 0% | 0 | 0 | 0 | 0 | 0 | 0 | 0 | 0 | 77.41% | 95.8345 | 2044.7897 | 0.3787% | 3.1863 | 69.1966
7 | 11 | 4 | 21.7767 | 21.8967 | 21.93 | 22.1433 | 0% | 0 | 0 | 0 | 0 | 0 | 0 | 0 | 0 | 82.22% | 101.7972 | 2216.8045 | 0.3762% | 3.1655 | 70.0949
7 | 11 | 5 | 20.78 | 20.85 | 20.9267 | 21.3033 | 3.575% | 3.9834 | 0.79667 | 0.79667 | 0.79667 | 82.7743 | 16.6106 | 16.6717 | 16.9718 | 81.62% | 101.0529 | 2099.8802 | 0.8289% | 6.975 | 148.5913
7 | 11 | 6 | 20.7833 | 20.86 | 20.9333 | 21.52 | 14.31% | 15.9446 | 3.1889 | 3.1889 | 3.1889 | 331.3815 | 66.5208 | 66.7546 | 68.6255 | 67.99% | 84.1748 | 1749.4321 | 1.866% | 15.7014 | 337.8934
7 | 11 | 7 | 25.3433 | 25.43 | 25.51 | 26.8067 | 34.3% | 38.2235 | 7.6447 | 7.6447 | 7.6447 | 968.7106 | 194.4047 | 195.0162 | 204.9289 | 56.6% | 70.0705 | 1775.8193 | 2.648% | 22.2799 | 597.2497
7 | 11 | 8 | 25.8867 | 25.9867 | 26.0667 | 27.7167 | 44.63% | 49.7318 | 9.9464 | 9.9464 | 9.9464 | 1287.3907 | 258.4728 | 259.2685 | 275.68 | 55.64% | 68.8797 | 1783.0649 | 5.283% | 44.456 | 1232.1717
7 | 11 | 9 | 28.0867 | 28.2033 | 28.28 | 28.83 | 52.64% | 58.6649 | 11.733 | 11.733 | 11.733 | 1647.7008 | 330.909 | 331.8085 | 338.2617 | 62.41% | 77.2626 | 2170.0486 | 12.2% | 102.661 | 2959.7176
7 | 11 | 10 | 29.4267 | 29.5833 | 29.6633 | 31.11 | 56.81% | 63.3081 | 12.6616 | 12.6616 | 12.6616 | 1862.9468 | 374.573 | 375.586 | 393.9031 | 82.57% | 102.2283 | 3008.2385 | 23.39% | 196.8386 | 6123.649
7 | 11 | 11 | 31.7367 | 31.9167 | 32.01 | 33.9033 | 54.8% | 61.0721 | 12.2144 | 12.2144 | 12.2144 | 1938.2239 | 389.8434 | 390.9834 | 414.1093 | 76.73% | 94.9974 | 3014.9019 | 37.36% | 314.3424 | 10657.2561
7 | 11 | 12 | 33.73 | 33.9367 | 34.0333 | 45.94 | 51.68% | 57.5904 | 11.5181 | 11.5181 | 11.5181 | 1942.5245 | 390.8853 | 391.9987 | 529.1407 | 55.23% | 68.3713 | 2306.1654 | 53.9% | 453.5847 | 20837.6829
7 | 11 | 13 | 31.1633 | 31.2967 | 31.35 | 32.57 | 50.76% | 56.5629 | 11.3126 | 11.3126 | 11.3126 | 1762.6886 | 354.0461 | 354.6494 | 368.4508 | 57.95% | 71.747 | 2235.8755 | 69.39% | 583.8493 | 19015.9731
7 | 11 | 14 | 36.1 | 36.49 | 36.7 | 38.42 | 48.08% | 53.5842 | 10.7168 | 10.7168 | 10.7168 | 1934.3891 | 391.0574 | 393.3079 | 411.7409 | 74.75% | 92.5457 | 3340.9012 | 79.74% | 671.0032 | 25779.9425
7 | 11 | 15 | 33.7333 | 34.7967 | 34.47 | 37.0933 | 43.5% | 48.4788 | 9.6958 | 9.6958 | 9.6958 | 1635.3509 | 337.38 | 334.2127 | 359.6479 | 78.52% | 97.2138 | 3279.3458 | 84.07% | 707.4129 | 26240.3027
7 | 11 | 16 | 50.3933 | 51.1833 | 50.89 | 53.6333 | 33.49% | 37.3196 | 7.4639 | 7.4639 | 7.4639 | 1880.6568 | 382.0278 | 379.8384 | 400.3144 | 75.12% | 92.9973 | 4686.4447 | 84.9% | 714.4236 | 38316.9174
7 | 11 | 17 | 36.8267 | 37.4267 | 37.3367 | 38.3567 | 16.72% | 18.6348 | 3.727 | 3.727 | 3.727 | 686.2559 | 139.4873 | 139.1519 | 142.9534 | 65.65% | 81.2828 | 2993.3741 | 90.36% | 760.345 | 29164.3014
7 | 11 | 18 | 26.7567 | 31.5333 | 28.9567 | 30.0133 | 5.856% | 6.5259 | 1.3052 | 1.3052 | 1.3052 | 174.6106 | 41.1565 | 37.7935 | 39.1726 | 53.97% | 66.8151 | 1787.7483 | 94.74% | 797.1703 | 23925.7385
7 | 11 | 19 | 26.26 | 31.3967 | 28.5733 | 31.3067 | 0.199% | 0.22181 | 0.044363 | 0.044363 | 0.044363 | 5.8248 | 1.3928 | 1.2676 | 1.3888 | 56.54% | 70.0021 | 1838.2539 | 94.39% | 794.2245 | 24864.5222
7 | 11 | 20 | 26.2067 | 30.4167 | 28.1267 | 30.5667 | 0% | 0 | 0 | 0 | 0 | 0 | 0 | 0 | 0 | 56.15% | 69.5125 | 1821.6909 | 94.49% | 795.0808 | 24302.9696
7 | 11 | 21 | 25.3433 | 25.98 | 25.7167 | 27.9 | 0% | 0 | 0 | 0 | 0 | 0 | 0 | 0 | 0 | 55.98% | 69.3016 | 1756.333 | 88.9% | 748.0854 | 20871.5814
7 | 11 | 22 | 26.0767 | 26.17 | 26.2433 | 29.08 | 0% | 0 | 0 | 0 | 0 | 0 | 0 | 0 | 0 | 36.64% | 45.3572 | 1182.764 | 88.98% | 748.7519 | 21773.7058
7 | 11 | 23 | 23.7867 | 23.88 | 23.95 | 26.9867 | 0% | 0 | 0 | 0 | 0 | 0 | 0 | 0 | 0 | 34.31% | 42.4762 | 1010.3673 | 62.59% | 526.6337 | 14212.0888
7 | 12 | 0 | 23.2733 | 23.37 | 23.45 | 26.4833 | 0% | 0 | 0 | 0 | 0 | 0 | 0 | 0 | 0 | 43.24% | 53.5339 | 1245.9131 | 57.63% | 484.9325 | 12842.6278
7 | 12 | 1 | 20.4967 | 20.5767 | 20.6567 | 22.8467 | 0% | 0 | 0 | 0 | 0 | 0 | 0 | 0 | 0 | 40.27% | 49.8586 | 1021.9354 | 59.15% | 497.7235 | 11371.323
7 | 12 | 2 | 21.1567 | 21.22 | 21.2933 | 21.5267 | 0% | 0 | 0 | 0 | 0 | 0 | 0 | 0 | 0 | 24.39% | 30.1924 | 638.7699 | 53.5% | 450.2148 | 9691.6248
7 | 12 | 3 | 20.86 | 20.9167 | 20.9967 | 21.22 | 0% | 0 | 0 | 0 | 0 | 0 | 0 | 0 | 0 | 27.13% | 33.5893 | 700.6728 | 46.42% | 390.5723 | 8287.9433
7 | 12 | 4 | 20.4567 | 20.52 | 20.5933 | 20.8333 | 0% | 0 | 0 | 0 | 0 | 0 | 0 | 0 | 0 | 27.24% | 33.7276 | 689.9542 | 34.33% | 288.913 | 6019.0211
7 | 12 | 5 | 19.6767 | 19.73 | 19.7967 | 20.01 | 1.861% | 2.0735 | 0.41471 | 0.41471 | 0.41471 | 40.8005 | 8.1822 | 8.2099 | 8.2983 | 23.85% | 29.5284 | 581.0201 | 22.92% | 192.8424 | 3858.7772
7 | 12 | 6 | 19.2367 | 19.31 | 19.3733 | 19.86 | 7.023% | 7.8259 | 1.5652 | 1.5652 | 1.5652 | 150.5434 | 30.2235 | 30.3226 | 31.0843 | 13.58% | 16.812 | 323.407 | 18.39% | 154.7107 | 3072.5537
7 | 12 | 7 | 20.5233 | 20.6233 | 20.6667 | 21.69 | 7.081% | 7.8907 | 1.5781 | 1.5781 | 1.5781 | 161.9441 | 32.5466 | 32.615 | 34.23 | 8.88% | 10.9935 | 225.6237 | 14.48% | 121.8831 | 2643.6447
7 | 12 | 8 | 21.5767 | 21.6867 | 21.7533 | 22.5867 | 7.153% | 7.9711 | 1.5942 | 1.5942 | 1.5942 | 171.9888 | 34.5731 | 34.6794 | 36.0079 | 8.913% | 11.035 | 238.0991 | 10.18% | 85.6456 | 1934.4481
7 | 12 | 9 | 21.2033 | 21.3067 | 21.3767 | 24.8833 | 10.53% | 11.7338 | 2.3468 | 2.3468 | 2.3468 | 248.7965 | 50.0018 | 50.1661 | 58.3954 | 10.19% | 12.6182 | 267.5469 | 8.492% | 71.4563 | 1778.0718
7 | 12 | 10 | 21.32 | 23.1633 | 23.5267 | 23.2833 | 15.77% | 17.5683 | 3.5137 | 3.5137 | 3.5137 | 374.5566 | 81.3882 | 82.6648 | 81.8098 | 12.86% | 15.9169 | 339.3483 | 8.283% | 69.6961 | 1622.7582
7 | 12 | 11 | 21.24 | 24.6333 | 25.25 | 24.51 | 16.88% | 18.8071 | 3.7614 | 3.7614 | 3.7614 | 399.4636 | 92.6565 | 94.976 | 92.1926 | 16.33% | 20.2221 | 429.5183 | 10.11% | 85.0622 | 2084.8742
7 | 12 | 12 | 24.4567 | 25.6367 | 25.8633 | 29.4033 | 15.62% | 17.4101 | 3.482 | 3.482 | 3.482 | 425.7942 | 89.2676 | 90.0569 | 102.3833 | 19.44% | 24.0646 | 588.5392 | 11.92% | 100.331 | 2950.065
7 | 12 | 13 | 25.3567 | 25.5067 | 25.5533 | 28.5867 | 15.45% | 17.2131 | 3.4426 | 3.4426 | 3.4426 | 436.4656 | 87.8095 | 87.9702 | 98.4127 | 24.22% | 29.9897 | 760.4396 | 16.29% | 137.0341 | 3917.347
7 | 12 | 14 | 26.6433 | 26.8 | 26.8333 | 28.5733 | 17.56% | 19.5721 | 3.9144 | 3.9144 | 3.9144 | 521.4647 | 104.9062 | 105.0367 | 111.8478 | 26.18% | 32.415 | 863.6424 | 25.7% | 216.2291 | 6178.386
7 | 12 | 15 | 27.8933 | 28.06 | 28.0933 | 29.2567 | 15.65% | 17.4435 | 3.4887 | 3.4887 | 3.4887 | 486.5577 | 97.893 | 98.0093 | 102.0678 | 29.43% | 36.4328 | 1016.2334 | 28.49% | 239.751 | 7014.3151
7 | 12 | 16 | 33.3633 | 33.68 | 33.72 | 35.0233 | 8.707% | 9.7029 | 1.9406 | 1.9406 | 1.9406 | 323.7219 | 65.3589 | 65.4365 | 67.9657 | 32.52% | 40.2672 | 1343.4479 | 28.97% | 243.7465 | 8536.8164
7 | 12 | 17 | 58.8667 | 59.4167 | 59.4767 | 61.5 | 5.98% | 6.6643 | 1.3329 | 1.3329 | 1.3329 | 392.3035 | 79.1938 | 79.2737 | 81.9706 | 31.21% | 38.6441 | 2274.8488 | 25.46% | 214.1981 | 13173.1842
7 | 12 | 18 | 49.43 | 49.6767 | 49.77 | 50.03 | 0.5578% | 0.62157 | 0.12431 | 0.12431 | 0.12431 | 30.7242 | 6.1755 | 6.1871 | 6.2194 | 27.15% | 33.6074 | 1661.2116 | 21.14% | 177.8545 | 8898.059
7 | 12 | 19 | 30.85 | 30.9867 | 31.0367 | 31.6733 | 0.002218% | 0.0024715 | 0.00049429 | 0.00049429 | 0.00049429 | 0.076244 | 0.015316 | 0.015341 | 0.015656 | 36.48% | 45.163 | 1393.2792 | 19.11% | 160.8166 | 5093.597
7 | 12 | 20 | 27.1233 | 27.2533 | 27.3067 | 28.3567 | 0% | 0 | 0 | 0 | 0 | 0 | 0 | 0 | 0 | 34.77% | 43.0449 | 1167.5211 | 20.37% | 171.4064 | 4860.5146
7 | 12 | 21 | 27.3533 | 27.4967 | 27.5433 | 28.7133 | 0% | 0 | 0 | 0 | 0 | 0 | 0 | 0 | 0 | 29.21% | 36.1638 | 989.2 | 17.66% | 148.6286 | 4267.622
7 | 12 | 22 | 26.0667 | 26.2067 | 26.2667 | 29.46 | 0% | 0 | 0 | 0 | 0 | 0 | 0 | 0 | 0 | 30.46% | 37.709 | 982.948 | 19.14% | 161.0299 | 4743.9407
7 | 12 | 23 | 24.1033 | 24.2333 | 24.31 | 27.47 | 0% | 0 | 0 | 0 | 0 | 0 | 0 | 0 | 0 | 25.8% | 31.9449 | 769.979 | 16.96% | 142.6742 | 3919.2609
7 | 13 | 0 | 25.4467 | 25.59 | 25.6667 | 26.7267 | 0% | 0 | 0 | 0 | 0 | 0 | 0 | 0 | 0 | 16.15% | 19.9902 | 508.6834 | 12.52% | 105.3335 | 2815.2144
7 | 13 | 1 | 24.3633 | 24.4667 | 24.5567 | 24.82 | 0% | 0 | 0 | 0 | 0 | 0 | 0 | 0 | 0 | 9.068% | 11.2264 | 273.5117 | 7.922% | 66.6586 | 1654.4652
7 | 13 | 2 | 20.3767 | 20.5133 | 20.5267 | 21.2433 | 0% | 0 | 0 | 0 | 0 | 0 | 0 | 0 | 0 | 8.267% | 10.2348 | 208.5506 | 4.136% | 34.8065 | 739.407
7 | 13 | 3 | 19.3067 | 19.47 | 19.4467 | 19.75 | 0% | 0 | 0 | 0 | 0 | 0 | 0 | 0 | 0 | 7.338% | 9.0846 | 175.3932 | 3.174% | 26.7066 | 527.4554
7 | 13 | 4 | 19.46 | 19.6133 | 19.5967 | 19.7333 | 0% | 0 | 0 | 0 | 0 | 0 | 0 | 0 | 0 | 10.25% | 12.6862 | 246.8728 | 2.227% | 18.7383 | 369.7698
7 | 13 | 5 | 20.8067 | 20.9433 | 20.9667 | 21.1433 | 0.6759% | 0.75318 | 0.15064 | 0.15064 | 0.15064 | 15.6711 | 3.1548 | 3.1583 | 3.1849 | 9.381% | 11.614 | 241.6487 | 1.836% | 15.4462 | 326.5847
7 | 13 | 6 | 21.0833 | 21.22 | 21.2867 | 21.7633 | 6.77% | 7.5441 | 1.5088 | 1.5088 | 1.5088 | 159.055 | 32.0172 | 32.1178 | 32.837 | 5.83% | 7.2179 | 152.1769 | 1.699% | 14.2961 | 311.1311
7 | 13 | 7 | 23.63 | 23.7533 | 23.84 | 24.3167 | 23.41% | 26.093 | 5.2186 | 5.2186 | 5.2186 | 616.5771 | 123.9591 | 124.4113 | 126.8989 | 9.825% | 12.1643 | 287.4433 | 1.119% | 9.4155 | 228.9525
7 | 13 | 8 | 25.4167 | 25.5467 | 25.6333 | 25.9333 | 30.49% | 33.9794 | 6.7959 | 6.7959 | 6.7959 | 863.6427 | 173.612 | 174.201 | 176.2397 | 20.21% | 25.0266 | 636.0938 | 1.169% | 9.8366 | 255.0965
7 | 13 | 9 | 29.13 | 29.2767 | 29.3533 | 29.66 | 38.52% | 42.9217 | 8.5843 | 8.5843 | 8.5843 | 1250.3097 | 251.321 | 251.9791 | 254.6116 | 35.92% | 44.4676 | 1295.3422 | 1.323% | 11.1343 | 330.2419
7 | 13 | 10 | 29.2267 | 29.6333 | 29.7367 | 30.6133 | 41.39% | 46.1229 | 9.2246 | 9.2246 | 9.2246 | 1348.0177 | 273.3549 | 274.3081 | 282.395 | 45.95% | 56.8875 | 1662.6318 | 1.269% | 10.6755 | 326.8129
7 | 13 | 11 | 25.9467 | 31.17 | 31.9567 | 32.44 | 44.45% | 49.5322 | 9.9064 | 9.9064 | 9.9064 | 1285.1965 | 308.784 | 316.577 | 321.3652 | 50.54% | 62.5707 | 1623.5021 | 2.51% | 21.1224 | 685.2117
7 | 13 | 12 | 25.3767 | 29.75 | 30.3967 | 32.11 | 44.3% | 49.3636 | 9.8727 | 9.8727 | 9.8727 | 1252.6827 | 293.7132 | 300.0975 | 317.0128 | 52.69% | 65.2358 | 1655.4681 | 7.341% | 61.7719 | 1983.4962
7 | 13 | 13 | 31.8233 | 36.3333 | 36.96 | 38.2733 | 36.69% | 40.8883 | 8.1777 | 8.1777 | 8.1777 | 1301.203 | 297.1219 | 302.2466 | 312.9866 | 54.93% | 68.0031 | 2164.0838 | 20% | 168.2752 | 6440.4527
7 | 13 | 14 | 49.8967 | 50.3167 | 50.3267 | 51.55 | 37.2% | 41.4512 | 8.2902 | 8.2902 | 8.2902 | 2068.277 | 417.1373 | 417.2202 | 427.3619 | 65.92% | 81.6071 | 4071.9204 | 30.11% | 253.3254 | 13058.9261
7 | 13 | 15 | 60.79 | 60.9867 | 60.9133 | 63.6233 | 29.74% | 33.1366 | 6.6273 | 6.6273 | 6.6273 | 2014.3752 | 404.1784 | 403.6924 | 421.6525 | 75.16% | 93.0537 | 5656.7356 | 34.56% | 290.7711 | 18499.8255
7 | 13 | 16 | 44.7467 | 44.9533 | 44.94 | 46.3833 | 22.91% | 25.532 | 5.1064 | 5.1064 | 5.1064 | 1142.4701 | 229.5493 | 229.4813 | 236.8515 | 72.21% | 89.4001 | 4000.3542 | 44.26% | 372.39 | 17272.691
7 | 13 | 17 | 44.6233 | 44.87 | 44.88 | 49.8433 | 17.25% | 19.218 | 3.8436 | 3.8436 | 3.8436 | 857.572 | 172.4625 | 172.5009 | 191.578 | 57.34% | 70.991 | 3167.8535 | 48.82% | 410.8029 | 20475.786
7 | 13 | 18 | 43.4667 | 43.71 | 43.7167 | 45.8 | 9.794% | 10.9146 | 2.1829 | 2.1829 | 2.1829 | 474.4192 | 95.415 | 95.4296 | 99.9773 | 52.31% | 64.7587 | 2814.8436 | 48.03% | 404.1287 | 18509.0966
7 | 13 | 19 | 32.65 | 32.89 | 32.8767 | 38.21 | 0.2445% | 0.27248 | 0.054496 | 0.054496 | 0.054496 | 8.8964 | 1.7924 | 1.7916 | 2.0823 | 55.5% | 68.7143 | 2243.5203 | 48.05% | 404.3325 | 15449.5441
7 | 13 | 20 | 29.2833 | 29.46 | 29.47 | 33.4333 | 0% | 0 | 0 | 0 | 0 | 0 | 0 | 0 | 0 | 38.93% | 48.2012 | 1411.4907 | 41.89% | 352.5057 | 11785.4419
7 | 13 | 21 | 29.06 | 29.2667 | 29.2933 | 32.2567 | 0% | 0 | 0 | 0 | 0 | 0 | 0 | 0 | 0 | 29.01% | 35.9159 | 1043.7171 | 37.21% | 313.1468 | 10101.071
7 | 13 | 22 | 26.0167 | 26.2 | 26.25 | 35.06 | 0% | 0 | 0 | 0 | 0 | 0 | 0 | 0 | 0 | 18.59% | 23.0172 | 598.8296 | 30.95% | 260.4662 | 9131.9465
7 | 13 | 23 | 26.63 | 26.85 | 26.9367 | 38.3967 | 0% | 0 | 0 | 0 | 0 | 0 | 0 | 0 | 0 | 11.96% | 14.8081 | 394.3394 | 18.93% | 159.321 | 6117.3958
7 | 14 | 0 | 26.39 | 26.5567 | 26.6467 | 27.4733 | 0% | 0 | 0 | 0 | 0 | 0 | 0 | 0 | 0 | 8.096% | 10.0228 | 264.5017 | 9.917% | 83.4502 | 2292.6551
7 | 14 | 1 | 22.9267 | 23.0667 | 23.15 | 26.9833 | 0% | 0 | 0 | 0 | 0 | 0 | 0 | 0 | 0 | 11.09% | 13.7299 | 314.7805 | 14.03% | 118.037 | 3185.0314
7 | 14 | 2 | 19.6533 | 19.7667 | 19.8233 | 24.62 | 0% | 0 | 0 | 0 | 0 | 0 | 0 | 0 | 0 | 17.23% | 21.3368 | 419.3398 | 23.12% | 194.5728 | 4790.3821
7 | 14 | 3 | 20.58 | 20.6833 | 20.75 | 22.9133 | 0% | 0 | 0 | 0 | 0 | 0 | 0 | 0 | 0 | 19.8% | 24.5082 | 504.3789 | 24.97% | 210.0986 | 4814.0591
7 | 14 | 4 | 20.4967 | 20.5967 | 20.66 | 22.11 | 0% | 0 | 0 | 0 | 0 | 0 | 0 | 0 | 0 | 20.73% | 25.6683 | 526.1146 | 20.06% | 168.8063 | 3732.3065
7 | 14 | 5 | 20.55 | 20.6533 | 20.7167 | 21.43 | 6.964% | 7.761 | 1.5522 | 1.5522 | 1.5522 | 159.4881 | 32.058 | 32.1563 | 33.2636 | 21.79% | 26.9754 | 554.3447 | 15.09% | 126.9816 | 2721.2151
7 | 14 | 6 | 20.6433 | 20.7433 | 20.8167 | 21.05 | 23.62% | 26.3185 | 5.2637 | 5.2637 | 5.2637 | 543.3016 | 109.1867 | 109.5727 | 110.8009 | 15.01% | 18.5807 | 383.5671 | 12.38% | 104.1803 | 2192.9959
7 | 14 | 7 | 20.69 | 20.8033 | 20.8833 | 21.12 | 40.39% | 45.0132 | 9.0026 | 9.0026 | 9.0026 | 931.3228 | 187.2849 | 188.0051 | 190.1357 | 13.31% | 16.4743 | 340.8525 | 12.04% | 101.2768 | 2138.9651
7 | 14 | 8 | 23.58 | 23.72 | 23.8 | 24.0633 | 54.36% | 60.5722 | 12.1144 | 12.1144 | 12.1144 | 1428.2929 | 287.3546 | 288.3238 | 291.5139 | 17.37% | 21.5031 | 507.042 | 9.484% | 79.8046 | 1920.3641
7 | 14 | 9 | 26.2267 | 26.42 | 26.5 | 26.85 | 61.74% | 68.804 | 13.7608 | 13.7608 | 13.7608 | 1804.4998 | 363.5604 | 364.6612 | 369.4775 | 21.43% | 26.5337 | 695.8908 | 6.365% | 53.5563 | 1437.9863
7 | 14 | 10 | 27.99 | 28.1733 | 28.24 | 28.9267 | 63.29% | 70.5241 | 14.1048 | 14.1048 | 14.1048 | 1973.9707 | 397.38 | 398.3203 | 408.0057 | 23.66% | 29.2983 | 820.0598 | 5.903% | 49.6754 | 1436.9428
7 | 14 | 11 | 30.0433 | 30.23 | 30.2733 | 33.0633 | 60.2% | 67.0802 | 13.416 | 13.416 | 13.416 | 2015.3119 | 405.5667 | 406.1481 | 443.5788 | 25.95% | 32.1321 | 965.3549 | 4.617% | 38.8533 | 1284.619
7 | 14 | 12 | 30.3467 | 30.5367 | 30.5667 | 33.3033 | 60.25% | 67.1463 | 13.4293 | 13.4293 | 13.4293 | 2037.6658 | 410.0847 | 410.4876 | 447.239 | 26.83% | 33.217 | 1008.0254 | 6.518% | 54.8456 | 1826.5409
7 | 14 | 13 | 32.1233 | 32.3367 | 32.36 | 33.4833 | 60.41% | 67.3187 | 13.4637 | 13.4637 | 13.4637 | 2162.5 | 435.3723 | 435.6864 | 450.8107 | 29.86% | 36.9716 | 1187.6512 | 16.39% | 137.8763 | 4616.5583
7 | 14 | 14 | 30.9433 | 31.19 | 31.2167 | 33.53 | 58% | 64.6371 | 12.9274 | 12.9274 | 12.9274 | 2000.0886 | 403.2065 | 403.5512 | 433.4567 | 29.83% | 36.929 | 1142.7078 | 29.56% | 248.7119 | 8339.3116
7 | 14 | 15 | 32.89 | 33.14 | 33.17 | 34.26 | 54.84% | 61.1128 | 12.2226 | 12.2226 | 12.2226 | 2010.0016 | 405.056 | 405.4226 | 418.7452 | 30.66% | 37.9532 | 1248.2792 | 35.97% | 302.6855 | 10370.0052
7 | 14 | 16 | 34.3767 | 34.61 | 34.6267 | 36.0467 | 46.31% | 51.6076 | 10.3215 | 10.3215 | 10.3215 | 1774.0987 | 357.2281 | 357.4001 | 372.0567 | 29.11% | 36.043 | 1239.037 | 49.49% | 416.4771 | 15012.612
7 | 14 | 17 | 38.52 | 39.1967 | 39.2233 | 40.4833 | 31.75% | 35.3869 | 7.0774 | 7.0774 | 7.0774 | 1363.1026 | 277.4095 | 277.5983 | 286.5158 | 26.4% | 32.6799 | 1258.8313 | 64.99% | 546.8852 | 22139.7347
7 | 14 | 18 | 32.3167 | 32.6167 | 32.6533 | 35.28 | 13.59% | 15.1426 | 3.0285 | 3.0285 | 3.0285 | 489.3581 | 98.7802 | 98.8912 | 106.8461 | 22.05% | 27.2946 | 882.0704 | 65.69% | 552.7566 | 19501.2531
7 | 14 | 19 | 33.2933 | 33.5733 | 33.6333 | 36.1867 | 0.3022% | 0.33674 | 0.067347 | 0.067347 | 0.067347 | 11.211 | 2.2611 | 2.2651 | 2.4371 | 27.54% | 34.098 | 1135.2347 | 61.24% | 515.2842 | 18646.4177
7 | 14 | 20 | 31.1967 | 31.4467 | 31.5167 | 33.0233 | 0% | 0 | 0 | 0 | 0 | 0 | 0 | 0 | 0 | 34.24% | 42.3903 | 1322.4363 | 53.9% | 453.5555 | 14977.913
7 | 14 | 21 | 30.11 | 30.3233 | 30.4033 | 32.37 | 0% | 0 | 0 | 0 | 0 | 0 | 0 | 0 | 0 | 35.52% | 43.9718 | 1323.9901 | 36.31% | 305.5402 | 9890.3359
7 | 14 | 22 | 26.43 | 26.5733 | 26.65 | 38.0867 | 0% | 0 | 0 | 0 | 0 | 0 | 0 | 0 | 0 | 34.3% | 42.4618 | 1122.2666 | 23.75% | 199.8081 | 7610.0256
7 | 14 | 23 | 25.37 | 25.5067 | 25.5833 | 37.15 | 0% | 0 | 0 | 0 | 0 | 0 | 0 | 0 | 0 | 28.96% | 35.8561 | 909.6694 | 23.65% | 198.9896 | 7392.4644
7 | 15 | 0 | 23.07 | 23.1933 | 23.2767 | 27.3267 | 0% | 0 | 0 | 0 | 0 | 0 | 0 | 0 | 0 | 22.57% | 27.9467 | 644.7306 | 19.11% | 160.7883 | 4393.8094
7 | 15 | 1 | 21.64 | 21.7467 | 21.8267 | 23.12 | 0% | 0 | 0 | 0 | 0 | 0 | 0 | 0 | 0 | 15.79% | 19.543 | 422.9101 | 12.89% | 108.4359 | 2507.0389
7 | 15 | 2 | 19.7633 | 19.88 | 19.9167 | 20.12 | 0% | 0 | 0 | 0 | 0 | 0 | 0 | 0 | 0 | 11.31% | 13.9983 | 276.6524 | 9.689% | 81.5329 | 1640.4411
7 | 15 | 3 | 20.6367 | 20.7167 | 20.7933 | 21.0667 | 0% | 0 | 0 | 0 | 0 | 0 | 0 | 0 | 0 | 7.982% | 9.8815 | 203.9216 | 5.686% | 47.8462 | 1007.96
7 | 15 | 4 | 19.7133 | 19.7833 | 19.8533 | 20.0633 | 0% | 0 | 0 | 0 | 0 | 0 | 0 | 0 | 0 | 5.78% | 7.1554 | 141.0561 | 2.99% | 25.1594 | 504.7821
7 | 15 | 5 | 20.43 | 20.5067 | 20.58 | 20.8 | 5.361% | 5.9741 | 1.1948 | 1.1948 | 1.1948 | 122.0513 | 24.5019 | 24.5895 | 24.8523 | 6.074% | 7.5197 | 153.6272 | 2.629% | 22.1214 | 460.1244
7 | 15 | 6 | 19.97 | 20.05 | 20.1233 | 20.36 | 17.86% | 19.9032 | 3.9806 | 3.9806 | 3.9806 | 397.4674 | 79.8119 | 80.1039 | 81.0459 | 5.835% | 7.224 | 144.2623 | 2.1% | 17.6714 | 359.7893
7 | 15 | 7 | 20.2 | 20.3033 | 20.3833 | 20.6167 | 31.56% | 35.1644 | 7.0329 | 7.0329 | 7.0329 | 710.3218 | 142.7911 | 143.3537 | 144.9947 | 5.357% | 6.6328 | 133.9824 | 0.6439% | 5.4181 | 111.7023
7 | 15 | 8 | 21.7167 | 21.83 | 21.92 | 22.1667 | 43.76% | 48.763 | 9.7526 | 9.7526 | 9.7526 | 1058.9698 | 212.8993 | 213.777 | 216.1826 | 7.315% | 9.0557 | 196.6605 | 0.745% | 6.269 | 138.9637
7 | 15 | 9 | 23.1567 | 23.28 | 23.3733 | 25.5633 | 49.7% | 55.3871 | 11.0774 | 11.0774 | 11.0774 | 1282.5808 | 257.8824 | 258.9163 | 283.1758 | 8.141% | 10.0791 | 233.3976 | 1.818% | 15.2986 | 391.0835
7 | 15 | 10 | 25.0233 | 25.1633 | 25.2467 | 26.83 | 47.62% | 53.0683 | 10.6137 | 10.6137 | 10.6137 | 1327.945 | 267.0749 | 267.9594 | 284.7643 | 10.21% | 12.6465 | 316.4574 | 3.654% | 30.743 | 824.8347
7 | 15 | 11 | 25.9967 | 26.1533 | 26.24 | 27.0033 | 32.88% | 36.6436 | 7.3287 | 7.3287 | 7.3287 | 952.6118 | 191.6705 | 192.3057 | 197.8999 | 10.12% | 12.533 | 325.8163 | 5.084% | 42.7799 | 1155.2008
7 | 15 | 12 | 26.3567 | 26.5567 | 26.6433 | 29.03 | 27.64% | 30.7992 | 6.1598 | 6.1598 | 6.1598 | 811.7654 | 163.5851 | 164.1189 | 178.8204 | 8.732% | 10.8103 | 284.9223 | 6.694% | 56.3234 | 1635.069
7 | 15 | 13 | 26.2233 | 26.41 | 26.4833 | 29.4433 | 17.37% | 19.357 | 3.8714 | 3.8714 | 3.8714 | 507.606 | 102.2439 | 102.5278 | 113.9871 | 8.155% | 10.0958 | 264.7464 | 14.37% | 120.9572 | 3561.3842
7 | 15 | 14 | 30.35 | 30.57 | 30.64 | 31.7333 | 13.68% | 15.2408 | 3.0482 | 3.0482 | 3.0482 | 462.5592 | 93.1824 | 93.3958 | 96.7285 | 8.003% | 9.9082 | 300.7136 | 27.89% | 234.6985 | 7447.7668
7 | 15 | 15 | 30.5033 | 30.73 | 30.8067 | 31.6667 | 14.25% | 15.8809 | 3.1762 | 3.1762 | 3.1762 | 484.4215 | 97.6042 | 97.8478 | 100.5793 | 9.155% | 11.3342 | 345.7305 | 40.72% | 342.6467 | 10850.4775
7 | 15 | 16 | 35.8067 | 36.0667 | 36.1367 | 37.9667 | 21.09% | 23.4967 | 4.6993 | 4.6993 | 4.6993 | 841.3392 | 169.4897 | 169.8186 | 178.4184 | 7.998% | 9.902 | 354.5593 | 47.55% | 400.1377 | 15191.8942
7 | 15 | 17 | 44.1667 | 44.4467 | 44.4833 | 45.0867 | 19.67% | 21.9162 | 4.3832 | 4.3832 | 4.3832 | 967.9666 | 194.8206 | 194.9814 | 197.6259 | 7.485% | 9.2669 | 409.2867 | 52.98% | 445.8278 | 20100.8882
7 | 15 | 18 | 38.86 | 39.0533 | 39.0633 | 39.8033 | 7.412% | 8.2602 | 1.652 | 1.652 | 1.652 | 320.9919 | 64.5178 | 64.5343 | 65.7568 | 13.15% | 16.2748 | 632.4391 | 56.41% | 474.6479 | 18892.5672
7 | 15 | 19 | 61.6133 | 61.7467 | 61.6433 | 62.78 | 0.01386% | 0.015447 | 0.0030893 | 0.0030893 | 0.0030893 | 0.95172 | 0.19075 | 0.19044 | 0.19395 | 23.65% | 29.2813 | 1804.1193 | 58.95% | 496.0478 | 31141.8785
7 | 15 | 20 | 30.3667 | 30.5333 | 30.57 | 31.4433 | 0% | 0 | 0 | 0 | 0 | 0 | 0 | 0 | 0 | 35.3% | 43.703 | 1327.115 | 67.15% | 565.0531 | 17767.1524
7 | 15 | 21 | 30.4967 | 30.6533 | 30.7233 | 32.2233 | 0% | 0 | 0 | 0 | 0 | 0 | 0 | 0 | 0 | 47.26% | 58.511 | 1784.3917 | 69.02% | 580.7539 | 18713.8257
7 | 15 | 22 | 26.3933 | 26.51 | 26.57 | 30.9167 | 0% | 0 | 0 | 0 | 0 | 0 | 0 | 0 | 0 | 57.58% | 71.2882 | 1881.533 | 72.18% | 607.405 | 18778.9373
7 | 15 | 23 | 25.5433 | 25.67 | 25.7433 | 29.29 | 0% | 0 | 0 | 0 | 0 | 0 | 0 | 0 | 0 | 63.85% | 79.0465 | 2019.1101 | 70.71% | 595.0219 | 17428.1906
7 | 16 | 0 | 22.7067 | 22.8333 | 22.8933 | 24.4567 | 0% | 0 | 0 | 0 | 0 | 0 | 0 | 0 | 0 | 62.18% | 76.9771 | 1747.8943 | 71.43% | 601.0226 | 14699.0083
7 | 16 | 1 | 20.65 | 20.7567 | 20.8167 | 21.3233 | 0% | 0 | 0 | 0 | 0 | 0 | 0 | 0 | 0 | 60.16% | 74.4768 | 1537.9469 | 69.45% | 584.3985 | 12461.3243
7 | 16 | 2 | 17.9167 | 18.01 | 18.0467 | 18.2367 | 0% | 0 | 0 | 0 | 0 | 0 | 0 | 0 | 0 | 55.57% | 68.7971 | 1232.6152 | 69.18% | 582.1414 | 10616.3183
7 | 16 | 3 | 18.26 | 18.3567 | 18.3767 | 18.5567 | 0% | 0 | 0 | 0 | 0 | 0 | 0 | 0 | 0 | 55.65% | 68.8941 | 1258.0067 | 67.76% | 570.1687 | 10580.4307
7 | 16 | 4 | 18.3233 | 18.3967 | 18.43 | 18.6133 | 0% | 0 | 0 | 0 | 0 | 0 | 0 | 0 | 0 | 51.13% | 63.3042 | 1159.9434 | 71.79% | 604.1168 | 11244.6281
7 | 16 | 5 | 18.0167 | 18.09 | 18.1367 | 18.3333 | 7.473% | 8.3282 | 1.6656 | 1.6656 | 1.6656 | 150.046 | 30.1313 | 30.2091 | 30.5367 | 55.51% | 68.7227 | 1238.1546 | 72.66% | 611.4236 | 11209.4321
7 | 16 | 6 | 16.4133 | 16.48 | 16.53 | 16.7367 | 26.41% | 29.4294 | 5.8859 | 5.8859 | 5.8859 | 483.0352 | 96.9994 | 97.2937 | 98.5102 | 42.05% | 52.0643 | 854.5481 | 69.78% | 587.2006 | 9827.7815
7 | 16 | 7 | 20.7033 | 20.8067 | 20.8833 | 21.4567 | 45.97% | 51.227 | 10.2454 | 10.2454 | 10.2454 | 1060.5704 | 213.1728 | 213.9583 | 219.8323 | 28.96% | 35.8525 | 742.2657 | 69.9% | 588.1452 | 12619.6351
7 | 16 | 8 | 21.1367 | 21.2467 | 21.3167 | 25.5267 | 59.17% | 65.9408 | 13.1882 | 13.1882 | 13.1882 | 1393.7694 | 280.2046 | 281.1277 | 336.6499 | 27.16% | 33.621 | 710.6366 | 74.04% | 623.0143 | 15903.4791
7 | 16 | 9 | 29.1233 | 29.3067 | 29.4067 | 30.9 | 64.63% | 72.02 | 14.404 | 14.404 | 14.404 | 2097.4621 | 422.1332 | 423.5736 | 445.0835 | 31.38% | 38.8542 | 1131.5628 | 79.41% | 668.1777 | 20646.6909
7 | 16 | 10 | 32.4133 | 32.6367 | 32.7167 | 34.9867 | 66.84% | 74.4797 | 14.8959 | 14.8959 | 14.8959 | 2414.1354 | 486.1538 | 487.3455 | 521.1593 | 39.1% | 48.4032 | 1568.9088 | 73.93% | 622.0852 | 21764.6866
7 | 16 | 11 | 34.8667 | 35.1133 | 35.1933 | 35.9167 | 67.66% | 75.3991 | 15.0798 | 15.0798 | 15.0798 | 2628.9146 | 529.5026 | 530.709 | 541.6167 | 48.4% | 59.92 | 2089.2118 | 66.12% | 556.3997 | 19984.0227
7 | 16 | 12 | 36.54 | 36.8367 | 36.9033 | 43.0833 | 66.83% | 74.4686 | 14.8937 | 14.8937 | 14.8937 | 2721.0819 | 548.6348 | 549.6278 | 641.6709 | 57.12% | 70.7158 | 2583.9565 | 64.77% | 544.982 | 23479.641
7 | 16 | 13 | 43.4667 | 43.7867 | 43.82 | 44.7233 | 65.38% | 72.8615 | 14.5723 | 14.5723 | 14.5723 | 3167.0473 | 638.0726 | 638.5583 | 651.722 | 64.73% | 80.1331 | 3483.1178 | 75.86% | 638.3124 | 28547.4561
7 | 16 | 14 | 49.5833 | 49.91 | 49.91 | 50.3467 | 62.53% | 69.6814 | 13.9363 | 13.9363 | 13.9363 | 3455.0348 | 695.5595 | 695.5595 | 701.645 | 67.93% | 84.1065 | 4170.2828 | 77.71% | 653.8971 | 32921.5383
7 | 16 | 15 | 48.0567 | 48.3733 | 48.3533 | 48.9567 | 56.07% | 62.4851 | 12.497 | 12.497 | 12.497 | 3002.8267 | 604.5227 | 604.2728 | 611.8127 | 68.72% | 85.0809 | 4088.7026 | 77.06% | 648.3983 | 31743.4199
7 | 16 | 16 | 52.6 | 52.9933 | 52.9533 | 89.8967 | 44.68% | 49.7911 | 9.9582 | 9.9582 | 9.9582 | 2619.0131 | 527.7195 | 527.3212 | 895.2112 | 68.04% | 84.2375 | 4430.8948 | 58.4% | 491.398 | 44175.0437
7 | 16 | 17 | 46.5033 | 46.9033 | 46.89 | 49.24 | 31.1% | 34.6559 | 6.9312 | 6.9312 | 6.9312 | 1611.617 | 325.0959 | 325.0035 | 341.2918 | 51.71% | 64.0218 | 2977.2262 | 70.79% | 595.7074 | 29332.6321
7 | 16 | 18 | 46.7667 | 47.04 | 47.01 | 47.96 | 12.62% | 14.0687 | 2.8137 | 2.8137 | 2.8137 | 657.9483 | 132.3588 | 132.2743 | 134.9474 | 44.23% | 54.7621 | 2561.0428 | 65.88% | 554.3727 | 26587.7154
7 | 16 | 19 | 35.81 | 35.99 | 35.96 | 37.95 | 0.1796% | 0.20019 | 0.040038 | 0.040038 | 0.040038 | 7.1687 | 1.441 | 1.4397 | 1.5194 | 63.53% | 78.6553 | 2816.6473 | 56.14% | 472.3741 | 17926.5967
7 | 16 | 20 | 32.1767 | 32.2833 | 32.2233 | 44.39 | 0% | 0 | 0 | 0 | 0 | 0 | 0 | 0 | 0 | 60.77% | 75.2378 | 2420.9015 | 49.5% | 416.5457 | 18490.463
7 | 16 | 21 | 30.2133 | 30.3067 | 30.2567 | 41.98 | 0% | 0 | 0 | 0 | 0 | 0 | 0 | 0 | 0 | 47.9% | 59.3026 | 1791.7293 | 45.33% | 381.3944 | 16010.936
7 | 16 | 22 | 25.74 | 25.8867 | 25.8967 | 34.89 | 0% | 0 | 0 | 0 | 0 | 0 | 0 | 0 | 0 | 34.1% | 42.2116 | 1086.5272 | 50.16% | 422.0659 | 14725.8789
7 | 16 | 23 | 24.8867 | 25.0133 | 25.01 | 28.7533 | 0% | 0 | 0 | 0 | 0 | 0 | 0 | 0 | 0 | 21.83% | 27.0285 | 672.6491 | 45.49% | 382.8206 | 11007.3694
7 | 17 | 0 | 23.0233 | 23.2 | 23.2133 | 25.1267 | 0% | 0 | 0 | 0 | 0 | 0 | 0 | 0 | 0 | 32.13% | 39.7734 | 915.7171 | 34.15% | 287.3627 | 7220.4666
7 | 17 | 1 | 22.36 | 22.5133 | 22.5333 | 23.9167 | 0% | 0 | 0 | 0 | 0 | 0 | 0 | 0 | 0 | 31.66% | 39.193 | 876.3547 | 19.07% | 160.4248 | 3836.8257
7 | 17 | 2 | 20.2233 | 20.3367 | 20.3867 | 21.49 | 0% | 0 | 0 | 0 | 0 | 0 | 0 | 0 | 0 | 26.37% | 32.6526 | 660.3448 | 11.83% | 99.5321 | 2138.9451
7 | 17 | 3 | 19.6567 | 19.7533 | 19.8 | 20.85 | 0% | 0 | 0 | 0 | 0 | 0 | 0 | 0 | 0 | 25.75% | 31.884 | 626.7338 | 8.561% | 72.0375 | 1501.9818
7 | 17 | 4 | 20.7167 | 20.81 | 20.8633 | 21.2833 | 0% | 0 | 0 | 0 | 0 | 0 | 0 | 0 | 0 | 31.07% | 38.467 | 796.9081 | 2.534% | 21.3234 | 453.8332
7 | 17 | 5 | 20.8133 | 20.91 | 20.9733 | 22.1733 | 5.604% | 6.2447 | 1.2489 | 1.2489 | 1.2489 | 129.9739 | 26.1155 | 26.1946 | 27.6934 | 26.24% | 32.4812 | 676.0427 | 0.06149% | 0.51742 | 11.473
7 | 17 | 6 | 19.9867 | 20.08 | 20.13 | 24.0633 | 21.48% | 23.9397 | 4.7879 | 4.7879 | 4.7879 | 478.4753 | 96.1419 | 96.3813 | 115.2139 | 6.621% | 8.1976 | 163.8432 | 0.006078% | 0.051147 | 1.2308
7 | 17 | 7 | 21.5567 | 22.13 | 22.27 | 25.4167 | 40.58% | 45.2233 | 9.0447 | 9.0447 | 9.0447 | 974.8628 | 200.1582 | 201.4244 | 229.8849 | 3.819% | 4.7284 | 101.9287 | 0.01255% | 0.10559 | 2.6838
7 | 17 | 8 | 22.37 | 22.62 | 22.6867 | 27.2533 | 52.74% | 58.7749 | 11.755 | 11.755 | 11.755 | 1314.7935 | 265.8974 | 266.6811 | 320.3621 | 9.124% | 11.2957 | 252.6856 | 0.09204% | 0.77445 | 21.1065
7 | 17 | 9 | 24.66 | 24.81 | 24.8567 | 28.0133 | 59.91% | 66.7601 | 13.352 | 13.352 | 13.352 | 1646.3045 | 331.2637 | 331.8868 | 374.0347 | 8.8% | 10.8944 | 268.6548 | 1.642% | 13.8169 | 387.0584
7 | 17 | 10 | 28.0233 | 28.2233 | 28.2667 | 41.9733 | 63.97% | 71.2909 | 14.2582 | 14.2582 | 14.2582 | 1997.8089 | 402.4134 | 403.0313 | 598.4634 | 10.43% | 12.9096 | 361.7694 | 3.744% | 31.5027 | 1322.2746
7 | 17 | 11 | 38.5333 | 38.8033 | 38.83 | 49.4467 | 65.98% | 73.522 | 14.7044 | 14.7044 | 14.7044 | 2833.0482 | 570.5798 | 570.9719 | 727.0837 | 11.2% | 13.866 | 534.3023 | 5.708% | 48.0343 | 2375.1381
7 | 17 | 12 | 37.6833 | 38.55 | 38.64 | 58.4433 | 65.47% | 72.9635 | 14.5927 | 14.5927 | 14.5927 | 2749.5065 | 562.5483 | 563.8617 | 852.8456 | 12.88% | 15.9424 | 600.7636 | 8.787% | 73.9396 | 4321.2789
7 | 17 | 13 | 43.84 | 47.0667 | 47.3867 | 53.3833 | 64.78% | 72.1924 | 14.4385 | 14.4385 | 14.4385 | 3164.9135 | 679.5709 | 684.1912 | 770.7739 | 19.17% | 23.7351 | 1040.5485 | 12.55% | 105.6344 | 5639.1153
7 | 17 | 14 | 46.7433 | 51.4633 | 53.3133 | 53.6633 | 61.72% | 68.7842 | 13.7568 | 13.7568 | 13.7568 | 3215.2045 | 707.9732 | 733.4234 | 738.2383 | 16.28% | 20.1578 | 942.2442 | 14.48% | 121.8361 | 6538.1295
7 | 17 | 15 | 51.7733 | 60.28 | 73.2767 | 71.97 | 56.06% | 62.4721 | 12.4944 | 12.4944 | 12.4944 | 3234.3913 | 753.1642 | 915.5501 | 899.2241 | 25.09% | 31.0577 | 1607.9632 | 14.98% | 126.0901 | 9074.708
7 | 17 | 16 | 55.2067 | 61.04 | 64.12 | 64.41 | 44.96% | 50.1013 | 10.0203 | 10.0203 | 10.0203 | 2765.9252 | 611.6366 | 642.4989 | 645.4048 | 20.9% | 25.8772 | 1428.5951 | 16.76% | 141.0702 | 9086.3323
7 | 17 | 17 | 45.99 | 49.73 | 57.92 | 57.1433 | 29.27% | 32.6145 | 6.5229 | 6.5229 | 6.5229 | 1499.9421 | 324.3841 | 377.8067 | 372.7406 | 7.377% | 9.1325 | 420.0057 | 24.18% | 203.4774 | 11627.3753
7 | 17 | 18 | 35.1267 | 37.6967 | 47.06 | 46.0167 | 11.39% | 12.694 | 2.5388 | 2.5388 | 2.5388 | 445.8979 | 95.7043 | 119.4759 | 116.8271 | 10.39% | 12.8596 | 451.7144 | 37.58% | 316.2107 | 14550.9635
7 | 17 | 19 | 25.9733 | 26.64 | 32.7733 | 38.6067 | 0.006099% | 0.0067965 | 0.0013593 | 0.0013593 | 0.0013593 | 0.17653 | 0.036212 | 0.044549 | 0.052478 | 13.73% | 17.0043 | 441.6584 | 42.48% | 357.4861 | 13801.3473
7 | 17 | 20 | 24.39 | 25.1667 | 29.4767 | 32.56 | 0% | 0 | 0 | 0 | 0 | 0 | 0 | 0 | 0 | 16.67% | 20.6404 | 503.4199 | 41.8% | 351.7165 | 11451.8896
7 | 17 | 21 | 19.3567 | 22.0933 | 27.71 | 29.2233 | 0% | 0 | 0 | 0 | 0 | 0 | 0 | 0 | 0 | 18.6% | 23.0305 | 445.7935 | 48.24% | 405.882 | 11861.2253
7 | 17 | 22 | 20.7733 | 20.9133 | 20.99 | 23.3267 | 0% | 0 | 0 | 0 | 0 | 0 | 0 | 0 | 0 | 18.19% | 22.52 | 467.8154 | 34.04% | 286.4153 | 6681.115
7 | 17 | 23 | 20.3867 | 20.5367 | 20.6167 | 23.9333 | 0% | 0 | 0 | 0 | 0 | 0 | 0 | 0 | 0 | 18.66% | 23.0961 | 470.8523 | 38.76% | 326.1449 | 7805.735
7 | 18 | 0 | 19.39 | 19.5167 | 19.6 | 20.67 | 0% | 0 | 0 | 0 | 0 | 0 | 0 | 0 | 0 | 21.82% | 27.0098 | 523.7192 | 36.79% | 309.5988 | 6399.4081
7 | 18 | 1 | 16.9633 | 17.0533 | 17.1233 | 17.4133 | 0% | 0 | 0 | 0 | 0 | 0 | 0 | 0 | 0 | 23.61% | 29.2335 | 495.8969 | 27.64% | 232.5983 | 4050.311
7 | 18 | 2 | 16.1733 | 16.2533 | 16.3167 | 16.5067 | 0% | 0 | 0 | 0 | 0 | 0 | 0 | 0 | 0 | 8.279% | 10.2499 | 165.7752 | 20.08% | 168.9779 | 2789.2625
7 | 18 | 3 | 16.4733 | 16.5467 | 16.6067 | 16.7933 | 0% | 0 | 0 | 0 | 0 | 0 | 0 | 0 | 0 | 6.194% | 7.6681 | 126.3186 | 14.3% | 120.304 | 2020.3052
7 | 18 | 4 | 16.41 | 16.48 | 16.54 | 16.72 | 0% | 0 | 0 | 0 | 0 | 0 | 0 | 0 | 0 | 8.011% | 9.9185 | 162.7622 | 8.995% | 75.6894 | 1265.5263
7 | 18 | 5 | 16.1167 | 16.1833 | 16.25 | 16.4333 | 3.456% | 3.8511 | 0.77023 | 0.77023 | 0.77023 | 62.0676 | 12.4649 | 12.5162 | 12.6574 | 7.692% | 9.5231 | 153.4801 | 7.853% | 66.0803 | 1085.9201
7 | 18 | 6 | 16.68 | 16.7667 | 16.8333 | 17.9467 | 18.94% | 21.1111 | 4.2222 | 4.2222 | 4.2222 | 352.134 | 70.7927 | 71.0742 | 75.775 | 6.892% | 8.533 | 142.3299 | 17.49% | 147.1918 | 2641.6019
7 | 18 | 7 | 18.9833 | 19.0833 | 19.15 | 16.0033 | 38.54% | 42.9526 | 8.5905 | 8.5905 | 8.5905 | 815.3838 | 163.9358 | 164.5085 | 137.477 | 10.2% | 12.6226 | 239.619 | 21.72% | 182.7576 | 2924.7313
7 | 18 | 8 | 18.8267 | 18.9167 | 18.9733 | 22.5167 | 53.35% | 59.4564 | 11.8913 | 11.8913 | 11.8913 | 1119.365 | 224.9432 | 225.6171 | 267.7518 | 13.93% | 17.246 | 324.6848 | 20.42% | 171.7841 | 3868.0047
7 | 18 | 9 | 20.05 | 20.18 | 20.25 | 22.7 | 58.71% | 65.4305 | 13.0861 | 13.0861 | 13.0861 | 1311.881 | 264.0774 | 264.9934 | 297.0544 | 16.66% | 20.6219 | 413.469 | 18.66% | 156.9882 | 3563.6332
7 | 18 | 10 | 22.5433 | 22.6933 | 22.7733 | 27.0833 | 62.79% | 69.9693 | 13.9939 | 13.9939 | 13.9939 | 1577.3412 | 317.5673 | 318.6868 | 379.0004 | 22.55% | 27.9153 | 629.3028 | 20% | 168.3113 | 4558.4322
7 | 18 | 11 | 24.9633 | 25.16 | 25.2533 | 29.6167 | 64.06% | 71.3824 | 14.2765 | 14.2765 | 14.2765 | 1781.9415 | 359.196 | 360.5285 | 422.8215 | 28.68% | 35.5112 | 886.477 | 22.32% | 187.8464 | 5563.3829
7 | 18 | 12 | 25.84 | 26.0467 | 26.14 | 28.8433 | 64.3% | 71.6493 | 14.3299 | 14.3299 | 14.3299 | 1851.4171 | 373.2449 | 374.5824 | 413.3208 | 34.32% | 42.4881 | 1097.8929 | 20.76% | 174.6934 | 5038.7402
7 | 18 | 13 | 27.3367 | 27.57 | 27.6633 | 32.3367 | 60.11% | 66.9893 | 13.3979 | 13.3979 | 13.3979 | 1831.2654 | 369.3792 | 370.6297 | 433.2424 | 44.01% | 54.4911 | 1489.6054 | 20.61% | 173.3927 | 5606.9408
7 | 18 | 14 | 27.52 | 27.74 | 27.8333 | 31.2 | 56.27% | 62.7063 | 12.5413 | 12.5413 | 12.5413 | 1725.6779 | 347.8946 | 349.0652 | 391.2874 | 60.57% | 74.9889 | 2063.6954 | 18.75% | 157.7473 | 4921.7164
7 | 18 | 15 | 26.47 | 26.65 | 26.73 | 35.9333 | 42.85% | 47.7559 | 9.5512 | 9.5512 | 9.5512 | 1264.0982 | 254.5388 | 255.3029 | 343.2056 | 60.43% | 74.8102 | 1980.2273 | 19.32% | 162.5609 | 5841.356
7 | 18 | 16 | 23.6967 | 23.8333 | 23.8867 | 27.7433 | 31.71% | 35.3344 | 7.0669 | 7.0669 | 7.0669 | 837.3066 | 168.4271 | 168.804 | 196.0586 | 61.02% | 75.5518 | 1790.3248 | 32.27% | 271.5358 | 7533.3093
7 | 18 | 17 | 40.5 | 40.66 | 40.7 | 42.11 | 22.28% | 24.8282 | 4.9656 | 4.9656 | 4.9656 | 1005.5427 | 201.903 | 202.1017 | 209.1032 | 58.77% | 72.7579 | 2946.6949 | 54.13% | 455.503 | 19181.232
7 | 18 | 18 | 27.3033 | 27.43 | 27.49 | 28.1967 | 6.994% | 7.7937 | 1.5587 | 1.5587 | 1.5587 | 212.7947 | 42.7564 | 42.8499 | 43.9514 | 58.44% | 72.357 | 1975.588 | 50.76% | 427.1432 | 12044.0133
7 | 18 | 19 | 26.65 | 26.77 | 26.8367 | 27.5467 | 0.02939% | 0.032747 | 0.0065493 | 0.0065493 | 0.0065493 | 0.8727 | 0.17533 | 0.17576 | 0.18041 | 68.61% | 84.9429 | 2263.7275 | 47.08% | 396.1374 | 10912.2654
7 | 18 | 20 | 24.7233 | 24.83 | 24.8967 | 25.75 | 0% | 0 | 0 | 0 | 0 | 0 | 0 | 0 | 0 | 66.6% | 82.4601 | 2038.6882 | 48.14% | 405.0624 | 10430.3573
7 | 18 | 21 | 21.87 | 21.97 | 22.0267 | 24.5033 | 0% | 0 | 0 | 0 | 0 | 0 | 0 | 0 | 0 | 59.75% | 73.9733 | 1617.7971 | 52.42% | 441.0971 | 10808.3482
7 | 18 | 22 | 19.5067 | 19.6033 | 19.6667 | 22.5467 | 0% | 0 | 0 | 0 | 0 | 0 | 0 | 0 | 0 | 59.23% | 73.3306 | 1430.4355 | 48.24% | 405.9191 | 9152.1225
7 | 18 | 23 | 19.1867 | 19.3033 | 19.3733 | 22.1933 | 0% | 0 | 0 | 0 | 0 | 0 | 0 | 0 | 0 | 55.29% | 68.4533 | 1313.3907 | 45.05% | 379.089 | 8413.2494
7 | 19 | 0 | 20.31 | 20.4233 | 20.5033 | 22.4567 | 0% | 0 | 0 | 0 | 0 | 0 | 0 | 0 | 0 | 50.43% | 62.4357 | 1268.0684 | 32.07% | 269.8818 | 6060.6449
7 | 19 | 1 | 18.8133 | 18.91 | 18.99 | 19.28 | 0% | 0 | 0 | 0 | 0 | 0 | 0 | 0 | 0 | 43.37% | 53.6919 | 1010.1245 | 21.19% | 178.3333 | 3438.2664
7 | 19 | 2 | 17.74 | 17.8267 | 17.9033 | 18.11 | 0% | 0 | 0 | 0 | 0 | 0 | 0 | 0 | 0 | 27.39% | 33.9124 | 601.6052 | 14.1% | 118.6679 | 2149.0748
7 | 19 | 3 | 12.81 | 12.8567 | 12.9067 | 13.0533 | 0% | 0 | 0 | 0 | 0 | 0 | 0 | 0 | 0 | 20.72% | 25.6499 | 328.5749 | 11.52% | 96.9078 | 1264.9702
7 | 19 | 4 | 13.8033 | 13.8533 | 13.9033 | 14.0567 | 0% | 0 | 0 | 0 | 0 | 0 | 0 | 0 | 0 | 22.93% | 28.389 | 391.8631 | 12.16% | 102.2858 | 1437.7968
7 | 19 | 5 | 0.91667 | 0.96333 | 0.99667 | 0.97 | 5.72% | 6.3739 | 1.2748 | 1.2748 | 1.2748 | 5.8427 | 1.228 | 1.2705 | 1.2365 | 30.72% | 38.0382 | 34.8683 | 8.861% | 74.5584 | 72.3216
7 | 19 | 6 | 14.1 | 14.1633 | 14.2133 | 14.8433 | 24.61% | 27.4232 | 5.4846 | 5.4846 | 5.4846 | 386.6677 | 77.6809 | 77.9551 | 81.4105 | 28.88% | 35.7517 | 504.0987 | 6.514% | 54.8106 | 813.5714
7 | 19 | 7 | 18.71 | 18.7933 | 18.86 | 19.6567 | 44.41% | 49.4933 | 9.8987 | 9.8987 | 9.8987 | 926.0199 | 186.0289 | 186.6888 | 194.5747 | 33.72% | 41.7531 | 781.1997 | 4.68% | 39.3781 | 774.043
7 | 19 | 8 | 19.1 | 19.1867 | 19.2533 | 20.23 | 56.03% | 62.4332 | 12.4866 | 12.4866 | 12.4866 | 1192.4745 | 239.5771 | 240.4095 | 252.6048 | 34.22% | 42.3645 | 809.1622 | 2.372% | 19.9609 | 403.8083
7 | 19 | 9 | 19.99 | 20.0933 | 20.16 | 25.1167 | 62.53% | 69.6863 | 13.9373 | 13.9373 | 13.9373 | 1393.0295 | 280.0461 | 280.9752 | 350.0576 | 36.05% | 44.6308 | 892.1692 | 0.978% | 8.2297 | 206.7029
7 | 19 | 10 | 22.5467 | 22.7133 | 22.8033 | 28.3633 | 61.65% | 68.699 | 13.7398 | 13.7398 | 13.7398 | 1548.9328 | 312.0765 | 313.3131 | 389.7064 | 34.9% | 43.2035 | 974.0954 | 1.208% | 10.1687 | 288.4178
7 | 19 | 11 | 23.7967 | 23.9567 | 24.0333 | 27.94 | 56.68% | 63.1672 | 12.6334 | 12.6334 | 12.6334 | 1503.1698 | 302.6553 | 303.6239 | 352.9786 | 35.58% | 44.0459 | 1048.1446 | 2.463% | 20.7232 | 579.0073
7 | 19 | 12 | 25.4 | 25.5867 | 25.6633 | 28.2967 | 55% | 61.2926 | 12.2585 | 12.2585 | 12.2585 | 1556.8332 | 313.6549 | 314.5947 | 346.8755 | 34.26% | 42.412 | 1077.2638 | 3.711% | 31.2303 | 883.7139
7 | 19 | 13 | 26.62 | 26.7867 | 26.8567 | 28.4167 | 54.85% | 61.1246 | 12.2249 | 12.2249 | 12.2249 | 1627.1365 | 327.4648 | 328.3205 | 347.3914 | 28.59% | 35.3994 | 942.3312 | 6.097% | 51.3 | 1457.7758
7 | 19 | 14 | 26.2867 | 26.44 | 26.4967 | 27.9733 | 53.83% | 59.9815 | 11.9963 | 11.9963 | 11.9963 | 1576.7148 | 317.1824 | 317.8622 | 335.5767 | 26.09% | 32.3052 | 849.1969 | 9.78% | 82.2966 | 2302.1105
7 | 19 | 15 | 27.51 | 27.6633 | 27.71 | 31.67 | 51.33% | 57.203 | 11.4406 | 11.4406 | 11.4406 | 1573.6548 | 316.4852 | 317.0191 | 362.3239 | 24.91% | 30.8409 | 848.4319 | 15.86% | 133.463 | 4226.7729
7 | 19 | 16 | 29.9667 | 30.1333 | 30.1733 | 35.0733 | 40.85% | 45.5279 | 9.1056 | 9.1056 | 9.1056 | 1364.3184 | 274.3813 | 274.7455 | 319.3628 | 19.74% | 24.4335 | 732.1919 | 24.55% | 206.55 | 7244.3962
7 | 19 | 17 | 31.6967 | 31.87 | 31.91 | 35.3567 | 25.77% | 28.7127 | 5.7425 | 5.7425 | 5.7425 | 910.0975 | 183.0149 | 183.2446 | 203.0372 | 14.72% | 18.2292 | 577.8054 | 31.29% | 263.2621 | 9308.0693
7 | 19 | 18 | 30.4 | 30.56 | 30.5933 | 37.5033 | 7.552% | 8.4153 | 1.6831 | 1.6831 | 1.6831 | 255.825 | 51.4343 | 51.4904 | 63.1203 | 13.11% | 16.2271 | 493.3047 | 32.26% | 271.4131 | 10178.8958
7 | 19 | 19 | 28.0833 | 28.2133 | 28.24 | 30.4267 | 0.0005544% | 0.00061786 | 0.00012357 | 0.00012357 | 0.00012357 | 0.017352 | 0.0034864 | 0.0034897 | 0.0037599 | 14.1% | 17.4601 | 490.3374 | 27.78% | 233.7422 | 7111.9973
7 | 19 | 20 | 28.69 | 28.8367 | 28.8833 | 32.0867 | 0% | 0 | 0 | 0 | 0 | 0 | 0 | 0 | 0 | 16.83% | 20.839 | 597.8698 | 23.96% | 201.5784 | 6467.9794
7 | 19 | 21 | 27.68 | 27.81 | 27.85 | 34.2667 | 0% | 0 | 0 | 0 | 0 | 0 | 0 | 0 | 0 | 11.91% | 14.7451 | 408.1453 | 19.61% | 164.9869 | 5653.5498
7 | 19 | 22 | 24.38 | 24.46 | 24.4667 | 32.8733 | 0% | 0 | 0 | 0 | 0 | 0 | 0 | 0 | 0 | 7.466% | 9.2428 | 225.3388 | 14.28% | 120.1339 | 3949.2012
7 | 19 | 23 | 22.2933 | 22.38 | 22.3767 | 26.4233 | 0% | 0 | 0 | 0 | 0 | 0 | 0 | 0 | 0 | 5.228% | 6.4722 | 144.2869 | 9.655% | 81.2386 | 2146.5959
7 | 20 | 0 | 22.0033 | 22.1267 | 22.2067 | 28.7967 | 0% | 0 | 0 | 0 | 0 | 0 | 0 | 0 | 0 | 5.569% | 6.8945 | 151.7024 | 5.197% | 43.7273 | 1259.1993
7 | 20 | 1 | 19.8867 | 20.0133 | 20.08 | 23.8933 | 0% | 0 | 0 | 0 | 0 | 0 | 0 | 0 | 0 | 4.719% | 5.842 | 116.1781 | 1.872% | 15.7522 | 376.373
7 | 20 | 2 | 19.1967 | 19.33 | 19.3867 | 22.4567 | 0% | 0 | 0 | 0 | 0 | 0 | 0 | 0 | 0 | 4.222% | 5.2271 | 100.3427 | 0.3276% | 2.7567 | 61.9073
7 | 20 | 3 | 17.1 | 17.25 | 17.2767 | 19.76 | 0% | 0 | 0 | 0 | 0 | 0 | 0 | 0 | 0 | 3.796% | 4.6998 | 80.366 | 0.001213% | 0.01021 | 0.20174
7 | 20 | 4 | 18.2833 | 18.4167 | 18.4633 | 20.1333 | 0% | 0 | 0 | 0 | 0 | 0 | 0 | 0 | 0 | 3.293% | 4.0766 | 74.5339 | 0% | 0 | 0
7 | 20 | 5 | 17.77 | 17.87 | 17.94 | 19.6167 | 5.826% | 6.4925 | 1.2985 | 1.2985 | 1.2985 | 115.3718 | 23.2042 | 23.2951 | 25.4723 | 2.897% | 3.587 | 63.7407 | 0% | 0 | 0
7 | 20 | 6 | 18.3467 | 18.4533 | 18.5267 | 21.5067 | 19.18% | 21.3756 | 4.2751 | 4.2751 | 4.2751 | 392.1709 | 78.8902 | 79.2037 | 91.9436 | 1.466% | 1.8152 | 33.3021 | 0% | 0 | 0
7 | 20 | 7 | 19.8567 | 19.9633 | 20.0433 | 26.7733 | 32.7% | 36.436 | 7.2872 | 7.2872 | 7.2872 | 723.4977 | 145.4768 | 146.0598 | 195.1027 | 0.6937% | 0.85879 | 17.0528 | 1.756e-05% | 0.00014773 | 0.0039552
7 | 20 | 8 | 20.93 | 21.0333 | 21.0967 | 31.6033 | 44.82% | 49.9487 | 9.9897 | 9.9897 | 9.9897 | 1045.4258 | 210.1174 | 210.7501 | 315.7089 | 0.7348% | 0.90967 | 19.0393 | 0.04479% | 0.37687 | 11.9103
7 | 20 | 9 | 25.7533 | 25.8867 | 25.9567 | 37.81 | 54.31% | 60.5271 | 12.1054 | 12.1054 | 12.1054 | 1558.7749 | 313.369 | 314.2164 | 457.706 | 0.9709% | 1.202 | 30.9557 | 0.5095% | 4.287 | 162.0899
7 | 20 | 10 | 31.12 | 31.3067 | 31.4033 | 51.8333 | 54.31% | 60.5172 | 12.1034 | 12.1034 | 12.1034 | 1883.2961 | 378.9185 | 380.0885 | 627.3619 | 1.309% | 1.6205 | 50.4308 | 1.768% | 14.8748 | 771.0121
7 | 20 | 11 | 31.1267 | 31.3133 | 31.4067 | 48.7767 | 57.54% | 64.1212 | 12.8242 | 12.8242 | 12.8242 | 1995.88 | 401.5699 | 402.7668 | 625.5239 | 2.129% | 2.6357 | 82.0418 | 3.515% | 29.5764 | 1442.6371
7 | 20 | 12 | 29.83 | 30.0233 | 30.1 | 46.7567 | 61.53% | 68.568 | 13.7136 | 13.7136 | 13.7136 | 2045.383 | 411.7279 | 412.7793 | 641.2021 | 2.774% | 3.4343 | 102.4461 | 6.268% | 52.7422 | 2466.0476
7 | 20 | 13 | 31.4567 | 31.6533 | 31.7167 | 51.5367 | 59.94% | 66.7941 | 13.3588 | 13.3588 | 13.3588 | 2101.1197 | 422.8512 | 423.6972 | 688.4691 | 3.164% | 3.9174 | 123.2283 | 8.657% | 72.8482 | 3754.3522
7 | 20 | 14 | 28.4433 | 28.6367 | 28.69 | 37.1133 | 54.12% | 60.3146 | 12.0629 | 12.0629 | 12.0629 | 1715.5474 | 345.4416 | 346.085 | 447.6949 | 3.986% | 4.9347 | 140.3598 | 10.33% | 86.9442 | 3226.788
7 | 20 | 15 | 29.42 | 29.61 | 29.6567 | 32.9633 | 44.16% | 49.2054 | 9.8411 | 9.8411 | 9.8411 | 1447.6225 | 291.3943 | 291.8536 | 324.3947 | 3.099% | 3.8368 | 112.8796 | 10.16% | 85.5086 | 2818.6469
7 | 20 | 16 | 39.4533 | 39.66 | 39.68 | 43.1833 | 32.08% | 35.7533 | 7.1507 | 7.1507 | 7.1507 | 1410.5857 | 283.5949 | 283.738 | 308.7891 | 2.997% | 3.711 | 146.4096 | 9.553% | 80.3818 | 3471.156
7 | 20 | 17 | 36.03 | 36.2133 | 36.2333 | 36.5267 | 19.55% | 21.784 | 4.3568 | 4.3568 | 4.3568 | 784.8776 | 157.7743 | 157.8614 | 159.1394 | 2.261% | 2.7993 | 100.8571 | 6.456% | 54.3235 | 1984.2565
7 | 20 | 18 | 31.5567 | 31.7067 | 31.7267 | 34.4467 | 7.172% | 7.9927 | 1.5985 | 1.5985 | 1.5985 | 252.2223 | 50.6842 | 50.7162 | 55.0642 | 3.438% | 4.256 | 134.304 | 6.309% | 53.0898 | 1828.7677
7 | 20 | 19 | 35.6033 | 35.77 | 35.8 | 45.6167 | 0.05877% | 0.065493 | 0.013099 | 0.013099 | 0.013099 | 2.3318 | 0.46854 | 0.46893 | 0.59752 | 16.3% | 20.1799 | 718.4713 | 8.75% | 73.6279 | 3358.6586
7 | 20 | 20 | 25.8467 | 25.9833 | 26.04 | 31.4233 | 0% | 0 | 0 | 0 | 0 | 0 | 0 | 0 | 0 | 29.85% | 36.9543 | 955.1445 | 14.47% | 121.7533 | 3825.8942
7 | 20 | 21 | 25.0867 | 25.22 | 25.2333 | 34.1733 | 0% | 0 | 0 | 0 | 0 | 0 | 0 | 0 | 0 | 25.92% | 32.0892 | 805.0098 | 19.59% | 164.8119 | 5632.1721
7 | 20 | 22 | 22.89 | 23.0333 | 23.0933 | 27.43 | 0% | 0 | 0 | 0 | 0 | 0 | 0 | 0 | 0 | 21.82% | 27.0132 | 618.3318 | 23.54% | 198.0845 | 5433.4576
7 | 20 | 23 | 22.3733 | 22.5133 | 22.59 | 28.0633 | 0% | 0 | 0 | 0 | 0 | 0 | 0 | 0 | 0 | 20.72% | 25.6513 | 573.9058 | 30.04% | 252.8046 | 7094.541
7 | 21 | 0 | 22 | 22.1467 | 22.2267 | 27.9733 | 0% | 0 | 0 | 0 | 0 | 0 | 0 | 0 | 0 | 11.65% | 14.4212 | 317.2656 | 27.88% | 234.6225 | 6563.1739
7 | 21 | 1 | 22.79 | 22.9833 | 23.02 | 26.4267 | 0% | 0 | 0 | 0 | 0 | 0 | 0 | 0 | 0 | 12.5% | 15.4776 | 352.734 | 32.3% | 271.8223 | 7183.3582
7 | 21 | 2 | 21.6667 | 21.8167 | 21.88 | 24.7467 | 0% | 0 | 0 | 0 | 0 | 0 | 0 | 0 | 0 | 15.31% | 18.9554 | 410.7014 | 43.28% | 364.1633 | 9011.8288
7 | 21 | 3 | 19.48 | 19.6067 | 19.6867 | 23.64 | 0% | 0 | 0 | 0 | 0 | 0 | 0 | 0 | 0 | 10.32% | 12.7787 | 248.9293 | 57.67% | 485.2428 | 11471.1405
7 | 21 | 4 | 20.14 | 20.2933 | 20.33 | 22.48 | 0% | 0 | 0 | 0 | 0 | 0 | 0 | 0 | 0 | 4.833% | 5.9832 | 120.5014 | 68.63% | 577.527 | 12982.8072
7 | 21 | 5 | 19.8767 | 20.0067 | 20.0633 | 22.22 | 1.424% | 1.5867 | 0.31733 | 0.31733 | 0.31733 | 31.5378 | 6.3488 | 6.3668 | 7.0512 | 4.007% | 4.961 | 98.6078 | 76.66% | 645.1014 | 14334.1522
7 | 21 | 6 | 18.0667 | 18.1733 | 18.2433 | 22.05 | 7.061% | 7.8685 | 1.5737 | 1.5737 | 1.5737 | 142.1573 | 28.5993 | 28.7095 | 34.7 | 3.119% | 3.861 | 69.7559 | 84.9% | 714.3915 | 15752.3332
7 | 21 | 7 | 19.5467 | 19.66 | 19.7433 | 23.71 | 17.08% | 19.0364 | 3.8073 | 3.8073 | 3.8073 | 372.0975 | 74.851 | 75.1683 | 90.2704 | 1.023% | 1.2667 | 24.7596 | 88.91% | 748.1208 | 17737.9436
7 | 21 | 8 | 21.59 | 21.71 | 21.8 | 26.1767 | 17.95% | 20.0008 | 4.0002 | 4.0002 | 4.0002 | 431.8183 | 86.8437 | 87.2037 | 104.7111 | 0.7681% | 0.95097 | 20.5314 | 85.4% | 718.565 | 18809.6356
7 | 21 | 9 | 24.8367 | 25 | 25.0933 | 28.48 | 34.07% | 37.9702 | 7.594 | 7.594 | 7.594 | 943.0523 | 189.8508 | 190.5596 | 216.2781 | 2.835% | 3.5096 | 87.166 | 77.25% | 650.0379 | 18513.0805
7 | 21 | 10 | 26.2733 | 26.6267 | 26.7667 | 30.8933 | 53.43% | 59.5447 | 11.9089 | 11.9089 | 11.9089 | 1564.4381 | 317.0954 | 318.7627 | 367.9069 | 5.357% | 6.6324 | 174.254 | 67.16% | 565.0861 | 17457.3945
7 | 21 | 11 | 28.7667 | 28.9733 | 29.06 | 38.3567 | 53.2% | 59.2821 | 11.8564 | 11.8564 | 11.8564 | 1705.349 | 343.5201 | 344.5477 | 454.7729 | 13.58% | 16.8163 | 483.7485 | 54.28% | 456.717 | 17518.1408
7 | 21 | 12 | 29.1767 | 29.44 | 29.5533 | 39.8267 | 45.74% | 50.9712 | 10.1942 | 10.1942 | 10.1942 | 1487.1709 | 300.1187 | 301.274 | 406.0029 | 25.5% | 31.5669 | 921.0174 | 44.97% | 378.4351 | 15071.8072
7 | 21 | 13 | 29.71 | 29.9067 | 29.9867 | 42.0467 | 37.34% | 41.61 | 8.322 | 8.322 | 8.322 | 1236.233 | 248.8833 | 249.549 | 349.9123 | 7.852% | 9.7215 | 288.8258 | 41.36% | 348.0575 | 14634.6595
7 | 21 | 14 | 27.97 | 28.1467 | 28.2033 | 35.8767 | 38.29% | 42.6647 | 8.5329 | 8.5329 | 8.5329 | 1193.3314 | 240.1738 | 240.6573 | 306.1334 | 8.512% | 10.5386 | 294.7652 | 40.15% | 337.8435 | 12120.697
7 | 21 | 15 | 27.1367 | 27.31 | 27.37 | 37.1833 | 30.24% | 33.6939 | 6.7388 | 6.7388 | 6.7388 | 914.341 | 184.0363 | 184.4406 | 250.5706 | 7.279% | 9.0116 | 244.5445 | 34.34% | 288.9284 | 10743.3208
7 | 21 | 16 | 28.0133 | 28.1867 | 28.2467 | 34.2267 | 22.63% | 25.2138 | 5.0428 | 5.0428 | 5.0428 | 706.3215 | 142.1384 | 142.4409 | 172.5966 | 11.43% | 14.1528 | 396.4667 | 20.39% | 171.5893 | 5872.9293
7 | 21 | 17 | 28.9133 | 29.0833 | 29.1367 | 33.0633 | 8.638% | 9.6263 | 1.9253 | 1.9253 | 1.9253 | 278.3287 | 55.993 | 56.0957 | 63.6556 | 19.52% | 24.1682 | 698.7818 | 10.79% | 90.7592 | 3000.8013
7 | 21 | 18 | 32.7267 | 33.6033 | 34.0367 | 38.2833 | 2.623% | 2.9225 | 0.5845 | 0.5845 | 0.5845 | 95.6435 | 19.6411 | 19.8944 | 22.3766 | 12.73% | 15.7652 | 515.9424 | 6.206% | 52.2221 | 1999.2371
7 | 21 | 19 | 28.3133 | 28.46 | 28.51 | 32.3733 | 0.4075% | 0.45413 | 0.090826 | 0.090826 | 0.090826 | 12.8579 | 2.5849 | 2.5894 | 2.9403 | 22.45% | 27.7964 | 787.0097 | 3.957% | 33.2941 | 1077.8402
7 | 21 | 20 | 26.5 | 26.6533 | 26.7133 | 30.66 | 0% | 0 | 0 | 0 | 0 | 0 | 0 | 0 | 0 | 38.52% | 47.6946 | 1263.9062 | 4.283% | 36.0403 | 1104.9961
7 | 21 | 21 | 25.1467 | 25.3133 | 25.37 | 29.6933 | 0% | 0 | 0 | 0 | 0 | 0 | 0 | 0 | 0 | 36.56% | 45.2652 | 1138.2699 | 4.667% | 39.2701 | 1166.0593
7 | 21 | 22 | 22.86 | 23 | 23.0733 | 28.1267 | 0% | 0 | 0 | 0 | 0 | 0 | 0 | 0 | 0 | 26.35% | 32.6288 | 745.8935 | 4.346% | 36.5672 | 1028.5124
7 | 21 | 23 | 20.5367 | 20.66 | 20.7433 | 25.3333 | 0% | 0 | 0 | 0 | 0 | 0 | 0 | 0 | 0 | 16.9% | 20.9249 | 429.7268 | 5.588% | 47.0212 | 1191.2036
7 | 22 | 0 | 20.8367 | 20.9733 | 21.0633 | 25.07 | 0% | 0 | 0 | 0 | 0 | 0 | 0 | 0 | 0 | 11.15% | 13.8037 | 287.6238 | 5.003% | 42.0959 | 1055.3439
7 | 22 | 1 | 16.97 | 17.0967 | 17.1867 | 20.4933 | 0% | 0 | 0 | 0 | 0 | 0 | 0 | 0 | 0 | 9.104% | 11.271 | 191.2688 | 3.922% | 32.9982 | 676.243
7 | 22 | 2 | 18.4567 | 18.5933 | 18.69 | 20.9267 | 0% | 0 | 0 | 0 | 0 | 0 | 0 | 0 | 0 | 6.554% | 8.1137 | 149.7512 | 3.76% | 31.6359 | 662.0335
7 | 22 | 3 | 15.5767 | 15.7 | 15.7867 | 18.01 | 0% | 0 | 0 | 0 | 0 | 0 | 0 | 0 | 0 | 7.935% | 9.8234 | 153.0161 | 3.524% | 29.6535 | 534.0591
7 | 22 | 4 | 16.15 | 16.28 | 16.37 | 17.5767 | 0% | 0 | 0 | 0 | 0 | 0 | 0 | 0 | 0 | 7.583% | 9.3876 | 151.6101 | 2.011% | 16.9186 | 297.3722
7 | 22 | 5 | 15.94 | 16.0867 | 16.1733 | 17.4467 | 2.162% | 2.4097 | 0.48193 | 0.48193 | 0.48193 | 38.4101 | 7.7527 | 7.7945 | 8.4081 | 4.462% | 5.5239 | 88.0506 | 1.05% | 8.8382 | 154.1963
7 | 22 | 6 | 17.98 | 18.6767 | 18.8567 | 20.8867 | 6.428% | 7.1629 | 1.4326 | 1.4326 | 1.4326 | 128.7887 | 26.7558 | 27.0136 | 29.9218 | 2.676% | 3.3127 | 59.5617 | 1.055% | 8.8802 | 185.4776
7 | 22 | 7 | 21.3567 | 22.4 | 22.6533 | 24.24 | 10.93% | 12.1806 | 2.4361 | 2.4361 | 2.4361 | 260.1361 | 54.5689 | 55.186 | 59.0513 | 0.7331% | 0.90756 | 19.3825 | 0.6626% | 5.5752 | 135.1419
7 | 22 | 8 | 22.5333 | 22.75 | 22.85 | 24.61 | 12.92% | 14.3962 | 2.8792 | 2.8792 | 2.8792 | 324.3947 | 65.5028 | 65.7907 | 70.8582 | 0.105% | 0.12995 | 2.9282 | 0.3264% | 2.7465 | 67.5906
7 | 22 | 9 | 23.9467 | 24.1667 | 24.29 | 38.12 | 14.74% | 16.424 | 3.2848 | 3.2848 | 3.2848 | 393.301 | 79.3829 | 79.788 | 125.2169 | 0.176% | 0.21788 | 5.2175 | 0.1675% | 1.4093 | 53.7215
7 | 22 | 10 | 24.3667 | 24.6 | 24.7233 | 38.1667 | 17.38% | 19.3638 | 3.8728 | 3.8728 | 3.8728 | 471.832 | 95.2701 | 95.7477 | 147.8106 | 0.4804% | 0.59472 | 14.4915 | 0.03675% | 0.30926 | 11.8034
7 | 22 | 11 | 27.25 | 27.5367 | 27.6733 | 37.9067 | 18.41% | 20.5118 | 4.1024 | 4.1024 | 4.1024 | 558.9472 | 112.9654 | 113.5261 | 155.507 | 1.178% | 1.4579 | 39.7268 | 0.07362% | 0.61949 | 23.4827
7 | 22 | 12 | 30.3833 | 30.7833 | 30.9433 | 42.6467 | 18.22% | 20.3011 | 4.0602 | 4.0602 | 4.0602 | 616.816 | 124.9873 | 125.6369 | 173.1551 | 2.789% | 3.4523 | 104.8929 | 1.553% | 13.0656 | 557.2061
7 | 22 | 13 | 30.67 | 31.03 | 31.17 | 46.8767 | 13.19% | 14.6934 | 2.9387 | 2.9387 | 2.9387 | 450.6467 | 91.1873 | 91.5987 | 137.7556 | 2.524% | 3.125 | 95.8444 | 4.732% | 39.818 | 1866.5355
7 | 22 | 14 | 19.9233 | 22.04 | 36.06 | 40.93 | 21.29% | 23.7303 | 4.7461 | 4.7461 | 4.7461 | 472.7861 | 104.603 | 171.1427 | 194.256 | 2.466% | 3.0531 | 60.8274 | 7.179% | 60.4086 | 2472.5248
7 | 22 | 15 | 48.8933 | 54.2167 | 58.0833 | 60.9167 | 21.87% | 24.3679 | 4.8736 | 4.8736 | 4.8736 | 1191.4282 | 264.2293 | 283.0738 | 296.8823 | 1.98% | 2.4516 | 119.865 | 9.691% | 81.5464 | 4967.5337
7 | 22 | 16 | 58.68 | 85.6167 | 79.21 | 80.0267 | 19.26% | 21.4609 | 4.2922 | 4.2922 | 4.2922 | 1259.3233 | 367.4815 | 339.9829 | 343.4882 | 2.001% | 2.4778 | 145.397 | 13.14% | 110.5977 | 8850.7641
7 | 22 | 17 | 42.29 | 114.93 | 175.0767 | 162.51 | 9.998% | 11.1419 | 2.2284 | 2.2284 | 2.2284 | 471.1921 | 256.1083 | 390.1383 | 362.1349 | 3.023% | 3.7432 | 158.2998 | 10.02% | 84.2827 | 13696.7803
7 | 22 | 18 | 24.9867 | 47.7533 | 38.2367 | 40.3 | 2.71% | 3.0201 | 0.60402 | 0.60402 | 0.60402 | 75.4626 | 28.8441 | 23.0958 | 24.3421 | 5.733% | 7.0971 | 177.3336 | 9.8% | 82.4605 | 3323.1583
7 | 22 | 19 | 22.16 | 37.2933 | 34.2867 | 57.21 | 0.06653% | 0.074144 | 0.014829 | 0.014829 | 0.014829 | 1.643 | 0.55301 | 0.50843 | 0.84835 | 12.61% | 15.6151 | 346.0312 | 8.752% | 73.6435 | 4213.1442
7 | 22 | 20 | 27.1933 | 30.8567 | 33.66 | 40.2233 | 0% | 0 | 0 | 0 | 0 | 0 | 0 | 0 | 0 | 17.31% | 21.4299 | 582.7491 | 6.703% | 56.4058 | 2268.8289
7 | 22 | 21 | 24.6167 | 24.7267 | 24.7733 | 33.0567 | 0% | 0 | 0 | 0 | 0 | 0 | 0 | 0 | 0 | 23.05% | 28.5312 | 702.3435 | 4.878% | 41.0448 | 1356.8033
7 | 22 | 22 | 21.4533 | 21.58 | 21.6333 | 26.0433 | 0% | 0 | 0 | 0 | 0 | 0 | 0 | 0 | 0 | 26.2% | 32.433 | 695.7954 | 3.017% | 25.384 | 661.0843
7 | 22 | 23 | 20.2933 | 20.4633 | 20.5367 | 30.4433 | 0% | 0 | 0 | 0 | 0 | 0 | 0 | 0 | 0 | 22.8% | 28.2249 | 572.7773 | 2.547% | 21.4353 | 652.562
7 | 23 | 0 | 24.05 | 24.18 | 24.25 | 27.7367 | 0% | 0 | 0 | 0 | 0 | 0 | 0 | 0 | 0 | 18.22% | 22.5532 | 542.405 | 1.063% | 8.9445 | 248.092
7 | 23 | 1 | 24.2633 | 24.41 | 24.4867 | 25.76 | 0% | 0 | 0 | 0 | 0 | 0 | 0 | 0 | 0 | 16.92% | 20.9487 | 508.2856 | 1.222% | 10.2847 | 264.9348
7 | 23 | 2 | 21.17 | 21.2933 | 21.3667 | 21.97 | 0% | 0 | 0 | 0 | 0 | 0 | 0 | 0 | 0 | 19.51% | 24.1581 | 511.4271 | 0.9078% | 7.6391 | 167.8309
7 | 23 | 3 | 21.0167 | 21.1333 | 21.2 | 21.4633 | 0% | 0 | 0 | 0 | 0 | 0 | 0 | 0 | 0 | 23.4% | 28.9665 | 608.7794 | 0.3981% | 3.35 | 71.9015
7 | 23 | 4 | 20.3567 | 20.47 | 20.5333 | 20.7867 | 0% | 0 | 0 | 0 | 0 | 0 | 0 | 0 | 0 | 29% | 35.9055 | 730.9153 | 1.759% | 14.7995 | 307.6314
7 | 23 | 5 | 22.1867 | 22.32 | 22.39 | 22.6567 | 1.208% | 1.3463 | 0.26926 | 0.26926 | 0.26926 | 29.8704 | 6.01 | 6.0288 | 6.1006 | 27.02% | 33.4475 | 742.0895 | 3.06% | 25.7522 | 583.4583
7 | 23 | 6 | 23.5667 | 23.7233 | 23.7967 | 24.2467 | 3.441% | 3.8345 | 0.76689 | 0.76689 | 0.76689 | 90.3654 | 18.1932 | 18.2495 | 18.5946 | 26.77% | 33.1437 | 781.0865 | 5.994% | 50.4375 | 1222.9423
7 | 23 | 7 | 24.0333 | 24.1633 | 24.22 | 25.11 | 14.44% | 16.0941 | 3.2188 | 3.2188 | 3.2188 | 386.7949 | 77.7774 | 77.9598 | 80.8246 | 22.05% | 27.3044 | 656.2151 | 12.11% | 101.9092 | 2558.9399
7 | 23 | 8 | 25.0733 | 25.2 | 25.2567 | 25.8167 | 22.77% | 25.375 | 5.075 | 5.075 | 5.075 | 636.2364 | 127.8901 | 128.1777 | 131.0197 | 22.66% | 28.0563 | 703.4649 | 19.16% | 161.2178 | 4162.1067
7 | 23 | 9 | 24.8 | 24.9367 | 25.0033 | 24.6333 | 21.43% | 23.886 | 4.7772 | 4.7772 | 4.7772 | 592.3721 | 119.1273 | 119.4458 | 117.6782 | 29.06% | 35.9727 | 892.1225 | 28.5% | 239.8012 | 5907.1036
7 | 23 | 10 | 26.9267 | 27.08 | 27.1433 | 29.2667 | 25.54% | 28.4662 | 5.6932 | 5.6932 | 5.6932 | 766.4997 | 154.1729 | 154.5335 | 166.6221 | 36.66% | 45.3904 | 1222.2114 | 39.26% | 330.3909 | 9669.4391
7 | 23 | 11 | 29.0633 | 29.24 | 29.31 | 30.6567 | 35.04% | 39.0459 | 7.8092 | 7.8092 | 7.8092 | 1134.803 | 228.3402 | 228.8869 | 239.4032 | 47.39% | 58.6679 | 1705.0847 | 57.77% | 486.129 | 14903.0951
7 | 23 | 12 | 35.1867 | 35.34 | 35.3967 | 37.4667 | 38.71% | 43.1398 | 8.628 | 8.628 | 8.628 | 1517.9467 | 304.9123 | 305.4012 | 323.2611 | 43.23% | 53.5168 | 1883.0764 | 56.61% | 476.3372 | 17846.767
7 | 23 | 13 | 40.5833 | 40.7333 | 40.79 | 41.8167 | 47.55% | 52.9867 | 10.5973 | 10.5973 | 10.5973 | 2150.3774 | 431.6651 | 432.2656 | 443.1455 | 44.39% | 54.9527 | 2230.1638 | 67.95% | 571.7692 | 23909.481
7 | 23 | 14 | 60.2167 | 66.32 | 62.94 | 64.0733 | 49.85% | 55.5515 | 11.1103 | 11.1103 | 11.1103 | 3345.1238 | 736.8346 | 699.2818 | 711.8735 | 37.32% | 46.2033 | 2782.2096 | 85.86% | 722.438 | 46289.0082
7 | 23 | 15 | 28.3433 | 77.9633 | 49.8933 | 50.56 | 48.14% | 53.6503 | 10.7301 | 10.7301 | 10.7301 | 1520.6282 | 836.5512 | 535.3584 | 542.5118 | 30.31% | 37.5195 | 1063.4276 | 94.04% | 791.2961 | 40007.9313
7 | 23 | 16 | 32.3633 | 63.1367 | 46.1433 | 46.3333 | 40.59% | 45.2344 | 9.0469 | 9.0469 | 9.0469 | 1463.9354 | 571.1896 | 417.453 | 419.1719 | 32.02% | 39.6457 | 1283.0657 | 93.26% | 784.7095 | 36358.2049
7 | 23 | 17 | 50.3533 | 94.9 | 70.14 | 70.1333 | 28.68% | 31.9559 | 6.3912 | 6.3912 | 6.3912 | 1609.0853 | 606.5227 | 448.2771 | 448.2345 | 31.45% | 38.9412 | 1960.8183 | 92.64% | 779.5095 | 54669.598
7 | 23 | 18 | 32.2533 | 59.7033 | 44.2967 | 44 | 10.33% | 11.512 | 2.3024 | 2.3024 | 2.3024 | 371.3012 | 137.4613 | 101.9889 | 101.3058 | 30.57% | 37.8455 | 1220.6436 | 93.55% | 787.1792 | 34635.8856
7 | 23 | 19 | 28.7 | 46.19 | 36.31 | 38.5933 | 0.8261% | 0.92062 | 0.18412 | 0.18412 | 0.18412 | 26.4217 | 8.5047 | 6.6855 | 7.1059 | 47.08% | 58.2882 | 1672.8705 | 91.73% | 771.9035 | 29790.3286
7 | 23 | 20 | 26.9633 | 44.77 | 34.64 | 35.61 | 0% | 0 | 0 | 0 | 0 | 0 | 0 | 0 | 0 | 51.17% | 63.3552 | 1708.2667 | 85.97% | 723.4292 | 25761.3142
7 | 23 | 21 | 25.8367 | 42.0467 | 32.9 | 33.9833 | 0% | 0 | 0 | 0 | 0 | 0 | 0 | 0 | 0 | 54.12% | 66.9981 | 1731.0064 | 76.79% | 646.1813 | 21959.396
7 | 23 | 22 | 28.0233 | 28.1933 | 28.2967 | 29.1833 | 0% | 0 | 0 | 0 | 0 | 0 | 0 | 0 | 0 | 52.97% | 65.5843 | 1837.8919 | 59.21% | 498.2446 | 14540.4379
7 | 23 | 23 | 26.29 | 26.4567 | 26.5733 | 27.36 | 0% | 0 | 0 | 0 | 0 | 0 | 0 | 0 | 0 | 46.74% | 57.8666 | 1521.3119 | 45.69% | 384.4519 | 10518.6035
7 | 24 | 0 | 23.6567 | 23.8233 | 23.9433 | 24.69 | 0% | 0 | 0 | 0 | 0 | 0 | 0 | 0 | 0 | 43.06% | 53.3106 | 1261.1508 | 35.69% | 300.3388 | 7415.3641
7 | 24 | 1 | 20.58 | 20.7333 | 20.83 | 21.5933 | 0% | 0 | 0 | 0 | 0 | 0 | 0 | 0 | 0 | 39.44% | 48.8234 | 1004.7851 | 28.39% | 238.8616 | 5157.8177
7 | 24 | 2 | 20.6767 | 20.8133 | 20.9033 | 21.1533 | 0% | 0 | 0 | 0 | 0 | 0 | 0 | 0 | 0 | 34.87% | 43.1758 | 892.7323 | 27.06% | 227.7341 | 4817.3359
7 | 24 | 3 | 19.69 | 19.79 | 19.8667 | 20.0767 | 0% | 0 | 0 | 0 | 0 | 0 | 0 | 0 | 0 | 37.85% | 46.8625 | 922.7224 | 19.94% | 167.7778 | 3368.4189
7 | 24 | 4 | 19.2233 | 19.3033 | 19.37 | 19.5733 | 0% | 0 | 0 | 0 | 0 | 0 | 0 | 0 | 0 | 31.4% | 38.8747 | 747.3013 | 16.38% | 137.7944 | 2697.096
7 | 24 | 5 | 20.1067 | 20.2067 | 20.2833 | 20.5 | 5.077% | 5.6572 | 1.1314 | 1.1314 | 1.1314 | 113.7465 | 22.8625 | 22.9492 | 23.1943 | 26.19% | 32.426 | 651.9791 | 14.37% | 120.9232 | 2478.9261
7 | 24 | 6 | 21.7 | 21.8233 | 21.91 | 22.3133 | 23.25% | 25.9082 | 5.1816 | 5.1816 | 5.1816 | 562.2088 | 113.0808 | 113.5299 | 115.6198 | 20.87% | 25.8408 | 560.7455 | 11.31% | 95.1457 | 2123.0181
7 | 24 | 7 | 24.5067 | 24.67 | 24.7467 | 25.0967 | 40.07% | 44.6505 | 8.9301 | 8.9301 | 8.9301 | 1094.235 | 220.3056 | 220.9902 | 224.1157 | 15.63% | 19.3491 | 474.1826 | 7.171% | 60.3407 | 1514.3516
7 | 24 | 8 | 27.8633 | 28.04 | 28.1133 | 28.7367 | 55.27% | 61.5948 | 12.319 | 12.319 | 12.319 | 1716.2359 | 345.4235 | 346.3269 | 354.0057 | 13.67% | 16.9281 | 471.6726 | 5.474% | 46.0634 | 1323.7098
7 | 24 | 9 | 27.9333 | 28.1367 | 28.2 | 29.3567 | 63.41% | 70.6662 | 14.1332 | 14.1332 | 14.1332 | 1973.9439 | 397.6625 | 398.5576 | 414.9051 | 14.03% | 17.3655 | 485.0754 | 3.917% | 32.9562 | 967.4834
7 | 24 | 10 | 28.2133 | 28.38 | 28.4167 | 29.4833 | 66.19% | 73.7624 | 14.7525 | 14.7525 | 14.7525 | 2081.0821 | 418.6752 | 419.2161 | 434.9521 | 13.32% | 16.4908 | 465.2611 | 4.273% | 35.9593 | 1060.1999
7 | 24 | 11 | 29.1567 | 29.35 | 29.3967 | 30.58 | 66.85% | 74.4927 | 14.8985 | 14.8985 | 14.8985 | 2171.9581 | 437.272 | 437.9673 | 455.5972 | 18.23% | 22.566 | 657.9499 | 4.885% | 41.1048 | 1256.9847
7 | 24 | 12 | 29.8 | 30.0133 | 30.0533 | 32.59 | 63.88% | 71.1877 | 14.2375 | 14.2375 | 14.2375 | 2121.3942 | 427.3162 | 427.8857 | 464.0016 | 22.44% | 27.7784 | 827.7967 | 6.823% | 57.409 | 1870.958
7 | 24 | 13 | 31.63 | 31.8067 | 31.8367 | 32.8967 | 57.94% | 64.5661 | 12.9132 | 12.9132 | 12.9132 | 2042.2253 | 410.7264 | 411.1138 | 424.8018 | 25.37% | 31.411 | 993.5302 | 8.266% | 69.552 | 2288.0293
7 | 24 | 14 | 29.63 | 29.8233 | 29.8333 | 30.1533 | 53.96% | 60.1372 | 12.0274 | 12.0274 | 12.0274 | 1781.8665 | 358.6986 | 358.8189 | 362.6677 | 29.47% | 36.4795 | 1080.8888 | 12.09% | 101.7567 | 3068.3045
7 | 24 | 15 | 40.7533 | 40.9633 | 40.94 | 41.39 | 47.55% | 52.9935 | 10.5987 | 10.5987 | 10.5987 | 2159.6621 | 434.1581 | 433.9108 | 438.6803 | 33.68% | 41.6979 | 1699.3302 | 22.07% | 185.6798 | 7685.2882
7 | 24 | 16 | 51 | 51.2567 | 51.2267 | 51.7767 | 39.54% | 44.066 | 8.8132 | 8.8132 | 8.8132 | 2247.3661 | 451.7353 | 451.4709 | 456.3181 | 25.77% | 31.905 | 1627.1553 | 35.41% | 297.999 | 15429.3942
7 | 24 | 17 | 41.1967 | 41.3967 | 41.3767 | 41.7633 | 25.79% | 28.7362 | 5.7472 | 5.7472 | 5.7472 | 1183.8356 | 237.9166 | 237.8016 | 240.0239 | 17.64% | 21.8352 | 899.5362 | 36.88% | 310.3198 | 12959.9901
7 | 24 | 18 | 39.5033 | 39.6833 | 39.66 | 39.8233 | 9.728% | 10.8404 | 2.1681 | 2.1681 | 2.1681 | 428.2323 | 86.0367 | 85.9861 | 86.3402 | 19.44% | 24.0726 | 950.9472 | 44.43% | 373.89 | 14889.5465
7 | 24 | 19 | 39.2867 | 39.47 | 39.46 | 39.73 | 0.9908% | 1.1041 | 0.22082 | 0.22082 | 0.22082 | 43.3773 | 8.7159 | 8.7137 | 8.7733 | 34.68% | 42.9396 | 1686.9547 | 39.46% | 332.0021 | 13190.443
7 | 24 | 20 | 38.0267 | 38.18 | 38.1867 | 38.5167 | 0% | 0 | 0 | 0 | 0 | 0 | 0 | 0 | 0 | 31.87% | 39.4549 | 1500.3369 | 31.47% | 264.793 | 10198.9427
7 | 24 | 21 | 31.0667 | 31.2633 | 31.3133 | 31.6667 | 0% | 0 | 0 | 0 | 0 | 0 | 0 | 0 | 0 | 19.35% | 23.9521 | 744.112 | 32.03% | 269.533 | 8535.2116
7 | 24 | 22 | 26.0833 | 26.24 | 26.3 | 30.1267 | 0% | 0 | 0 | 0 | 0 | 0 | 0 | 0 | 0 | 15.22% | 18.8421 | 491.4656 | 30.2% | 254.0957 | 7655.056
7 | 24 | 23 | 24.4167 | 24.6367 | 24.72 | 31.45 | 0% | 0 | 0 | 0 | 0 | 0 | 0 | 0 | 0 | 13.14% | 16.2661 | 397.1645 | 25.82% | 217.2715 | 6833.189
7 | 25 | 0 | 22.5367 | 22.6767 | 22.7533 | 28.8067 | 0% | 0 | 0 | 0 | 0 | 0 | 0 | 0 | 0 | 21.32% | 26.3891 | 594.7232 | 23.59% | 198.4606 | 5716.9871
7 | 25 | 1 | 20.1633 | 20.2833 | 20.3433 | 21.37 | 0% | 0 | 0 | 0 | 0 | 0 | 0 | 0 | 0 | 32.76% | 40.5525 | 817.6745 | 20.8% | 175.0354 | 3740.5068
7 | 25 | 2 | 19.7133 | 19.8367 | 19.88 | 20.0967 | 0% | 0 | 0 | 0 | 0 | 0 | 0 | 0 | 0 | 45.53% | 56.3636 | 1111.115 | 17.03% | 143.2798 | 2879.4455
7 | 25 | 3 | 17.4833 | 17.57 | 17.6167 | 17.8167 | 0% | 0 | 0 | 0 | 0 | 0 | 0 | 0 | 0 | 52.35% | 64.8111 | 1133.1142 | 12.59% | 105.9596 | 1887.8476
7 | 25 | 4 | 18.85 | 18.9267 | 18.9833 | 19.2033 | 0% | 0 | 0 | 0 | 0 | 0 | 0 | 0 | 0 | 53.27% | 65.9541 | 1243.2353 | 8.756% | 73.6806 | 1414.9135
7 | 25 | 5 | 18.1567 | 18.2433 | 18.3 | 18.56 | 3.452% | 3.8468 | 0.76936 | 0.76936 | 0.76936 | 69.8454 | 14.0358 | 14.0793 | 14.2794 | 51.64% | 63.933 | 1160.8102 | 4.653% | 39.1529 | 726.677
7 | 25 | 6 | 18.29 | 18.3833 | 18.4367 | 19.81 | 18.94% | 21.105 | 4.221 | 4.221 | 4.221 | 386.0099 | 77.5959 | 77.8211 | 83.6179 | 42.16% | 52.1968 | 954.6786 | 3.813% | 32.0869 | 635.6407
7 | 25 | 7 | 22.52 | 22.65 | 22.7067 | 27.5333 | 39.84% | 44.3941 | 8.8788 | 8.8788 | 8.8788 | 999.7549 | 201.1052 | 201.6084 | 244.4634 | 33.64% | 41.6499 | 937.9547 | 4.66% | 39.2131 | 1079.6673
7 | 25 | 8 | 23.8533 | 23.98 | 24.0333 | 27.59 | 55.79% | 62.1712 | 12.4342 | 12.4342 | 12.4342 | 1482.9915 | 298.1733 | 298.8365 | 343.0609 | 30.62% | 37.9122 | 904.3313 | 6.176% | 51.9665 | 1433.756
7 | 25 | 9 | 25.8833 | 26.01 | 26.06 | 26.9467 | 61.46% | 68.4889 | 13.6978 | 13.6978 | 13.6978 | 1772.721 | 356.2793 | 356.9641 | 369.1095 | 34.71% | 42.9713 | 1112.2402 | 6.08% | 51.1634 | 1378.683
7 | 25 | 10 | 31.1733 | 31.32 | 31.36 | 68.3167 | 63.38% | 70.6329 | 14.1266 | 14.1266 | 14.1266 | 2201.8624 | 442.4444 | 443.0095 | 965.0806 | 37.65% | 46.6106 | 1453.0078 | 6.554% | 55.1475 | 3767.4942
7 | 25 | 11 | 29.0767 | 29.2567 | 29.3067 | 26.5067 | 58.79% | 65.5188 | 13.1038 | 13.1038 | 13.1038 | 1905.0692 | 383.3725 | 384.0277 | 347.3372 | 38.76% | 47.9809 | 1395.1258 | 8.911% | 74.9786 | 1987.4316
7 | 25 | 12 | 30.55 | 30.74 | 30.7933 | 32.0633 | 52.81% | 58.8465 | 11.7693 | 11.7693 | 11.7693 | 1797.7614 | 361.7884 | 362.4161 | 377.3632 | 42.94% | 53.1584 | 1623.9905 | 12.75% | 107.2553 | 3438.9613
7 | 25 | 13 | 34.2933 | 34.4733 | 34.51 | 35.75 | 49.95% | 55.6602 | 11.132 | 11.132 | 11.132 | 1908.774 | 383.7586 | 384.1667 | 397.9705 | 45.31% | 56.0943 | 1923.6605 | 18.16% | 152.807 | 5462.85
7 | 25 | 14 | 38.1633 | 38.46 | 38.5167 | 39.18 | 48.55% | 54.1007 | 10.8201 | 10.8201 | 10.8201 | 2064.6638 | 416.1427 | 416.7559 | 423.9332 | 41.51% | 51.3969 | 1961.4786 | 29.28% | 246.3457 | 9651.825
7 | 25 | 15 | 40.7433 | 40.97 | 40.9967 | 41.66 | 40.56% | 45.2029 | 9.0406 | 9.0406 | 9.0406 | 1841.7156 | 370.3923 | 370.6334 | 376.6303 | 42.94% | 53.1675 | 2166.2229 | 38.12% | 320.7249 | 13361.3981
7 | 25 | 16 | 36.37 | 36.55 | 36.5833 | 36.9167 | 34.67% | 38.6381 | 7.7276 | 7.7276 | 7.7276 | 1405.2668 | 282.4443 | 282.7019 | 285.2778 | 37.02% | 45.8312 | 1666.8815 | 43.73% | 367.9586 | 13583.8054
7 | 25 | 17 | 41.0367 | 41.2167 | 41.2333 | 41.5133 | 23.16% | 25.8051 | 5.161 | 5.161 | 5.161 | 1058.9535 | 212.7197 | 212.8057 | 214.2508 | 37.53% | 46.4579 | 1906.4794 | 55.27% | 465.0366 | 19305.2196
7 | 25 | 18 | 38.6367 | 38.81 | 38.8167 | 39.05 | 5.341% | 5.9519 | 1.1904 | 1.1904 | 1.1904 | 229.9607 | 46.1985 | 46.2064 | 46.4842 | 42.78% | 52.9598 | 2046.1892 | 61.77% | 519.794 | 20297.9538
7 | 25 | 19 | 36.05 | 36.2 | 36.2133 | 36.5067 | 0.8206% | 0.91444 | 0.18289 | 0.18289 | 0.18289 | 32.9655 | 6.6205 | 6.623 | 6.6766 | 54.56% | 67.5452 | 2435.0056 | 67.8% | 570.5438 | 20828.6514
7 | 25 | 20 | 33.6033 | 33.73 | 33.76 | 34.1033 | 0% | 0 | 0 | 0 | 0 | 0 | 0 | 0 | 0 | 51.67% | 63.964 | 2149.402 | 73.01% | 614.3521 | 20951.4546
7 | 25 | 21 | 28.2367 | 28.3567 | 28.4033 | 29.6767 | 0% | 0 | 0 | 0 | 0 | 0 | 0 | 0 | 0 | 52.82% | 65.3933 | 1846.4881 | 72.88% | 613.2709 | 18199.8352
7 | 25 | 22 | 27.0867 | 27.29 | 27.37 | 29.9867 | 0% | 0 | 0 | 0 | 0 | 0 | 0 | 0 | 0 | 58.64% | 72.5967 | 1966.4025 | 71.75% | 603.7514 | 18104.4933
7 | 25 | 23 | 22.9233 | 23.0667 | 23.1433 | 29.7533 | 0% | 0 | 0 | 0 | 0 | 0 | 0 | 0 | 0 | 61.83% | 76.5472 | 1754.7166 | 72.97% | 613.9707 | 18267.675
7 | 26 | 0 | 21.2433 | 21.38 | 21.4467 | 22.7367 | 0% | 0 | 0 | 0 | 0 | 0 | 0 | 0 | 0 | 67.65% | 83.7531 | 1779.1961 | 68.69% | 577.9745 | 13141.2134
7 | 26 | 1 | 19.0833 | 19.2433 | 19.27 | 20.0667 | 0% | 0 | 0 | 0 | 0 | 0 | 0 | 0 | 0 | 66.67% | 82.5375 | 1575.0906 | 57.51% | 483.9543 | 9711.3506
7 | 26 | 2 | 18.72 | 18.8433 | 18.8867 | 19.1333 | 0% | 0 | 0 | 0 | 0 | 0 | 0 | 0 | 0 | 67.65% | 83.7557 | 1567.9072 | 54.79% | 461.0164 | 8820.78
7 | 26 | 3 | 17.3733 | 17.4833 | 17.52 | 17.6833 | 0% | 0 | 0 | 0 | 0 | 0 | 0 | 0 | 0 | 68.51% | 84.8176 | 1473.5651 | 56.15% | 472.4391 | 8354.2979
7 | 26 | 4 | 16.6467 | 16.7233 | 16.7767 | 16.95 | 0% | 0 | 0 | 0 | 0 | 0 | 0 | 0 | 0 | 67.39% | 83.4281 | 1388.8002 | 24.26% | 204.1621 | 3460.5469
7 | 26 | 5 | 17.9667 | 18.0533 | 18.1133 | 18.31 | 3.853% | 4.2941 | 0.85883 | 0.85883 | 0.85883 | 77.1515 | 15.5047 | 15.5563 | 15.7252 | 69.18% | 85.6488 | 1538.8242 | 27.41% | 230.6133 | 4222.5302
7 | 26 | 6 | 17.8333 | 17.9367 | 17.9967 | 18.3333 | 20.32% | 22.6404 | 4.5281 | 4.5281 | 4.5281 | 403.7531 | 81.2185 | 81.4902 | 83.0147 | 53.41% | 66.1238 | 1179.2075 | 35.88% | 301.8921 | 5534.6883
7 | 26 | 7 | 20.1033 | 20.2267 | 20.2933 | 20.8933 | 40.65% | 45.2949 | 9.059 | 9.059 | 9.059 | 910.5791 | 183.2331 | 183.837 | 189.2724 | 37.98% | 47.0261 | 945.3807 | 52.13% | 438.6152 | 9164.1335
7 | 26 | 8 | 21.2467 | 21.3767 | 21.44 | 22.4967 | 56.25% | 62.6804 | 12.5361 | 12.5361 | 12.5361 | 1331.7489 | 267.9795 | 268.7734 | 282.0199 | 35.38% | 43.8053 | 930.7168 | 56.03% | 471.4719 | 10606.5455
7 | 26 | 9 | 21.8833 | 22.0267 | 22.0867 | 23.52 | 61.12% | 68.1145 | 13.6229 | 13.6229 | 13.6229 | 1490.5717 | 300.067 | 300.8843 | 320.4105 | 33.57% | 41.5639 | 909.5557 | 46.59% | 392.0305 | 9220.5572
7 | 26 | 10 | 23.4267 | 23.6 | 23.6633 | 23.45 | 61.2% | 68.1966 | 13.6393 | 13.6393 | 13.6393 | 1597.6202 | 321.8882 | 322.752 | 319.8423 | 39.82% | 49.3012 | 1154.9624 | 20.12% | 169.3396 | 3971.013
7 | 26 | 11 | 25.9967 | 26.1967 | 26.2567 | 29.9867 | 56.05% | 62.4573 | 12.4915 | 12.4915 | 12.4915 | 1623.6821 | 327.2347 | 327.9842 | 374.5774 | 43.37% | 53.6926 | 1395.8293 | 50.06% | 421.273 | 12632.5731
7 | 26 | 12 | 27.7567 | 27.9633 | 28.0067 | 31.04 | 49.54% | 55.211 | 11.0422 | 11.0422 | 11.0422 | 1532.4739 | 308.7768 | 309.2553 | 342.75 | 43.97% | 54.4427 | 1511.1475 | 77.99% | 656.288 | 20371.1796
7 | 26 | 13 | 30.36 | 30.5767 | 30.62 | 35.4267 | 46.17% | 51.4476 | 10.2895 | 10.2895 | 10.2895 | 1561.9496 | 314.6193 | 315.0652 | 364.5235 | 49.86% | 61.7344 | 1874.2557 | 69.71% | 586.5964 | 20781.1542
7 | 26 | 14 | 30.2167 | 30.44 | 30.4667 | 31.7667 | 45.41% | 50.6011 | 10.1202 | 10.1202 | 10.1202 | 1528.9978 | 308.0598 | 308.3296 | 321.4859 | 40.59% | 50.2488 | 1518.3511 | 70.36% | 592.0349 | 18806.9759
7 | 26 | 15 | 29.8767 | 30.0833 | 30.1 | 31.29 | 38.85% | 43.298 | 8.6596 | 8.6596 | 8.6596 | 1293.5999 | 260.5096 | 260.654 | 270.9589 | 36.05% | 44.6305 | 1333.4097 | 72.33% | 608.6466 | 19044.5521
7 | 26 | 16 | 29.65 | 29.8533 | 29.87 | 41.6233 | 27.53% | 30.6763 | 6.1353 | 6.1353 | 6.1353 | 909.552 | 183.1579 | 183.2602 | 255.3699 | 38.9% | 48.1609 | 1427.97 | 83.82% | 705.3498 | 29359.0115
7 | 26 | 17 | 30.2467 | 30.4467 | 30.46 | 35.7767 | 17.66% | 19.6851 | 3.937 | 3.937 | 3.937 | 595.4093 | 119.8693 | 119.9218 | 140.8536 | 23.68% | 29.314 | 886.6496 | 82.34% | 692.8623 | 24788.3049
7 | 26 | 18 | 36.27 | 36.48 | 36.48 | 36.93 | 5.314% | 5.9222 | 1.1844 | 1.1844 | 1.1844 | 214.7989 | 43.2085 | 43.2085 | 43.7415 | 24.56% | 30.4088 | 1102.9257 | 86.03% | 723.8724 | 26732.6082
7 | 26 | 19 | 31.8733 | 32.0267 | 32.0367 | 36.4067 | 0.5644% | 0.62898 | 0.1258 | 0.1258 | 0.1258 | 20.0478 | 4.0289 | 4.0301 | 4.5798 | 31.43% | 38.908 | 1240.1284 | 66.13% | 556.475 | 20259.4009
7 | 26 | 20 | 31.0533 | 31.2067 | 31.2367 | 36.77 | 0% | 0 | 0 | 0 | 0 | 0 | 0 | 0 | 0 | 47.16% | 58.3926 | 1813.2837 | 40.16% | 337.8871 | 12424.1081
7 | 26 | 21 | 27.3633 | 27.5 | 27.5433 | 34.1433 | 0% | 0 | 0 | 0 | 0 | 0 | 0 | 0 | 0 | 39.51% | 48.9211 | 1338.6448 | 64.48% | 542.5864 | 18525.7087
7 | 26 | 22 | 23.33 | 23.4733 | 23.5267 | 29.1467 | 0% | 0 | 0 | 0 | 0 | 0 | 0 | 0 | 0 | 41.34% | 51.1797 | 1194.0226 | 41.23% | 346.9228 | 10111.6427
7 | 26 | 23 | 22.1533 | 22.29 | 22.36 | 24.6 | 0% | 0 | 0 | 0 | 0 | 0 | 0 | 0 | 0 | 53.82% | 66.6283 | 1476.0382 | 39.27% | 330.478 | 8129.758
7 | 27 | 0 | 25.2133 | 25.3533 | 25.4233 | 27.1767 | 0% | 0 | 0 | 0 | 0 | 0 | 0 | 0 | 0 | 50.25% | 62.2105 | 1568.5347 | 53.25% | 448.0636 | 12176.8746
7 | 27 | 1 | 22.6267 | 22.7533 | 22.8167 | 24.1167 | 0% | 0 | 0 | 0 | 0 | 0 | 0 | 0 | 0 | 56.77% | 70.2896 | 1590.4187 | 58.83% | 495.0198 | 11938.2269
7 | 27 | 2 | 21.7333 | 21.85 | 21.92 | 22.27 | 0% | 0 | 0 | 0 | 0 | 0 | 0 | 0 | 0 | 58.67% | 72.6424 | 1578.7609 | 53.87% | 453.2975 | 10094.9359
7 | 27 | 3 | 17.9833 | 18.0733 | 18.14 | 18.3167 | 0% | 0 | 0 | 0 | 0 | 0 | 0 | 0 | 0 | 62.15% | 76.9427 | 1383.6867 | 43.46% | 365.7191 | 6698.7547
7 | 27 | 4 | 19.7533 | 19.8433 | 19.9133 | 20.28 | 0% | 0 | 0 | 0 | 0 | 0 | 0 | 0 | 0 | 59.2% | 73.2926 | 1447.7736 | 26.84% | 225.8096 | 4579.4196
7 | 27 | 5 | 20.6133 | 20.7067 | 20.7767 | 21.0033 | 1.384% | 1.5428 | 0.30856 | 0.30856 | 0.30856 | 31.8023 | 6.3893 | 6.4109 | 6.4808 | 54.49% | 67.4662 | 1390.7038 | 19.11% | 160.7906 | 3377.1391
7 | 27 | 6 | 20.2533 | 20.3533 | 20.4233 | 22.2367 | 13.86% | 15.4429 | 3.0886 | 3.0886 | 3.0886 | 312.7696 | 62.8628 | 63.079 | 68.6796 | 39.27% | 48.6218 | 984.7539 | 17.69% | 148.8942 | 3310.9117
7 | 27 | 7 | 20.7033 | 20.8067 | 20.8733 | 23.2833 | 31.73% | 35.3597 | 7.0719 | 7.0719 | 7.0719 | 732.0635 | 147.1435 | 147.6149 | 164.6583 | 31.98% | 39.5973 | 819.7954 | 14.7% | 123.7194 | 2880.5996
7 | 27 | 8 | 23.7967 | 23.92 | 23.9833 | 31.4333 | 42.56% | 47.4297 | 9.4859 | 9.4859 | 9.4859 | 1128.6676 | 226.9034 | 227.5042 | 298.1744 | 49.22% | 60.9313 | 1449.9629 | 12.4% | 104.343 | 3279.8491
7 | 27 | 9 | 26.45 | 26.6033 | 26.6633 | 30.0867 | 51.57% | 57.4644 | 11.4929 | 11.4929 | 11.4929 | 1519.9325 | 305.7487 | 306.4383 | 345.7822 | 56.39% | 69.8179 | 1846.6836 | 11.51% | 96.889 | 2915.0656
7 | 27 | 10 | 30.1867 | 30.38 | 30.4533 | 32.31 | 54.44% | 60.6674 | 12.1335 | 12.1335 | 12.1335 | 1831.3456 | 368.6149 | 369.5047 | 392.0325 | 56.22% | 69.602 | 2101.0522 | 10.62% | 89.339 | 2886.5447
7 | 27 | 11 | 31.4067 | 31.6033 | 31.6567 | 34.3067 | 54.9% | 61.179 | 12.2358 | 12.2358 | 12.2358 | 1921.4272 | 386.6918 | 387.3444 | 419.7692 | 53.23% | 65.9 | 2069.6993 | 16.16% | 135.9897 | 4665.353
7 | 27 | 12 | 47.32 | 47.62 | 47.64 | 60.7133 | 57.26% | 63.8135 | 12.7627 | 12.7627 | 12.7627 | 3019.6562 | 607.76 | 608.0153 | 774.8664 | 58.03% | 71.8465 | 3399.7748 | 28.2% | 237.2631 | 14405.0358
7 | 27 | 13 | 36.0967 | 36.3733 | 36.41 | 37.8167 | 54.33% | 60.5438 | 12.1088 | 12.1088 | 12.1088 | 2185.4292 | 440.4359 | 440.8799 | 457.9129 | 59.85% | 74.1033 | 2674.8819 | 38.09% | 320.5402 | 12121.7611
7 | 27 | 14 | 33.51 | 35.94 | 53.7067 | 55.58 | 51.55% | 57.4502 | 11.49 | 11.49 | 11.49 | 1925.1547 | 412.9517 | 617.0913 | 638.6159 | 59.64% | 73.8363 | 2474.2546 | 40.56% | 341.272 | 18967.8997
7 | 27 | 15 | 40.5867 | 41.4967 | 47.57 | 50.04 | 41.77% | 46.548 | 9.3096 | 9.3096 | 9.3096 | 1889.2265 | 386.317 | 442.8573 | 465.852 | 56.91% | 70.4523 | 2859.4228 | 41.85% | 352.1626 | 17622.2141
7 | 27 | 16 | 44.51 | 51.1167 | 57.0967 | 59.58 | 24.46% | 27.2533 | 5.4507 | 5.4507 | 5.4507 | 1213.0456 | 278.6199 | 311.2148 | 324.7507 | 47.53% | 58.8389 | 2618.9185 | 41.85% | 352.1171 | 20979.1368
7 | 27 | 17 | 74.8 | 76.6867 | 81.2633 | 81.6267 | 8.904% | 9.9223 | 1.9845 | 1.9845 | 1.9845 | 742.1854 | 152.1811 | 161.2633 | 161.9843 | 31.69% | 39.2304 | 2934.4338 | 47.53% | 399.9172 | 32643.909
7 | 27 | 18 | 48.2367 | 49.3633 | 50.4533 | 48.0367 | 2.693% | 3.001 | 0.60019 | 0.60019 | 0.60019 | 144.7564 | 29.6275 | 30.2817 | 28.8312 | 24.6% | 30.4577 | 1469.1794 | 46.06% | 387.5551 | 18616.855
7 | 27 | 19 | 30 | 31.8033 | 33.6333 | 34.3567 | 0.1791% | 0.19957 | 0.039914 | 0.039914 | 0.039914 | 5.9871 | 1.2694 | 1.3424 | 1.3713 | 33.4% | 41.3476 | 1240.4271 | 55.36% | 465.8472 | 16004.9582
7 | 27 | 20 | 24.9067 | 29.31 | 32.6567 | 37.46 | 0% | 0 | 0 | 0 | 0 | 0 | 0 | 0 | 0 | 32.49% | 40.219 | 1001.7213 | 65.12% | 547.9912 | 20527.7494
7 | 27 | 21 | 24.33 | 28.2767 | 31.3133 | 34.7067 | 0% | 0 | 0 | 0 | 0 | 0 | 0 | 0 | 0 | 26.44% | 32.7325 | 796.3828 | 58.42% | 491.5483 | 17060.0043
7 | 27 | 22 | 25.05 | 26.1567 | 27.0133 | 26.8633 | 0% | 0 | 0 | 0 | 0 | 0 | 0 | 0 | 0 | 27.48% | 34.0192 | 852.1799 | 53.1% | 446.8384 | 12003.5696
7 | 27 | 23 | 26.3433 | 26.4733 | 26.5867 | 30.4567 | 0% | 0 | 0 | 0 | 0 | 0 | 0 | 0 | 0 | 32.34% | 40.0368 | 1054.7017 | 46.69% | 392.8979 | 11966.3618
7 | 28 | 0 | 25.38 | 25.51 | 25.6233 | 24.8167 | 0% | 0 | 0 | 0 | 0 | 0 | 0 | 0 | 0 | 40.05% | 49.5777 | 1258.2814 | 35.38% | 297.735 | 7388.7902
7 | 28 | 1 | 23.8367 | 23.9567 | 24.0667 | 25.0733 | 0% | 0 | 0 | 0 | 0 | 0 | 0 | 0 | 0 | 47.2% | 58.432 | 1392.8241 | 29.3% | 246.5638 | 6182.1773
7 | 28 | 2 | 21.0233 | 21.13 | 21.2233 | 21.5933 | 0% | 0 | 0 | 0 | 0 | 0 | 0 | 0 | 0 | 53.39% | 66.0937 | 1389.5109 | 20.38% | 171.468 | 3702.5654
7 | 28 | 3 | 20.38 | 20.4867 | 20.5633 | 20.7667 | 0% | 0 | 0 | 0 | 0 | 0 | 0 | 0 | 0 | 54.67% | 67.6785 | 1379.2872 | 12.31% | 103.6061 | 2151.5536
7 | 28 | 4 | 18.8867 | 18.9867 | 19.0567 | 19.2267 | 0% | 0 | 0 | 0 | 0 | 0 | 0 | 0 | 0 | 52.8% | 65.3744 | 1234.7039 | 6.983% | 58.7592 | 1129.7434
7 | 28 | 5 | 20.19 | 20.2867 | 20.37 | 20.5667 | 4.019% | 4.4789 | 0.89578 | 0.89578 | 0.89578 | 90.4288 | 18.1724 | 18.247 | 18.4232 | 50.36% | 62.3506 | 1258.859 | 3.642% | 30.6447 | 630.2599
7 | 28 | 6 | 21.0867 | 21.2067 | 21.2867 | 21.4867 | 18.03% | 20.0941 | 4.0188 | 4.0188 | 4.0188 | 423.7186 | 85.226 | 85.5475 | 86.3512 | 34.06% | 42.1711 | 889.2487 | 2.142% | 18.0208 | 387.2074
7 | 28 | 7 | 22.6867 | 22.7933 | 22.8967 | 23.1333 | 29.15% | 32.4798 | 6.496 | 6.496 | 6.496 | 736.8591 | 148.0647 | 148.736 | 150.2734 | 18.37% | 22.7389 | 515.869 | 2.064% | 17.3646 | 401.7007
7 | 28 | 8 | 24.13 | 24.25 | 24.3533 | 24.5967 | 35.04% | 39.0446 | 7.8089 | 7.8089 | 7.8089 | 942.1469 | 189.3664 | 190.1734 | 192.0735 | 15.79% | 19.5428 | 471.568 | 1.767% | 14.8666 | 365.6682
7 | 28 | 9 | 26.7867 | 26.9367 | 27.0367 | 27.1033 | 40.51% | 45.1392 | 9.0278 | 9.0278 | 9.0278 | 1209.1295 | 243.1801 | 244.0829 | 244.6847 | 18.61% | 23.0386 | 617.1282 | 4.131% | 34.7647 | 942.2389
7 | 28 | 10 | 29.1567 | 29.32 | 29.42 | 32.0067 | 48.71% | 54.2762 | 10.8552 | 10.8552 | 10.8552 | 1582.5128 | 318.2756 | 319.3611 | 347.44 | 21.04% | 26.0496 | 759.5183 | 5.574% | 46.9033 | 1501.2174
7 | 28 | 11 | 29.8333 | 30.01 | 30.0933 | 30.7833 | 50.8% | 56.6148 | 11.323 | 11.323 | 11.323 | 1689.0083 | 339.8021 | 340.7456 | 348.5585 | 26.38% | 32.6604 | 974.3673 | 9.798% | 82.4468 | 2537.9873
7 | 28 | 12 | 34.2467 | 34.45 | 34.5267 | 42.14 | 42.38% | 47.2239 | 9.4448 | 9.4448 | 9.4448 | 1617.2612 | 325.3727 | 326.0968 | 398.003 | 31.96% | 39.5688 | 1355.1004 | 16.36% | 137.6521 | 5800.6611
7 | 28 | 13 | 36.41 | 36.6833 | 36.6767 | 53.6133 | 37.12% | 41.361 | 8.2722 | 8.2722 | 8.2722 | 1505.9539 | 303.4519 | 303.3967 | 443.5002 | 31% | 38.3808 | 1397.4462 | 23.46% | 197.3791 | 10582.1502
7 | 28 | 14 | 48.2033 | 48.4267 | 48.4467 | 52.9233 | 27.89% | 31.0816 | 6.2163 | 6.2163 | 6.2163 | 1498.2371 | 301.0357 | 301.1601 | 328.9885 | 32.65% | 40.4241 | 1948.5759 | 33.41% | 281.1358 | 14878.6415
7 | 28 | 15 | 35.68 | 35.8667 | 35.9 | 38.9667 | 13.4% | 14.9307 | 2.9861 | 2.9861 | 2.9861 | 532.7261 | 107.1026 | 107.2022 | 116.3596 | 30.21% | 37.4072 | 1334.6875 | 44.11% | 371.1455 | 14462.3046
7 | 28 | 16 | 40.5767 | 40.79 | 40.8467 | 45.08 | 2.133% | 2.3769 | 0.47538 | 0.47538 | 0.47538 | 96.4475 | 19.3909 | 19.4178 | 21.4303 | 24.15% | 29.9041 | 1213.4089 | 49.55% | 416.9436 | 18795.8174
7 | 28 | 17 | 49.21 | 49.4367 | 49.48 | 52.4167 | 2.269% | 2.5289 | 0.50578 | 0.50578 | 0.50578 | 124.4479 | 25.0042 | 25.0261 | 26.5114 | 23.81% | 29.4828 | 1450.8486 | 50.36% | 423.7794 | 22213.1053
7 | 28 | 18 | 41.6933 | 41.8967 | 41.9167 | 43.3767 | 1.964% | 2.1891 | 0.43782 | 0.43782 | 0.43782 | 91.2704 | 18.3431 | 18.3519 | 18.9911 | 21.75% | 26.9233 | 1122.5229 | 45.56% | 383.3307 | 16627.6091
7 | 28 | 19 | 50.8267 | 51.1367 | 51.1733 | 54.0133 | 0.275% | 0.30646 | 0.061292 | 0.061292 | 0.061292 | 15.5763 | 3.1343 | 3.1365 | 3.3106 | 30.5% | 37.7648 | 1919.4587 | 45.95% | 386.6436 | 20883.9097
7 | 28 | 20 | 30.49 | 30.7033 | 30.7267 | 32.6633 | 0% | 0 | 0 | 0 | 0 | 0 | 0 | 0 | 0 | 44.38% | 54.9471 | 1675.3382 | 44.88% | 377.6066 | 12333.891
7 | 28 | 21 | 28.42 | 28.5733 | 28.6467 | 31.35 | 0% | 0 | 0 | 0 | 0 | 0 | 0 | 0 | 0 | 58.23% | 72.0882 | 2048.7458 | 42.93% | 361.2644 | 11325.6378
7 | 28 | 22 | 27.6 | 27.7667 | 27.8567 | 36.8333 | 0% | 0 | 0 | 0 | 0 | 0 | 0 | 0 | 0 | 62.2% | 77.0079 | 2125.4186 | 42.4% | 356.8005 | 13142.1503
7 | 28 | 23 | 26.6833 | 26.8533 | 26.94 | 33.31 | 0% | 0 | 0 | 0 | 0 | 0 | 0 | 0 | 0 | 38.91% | 48.1737 | 1285.435 | 42.99% | 361.7838 | 12051.0176
7 | 29 | 0 | 26.4067 | 26.6267 | 26.66 | 29.57 | 0% | 0 | 0 | 0 | 0 | 0 | 0 | 0 | 0 | 32.76% | 40.5587 | 1071.0206 | 41.96% | 353.0806 | 10440.5942
7 | 29 | 1 | 26.84 | 26.99 | 27.08 | 30.4833 | 0% | 0 | 0 | 0 | 0 | 0 | 0 | 0 | 0 | 29.04% | 35.959 | 965.1406 | 36.24% | 304.9612 | 9296.2353
7 | 29 | 2 | 22.9867 | 23.1 | 23.1967 | 23.58 | 0% | 0 | 0 | 0 | 0 | 0 | 0 | 0 | 0 | 23.99% | 29.696 | 682.6128 | 29.37% | 247.1494 | 5827.7824
7 | 29 | 3 | 21.06 | 21.1767 | 21.2433 | 21.47 | 0% | 0 | 0 | 0 | 0 | 0 | 0 | 0 | 0 | 28.24% | 34.9678 | 736.4208 | 29.31% | 246.6243 | 5295.0236
7 | 29 | 4 | 20.9867 | 21.0933 | 21.18 | 21.4067 | 0% | 0 | 0 | 0 | 0 | 0 | 0 | 0 | 0 | 37.06% | 45.8769 | 962.8039 | 24.53% | 206.3894 | 4418.1097
7 | 29 | 5 | 20.0733 | 20.17 | 20.2633 | 20.4833 | 5.919% | 6.5963 | 1.3193 | 1.3193 | 1.3193 | 132.4099 | 26.6095 | 26.7326 | 27.0229 | 39.86% | 49.3538 | 990.6944 | 20.4% | 171.6381 | 3515.7208
7 | 29 | 6 | 19.8533 | 19.96 | 20.05 | 20.2833 | 25.52% | 28.439 | 5.6878 | 5.6878 | 5.6878 | 564.6091 | 113.5285 | 114.0404 | 115.3676 | 27.8% | 34.4151 | 683.2553 | 14.59% | 122.7933 | 2490.657
7 | 29 | 7 | 1.9767 | 30.9167 | 36.4433 | 35.7333 | 45.09% | 50.2502 | 10.05 | 10.05 | 10.05 | 99.3279 | 310.7137 | 366.2569 | 359.1214 | 15.27% | 18.9058 | 37.3704 | 10.58% | 89.0188 | 3180.9393
7 | 29 | 8 | 23.4467 | 23.5767 | 23.68 | 24.2 | 58.21% | 64.8676 | 12.9735 | 12.9735 | 12.9735 | 1520.9291 | 305.8724 | 307.213 | 313.9592 | 19.22% | 23.7982 | 557.9884 | 12% | 100.9896 | 2443.9485
7 | 29 | 9 | 23.8767 | 24.0233 | 24.1233 | 26.1667 | 63.78% | 71.0777 | 14.2155 | 14.2155 | 14.2155 | 1697.0996 | 341.5049 | 342.9264 | 371.9735 | 21.63% | 26.7768 | 639.3401 | 18.73% | 157.6267 | 4124.5664
7 | 29 | 10 | 25.2067 | 25.3667 | 25.4633 | 26.82 | 66.08% | 73.6326 | 14.7265 | 14.7265 | 14.7265 | 1856.0327 | 373.5628 | 374.9863 | 394.9653 | 21.17% | 26.2034 | 660.4994 | 40.08% | 337.288 | 9046.0641
7 | 29 | 11 | 25.2967 | 25.47 | 25.5567 | 28.89 | 66.58% | 74.1955 | 14.8391 | 14.8391 | 14.8391 | 1876.8984 | 377.9518 | 379.2378 | 428.7015 | 19.1% | 23.6413 | 598.0453 | 60.67% | 510.473 | 14747.5657
7 | 29 | 12 | 28.7233 | 28.9733 | 29.08 | 29.6867 | 65.87% | 73.4046 | 14.6809 | 14.6809 | 14.6809 | 2108.4253 | 425.3553 | 426.9213 | 435.8277 | 20.67% | 25.5858 | 734.9094 | 84.45% | 710.626 | 21096.1157
7 | 29 | 13 | 32.2933 | 32.4933 | 32.5867 | 35.1367 | 62.74% | 69.9174 | 13.9835 | 13.9835 | 13.9835 | 2257.8659 | 454.3699 | 455.675 | 491.3329 | 16.78% | 20.778 | 670.9922 | 87.86% | 739.2662 | 25975.3504
7 | 29 | 14 | 37.0433 | 37.2567 | 37.35 | 38.6033 | 55.3% | 61.6251 | 12.325 | 12.325 | 12.325 | 2282.7975 | 459.1888 | 460.3392 | 475.7865 | 15.19% | 18.8042 | 696.5711 | 94.14% | 792.1263 | 30578.7171
7 | 29 | 15 | 38.1733 | 38.3933 | 38.4967 | 39.8467 | 42.42% | 47.2678 | 9.4536 | 9.4536 | 9.4536 | 1804.3683 | 362.9534 | 363.9303 | 376.6926 | 11.32% | 14.0186 | 535.1378 | 96.55% | 812.4142 | 32371.9968
7 | 29 | 16 | 43.8433 | 44.0833 | 44.1833 | 46.96 | 25.28% | 28.1764 | 5.6353 | 5.6353 | 5.6353 | 1235.348 | 248.4221 | 248.9856 | 264.6329 | 12.03% | 14.8958 | 653.0823 | 98.51% | 828.8794 | 38924.1747
7 | 29 | 17 | 43.1267 | 43.3533 | 43.4567 | 44.45 | 9.287% | 10.3492 | 2.0698 | 2.0698 | 2.0698 | 446.3269 | 89.7345 | 89.9484 | 92.0045 | 11.17% | 13.8327 | 596.559 | 99.69% | 838.8723 | 37287.8759
7 | 29 | 18 | 49.88 | 50.1367 | 50.26 | 51.7533 | 0.6714% | 0.74823 | 0.14965 | 0.14965 | 0.14965 | 37.3218 | 7.5028 | 7.5212 | 7.7447 | 5.456% | 6.7547 | 336.9242 | 93.78% | 789.1443 | 40840.8459
7 | 29 | 19 | 48.6633 | 48.9 | 49.0167 | 51.02 | 0.06321% | 0.070436 | 0.014087 | 0.014087 | 0.014087 | 3.4277 | 0.68887 | 0.69051 | 0.71873 | 4.249% | 5.2608 | 256.0093 | 82.24% | 692.0111 | 35306.4054
7 | 29 | 20 | 31.69 | 31.8567 | 31.95 | 34.4867 | 0% | 0 | 0 | 0 | 0 | 0 | 0 | 0 | 0 | 2.69% | 3.3299 | 105.5257 | 81.74% | 687.7886 | 23719.5372
7 | 29 | 21 | 30.9067 | 31.0833 | 31.18 | 38.6033 | 0% | 0 | 0 | 0 | 0 | 0 | 0 | 0 | 0 | 5.05% | 6.2522 | 193.2361 | 75.01% | 631.207 | 24366.6953
7 | 29 | 22 | 28.26 | 28.43 | 28.53 | 36.6 | 0% | 0 | 0 | 0 | 0 | 0 | 0 | 0 | 0 | 6.251% | 7.7387 | 218.6953 | 81.01% | 681.6455 | 24948.2267
7 | 29 | 23 | 25.4967 | 25.6533 | 25.7533 | 33.1967 | 0% | 0 | 0 | 0 | 0 | 0 | 0 | 0 | 0 | 8.292% | 10.2659 | 261.747 | 81.09% | 682.304 | 22650.2188
7 | 30 | 0 | 24.5167 | 24.66 | 24.7733 | 28.2 | 0% | 0 | 0 | 0 | 0 | 0 | 0 | 0 | 0 | 11.11% | 13.7599 | 337.3457 | 85.16% | 716.5975 | 20208.0485
7 | 30 | 1 | 23.88 | 24.0233 | 24.1233 | 26.0267 | 0% | 0 | 0 | 0 | 0 | 0 | 0 | 0 | 0 | 8.316% | 10.2957 | 245.8611 | 80.94% | 681.0585 | 17725.6822
7 | 30 | 2 | 22.67 | 22.7933 | 22.89 | 23.5967 | 0% | 0 | 0 | 0 | 0 | 0 | 0 | 0 | 0 | 9.776% | 12.1028 | 274.3707 | 76.19% | 641.1382 | 15128.7248
7 | 30 | 3 | 22.1133 | 22.23 | 22.3167 | 22.5667 | 0% | 0 | 0 | 0 | 0 | 0 | 0 | 0 | 0 | 11.08% | 13.7237 | 303.4777 | 66.81% | 562.2164 | 12687.3497
7 | 30 | 4 | 21.9667 | 22.0667 | 22.1567 | 22.41 | 0% | 0 | 0 | 0 | 0 | 0 | 0 | 0 | 0 | 9.992% | 12.3704 | 271.7366 | 60.46% | 508.7434 | 11400.9399
7 | 30 | 5 | 21.59 | 21.69 | 21.7833 | 22.0367 | 2.346% | 2.6148 | 0.52296 | 0.52296 | 0.52296 | 56.4535 | 11.343 | 11.3918 | 11.5243 | 8.23% | 10.1896 | 219.9943 | 53.71% | 451.917 | 9958.7452
7 | 30 | 6 | 20.71 | 20.83 | 20.9333 | 22.1667 | 15.31% | 17.058 | 3.4116 | 3.4116 | 3.4116 | 353.2705 | 71.0635 | 71.416 | 75.6237 | 6.137% | 7.5973 | 157.3401 | 46.15% | 388.2922 | 8607.1443
7 | 30 | 7 | 22.0467 | 22.17 | 22.27 | 25.53 | 34.96% | 38.9575 | 7.7915 | 7.7915 | 7.7915 | 858.8832 | 172.7376 | 173.5167 | 198.917 | 3.766% | 4.663 | 102.8031 | 35.94% | 302.4573 | 7721.7351
7 | 30 | 8 | 23.68 | 23.8167 | 23.92 | 22.77 | 51.37% | 57.245 | 11.449 | 11.449 | 11.449 | 1355.5622 | 272.6771 | 273.8602 | 260.6938 | 5.278% | 6.534 | 154.7251 | 25.71% | 216.3267 | 4925.7595
7 | 30 | 9 | 25.24 | 25.4033 | 25.5033 | 31.46 | 55.55% | 61.9012 | 12.3802 | 12.3802 | 12.3802 | 1562.3873 | 314.4996 | 315.7376 | 389.4826 | 7.499% | 9.2842 | 234.3344 | 20.57% | 173.096 | 5445.6015
7 | 30 | 10 | 27.2167 | 27.39 | 27.4933 | 43.4667 | 58.98% | 65.7271 | 13.1454 | 13.1454 | 13.1454 | 1788.8712 | 360.0528 | 361.4111 | 571.3872 | 11.63% | 14.3927 | 391.7201 | 18.87% | 158.7912 | 6902.1233
7 | 30 | 11 | 29.4833 | 29.6767 | 29.7767 | 41.6033 | 59.02% | 65.774 | 13.1548 | 13.1548 | 13.1548 | 1939.237 | 390.3907 | 391.7061 | 547.2836 | 14.03% | 17.3722 | 512.191 | 19.56% | 164.6253 | 6848.9608
7 | 30 | 12 | 32.3167 | 32.5333 | 32.6333 | 44.7033 | 58.96% | 65.7085 | 13.1417 | 13.1417 | 13.1417 | 2123.4802 | 427.5434 | 428.8576 | 587.4779 | 14.15% | 17.515 | 566.0263 | 22.38% | 188.3271 | 8418.8475
7 | 30 | 13 | 34.0167 | 34.23 | 34.3067 | 55.8167 | 58.82% | 65.5466 | 13.1093 | 13.1093 | 13.1093 | 2229.678 | 448.7323 | 449.7373 | 731.7189 | 16.37% | 20.2644 | 689.326 | 22.96% | 193.1862 | 10783.0081
7 | 30 | 14 | 30.6067 | 30.83 | 30.9233 | 49.7767 | 55.23% | 61.5423 | 12.3085 | 12.3085 | 12.3085 | 1883.6035 | 379.4696 | 380.6184 | 612.6737 | 17.03% | 21.0897 | 645.4862 | 22.96% | 193.175 | 9615.6064
7 | 30 | 15 | 32.65 | 32.8767 | 32.9667 | 40.7933 | 48.91% | 54.5091 | 10.9018 | 10.9018 | 10.9018 | 1779.723 | 358.4157 | 359.3968 | 444.7218 | 13.89% | 17.1908 | 561.2804 | 28.66% | 241.1261 | 9836.338
7 | 30 | 16 | 41.42 | 51.1633 | 46.6267 | 64.9767 | 41.62% | 46.375 | 9.275 | 9.275 | 9.275 | 1920.8507 | 474.5395 | 432.4619 | 602.658 | 13.18% | 16.3181 | 675.8963 | 40.49% | 340.7446 | 22140.4481
7 | 30 | 17 | 39.4333 | 45.78 | 44.9633 | 52.4233 | 27% | 30.0893 | 6.0179 | 6.0179 | 6.0179 | 1186.5222 | 275.4978 | 270.5832 | 315.4765 | 12.33% | 15.2685 | 602.0887 | 41.74% | 351.2199 | 18412.1188
7 | 30 | 18 | 32.2967 | 32.4733 | 32.5633 | 39.6767 | 6.635% | 7.3934 | 1.4787 | 1.4787 | 1.4787 | 238.7806 | 48.0173 | 48.1504 | 58.6687 | 13.88% | 17.1827 | 554.9454 | 49.9% | 419.8644 | 16658.8193
7 | 30 | 19 | 29.87 | 30.03 | 30.11 | 58.1333 | 0% | 0 | 0 | 0 | 0 | 0 | 0 | 0 | 0 | 11.43% | 14.1491 | 422.6342 | 59.2% | 498.1391 | 28958.4869
7 | 30 | 20 | 28.1867 | 28.3333 | 28.4133 | 55.76 | 0% | 0 | 0 | 0 | 0 | 0 | 0 | 0 | 0 | 7.375% | 9.1301 | 257.3471 | 60.53% | 509.3688 | 28402.403
7 | 30 | 21 | 25.9867 | 26.1267 | 26.2033 | 35.1133 | 0% | 0 | 0 | 0 | 0 | 0 | 0 | 0 | 0 | 8.363% | 10.3541 | 269.0685 | 60.36% | 507.9162 | 17834.6321
7 | 30 | 22 | 22.97 | 23.1167 | 23.2033 | 28.5167 | 0% | 0 | 0 | 0 | 0 | 0 | 0 | 0 | 0 | 7.297% | 9.0337 | 207.5045 | 62.62% | 526.8922 | 15025.2097
7 | 30 | 23 | 22.5933 | 22.7367 | 22.8333 | 28.1067 | 0% | 0 | 0 | 0 | 0 | 0 | 0 | 0 | 0 | 7.534% | 9.3273 | 210.7351 | 57.2% | 481.273 | 13526.9786
7 | 31 | 0 | 22.1967 | 22.3167 | 22.4067 | 25.84 | 0% | 0 | 0 | 0 | 0 | 0 | 0 | 0 | 0 | 10.24% | 12.6734 | 281.3066 | 48.06% | 404.4408 | 10450.7494
7 | 31 | 1 | 19.47 | 19.58 | 19.66 | 22.7967 | 0% | 0 | 0 | 0 | 0 | 0 | 0 | 0 | 0 | 11.64% | 14.4117 | 280.5957 | 44.02% | 370.3745 | 8443.304
7 | 31 | 2 | 18.7033 | 18.8033 | 18.8833 | 19.16 | 0% | 0 | 0 | 0 | 0 | 0 | 0 | 0 | 0 | 12.18% | 15.0771 | 281.9929 | 43.2% | 363.5266 | 6965.17
7 | 31 | 3 | 19.33 | 19.4267 | 19.5033 | 19.71 | 0% | 0 | 0 | 0 | 0 | 0 | 0 | 0 | 0 | 11.5% | 14.2379 | 275.2193 | 42.07% | 353.9905 | 6977.1524
7 | 31 | 4 | 18.6467 | 18.7267 | 18.8067 | 19.01 | 0% | 0 | 0 | 0 | 0 | 0 | 0 | 0 | 0 | 10.35% | 12.8124 | 238.9082 | 43.43% | 365.4438 | 6947.0865
7 | 31 | 5 | 18.9333 | 19.0233 | 19.1067 | 19.3133 | 6.221% | 6.9324 | 1.3865 | 1.3865 | 1.3865 | 131.2539 | 26.3756 | 26.4911 | 26.7776 | 8.977% | 11.1143 | 210.4308 | 45.8% | 385.4101 | 7443.5529
7 | 31 | 6 | 19.23 | 19.3367 | 19.4233 | 19.6733 | 25.32% | 28.2116 | 5.6423 | 5.6423 | 5.6423 | 542.5097 | 109.1038 | 109.5928 | 111.0034 | 6.13% | 7.5891 | 145.9375 | 49.76% | 418.6732 | 8236.697
7 | 31 | 7 | 21.6367 | 21.7533 | 21.84 | 22.6733 | 43.89% | 48.9138 | 9.7828 | 9.7828 | 9.7828 | 1058.3307 | 212.8075 | 213.6553 | 221.8076 | 2.62% | 3.2435 | 70.1792 | 46.43% | 390.7058 | 8858.6032
7 | 31 | 8 | 23.3033 | 23.4367 | 23.5333 | 25.1633 | 54.66% | 60.9127 | 12.1825 | 12.1825 | 12.1825 | 1419.468 | 285.5179 | 286.6956 | 306.5531 | 1.074% | 1.3298 | 30.9892 | 59.68% | 502.2127 | 12637.3443
7 | 31 | 9 | 25.48 | 25.6167 | 25.7067 | 27.5367 | 59.62% | 66.4419 | 13.2884 | 13.2884 | 13.2884 | 1692.9401 | 340.4041 | 341.6 | 365.9178 | 0.4484% | 0.55512 | 14.1444 | 71.1% | 598.2825 | 16474.7049
7 | 31 | 10 | 28.1 | 28.2567 | 28.35 | 28.92 | 61.21% | 68.2158 | 13.6432 | 13.6432 | 13.6432 | 1916.8641 | 385.5102 | 386.7836 | 394.5602 | 0.6238% | 0.77225 | 21.7003 | 82.41% | 693.4201 | 20053.71
7 | 31 | 11 | 29.6 | 29.7667 | 29.8567 | 30.3267 | 61.51% | 68.5408 | 13.7082 | 13.7082 | 13.7082 | 2028.8077 | 408.0462 | 409.28 | 415.7228 | 2.539% | 3.144 | 93.0612 | 88.87% | 747.8219 | 22678.9452
7 | 31 | 12 | 30.06 | 30.2433 | 30.3267 | 31.2833 | 62.02% | 69.1099 | 13.822 | 13.822 | 13.822 | 2077.4421 | 418.0225 | 419.1743 | 432.3973 | 4.996% | 6.1847 | 185.9124 | 91% | 765.7641 | 23955.6548
7 | 31 | 13 | 29.52 | 30.0767 | 35.5233 | 35.0833 | 61.41% | 68.4308 | 13.6862 | 13.6862 | 13.6862 | 2020.0778 | 411.6342 | 486.1782 | 480.1563 | 5.307% | 6.57 | 193.9466 | 97.55% | 820.8772 | 28799.1078
7 | 31 | 14 | 32.1067 | 34.1067 | 44.0467 | 42.9667 | 60.53% | 67.4558 | 13.4912 | 13.4912 | 13.4912 | 2165.7819 | 460.1387 | 594.2409 | 579.6704 | 7.813% | 9.6725 | 310.5504 | 98.12% | 825.6312 | 35474.6215
7 | 31 | 15 | 28.7433 | 29.58 | 38.51 | 37.6367 | 53.22% | 59.3062 | 11.8612 | 11.8612 | 11.8612 | 1704.6583 | 350.8556 | 456.7765 | 446.4177 | 9.889% | 12.2435 | 351.9185 | 95.75% | 805.7034 | 30323.9909
7 | 31 | 16 | 28.5867 | 30.4667 | 31.6267 | 31.85 | 39.39% | 43.8949 | 8.779 | 8.779 | 8.779 | 1254.8076 | 267.466 | 277.6496 | 279.6102 | 11.98% | 14.8376 | 424.1579 | 73.59% | 619.2159 | 19722.0261
7 | 31 | 17 | 30.3333 | 31.0167 | 31.2033 | 31.3867 | 20.03% | 22.3178 | 4.4636 | 4.4636 | 4.4636 | 676.9744 | 138.445 | 139.2782 | 140.0965 | 11.87% | 14.6903 | 445.6055 | 37.94% | 319.2521 | 10020.2595
7 | 31 | 18 | 27.6767 | 29.9233 | 30.9433 | 31.15 | 3.841% | 4.2806 | 0.85611 | 0.85611 | 0.85611 | 118.4715 | 25.6177 | 26.4909 | 26.6679 | 16.43% | 20.3369 | 562.8563 | 14.65% | 123.2314 | 3838.6588
7 | 31 | 19 | 28.9733 | 29.0667 | 29.1033 | 29.3433 | 0.02218% | 0.024715 | 0.0049429 | 0.0049429 | 0.0049429 | 0.71606 | 0.14367 | 0.14386 | 0.14504 | 35.54% | 43.9951 | 1274.6853 | 7.01% | 58.9884 | 1730.9172
7 | 31 | 20 | 28.42 | 28.5167 | 28.57 | 28.86 | 0% | 0 | 0 | 0 | 0 | 0 | 0 | 0 | 0 | 44.99% | 55.6972 | 1582.9152 | 2.299% | 19.3423 | 558.2191
7 | 31 | 21 | 25.1833 | 25.2767 | 25.3333 | 26.2067 | 0% | 0 | 0 | 0 | 0 | 0 | 0 | 0 | 0 | 44.02% | 54.4963 | 1372.3978 | 0.8897% | 7.4867 | 196.2012
7 | 31 | 22 | 22.44 | 22.5367 | 22.5933 | 23.7633 | 0% | 0 | 0 | 0 | 0 | 0 | 0 | 0 | 0 | 33.36% | 41.3038 | 926.8578 | 2.723% | 22.9131 | 544.4909
7 | 31 | 23 | 21.6633 | 21.77 | 21.8333 | 23.6833 | 0% | 0 | 0 | 0 | 0 | 0 | 0 | 0 | 0 | 21.32% | 26.3944 | 571.7907 | 5.409% | 45.5169 | 1077.9931
8 | 1 | 0 | 12.5 | 12.56 | 12.6 | 12.8067 | 0% | 0 | 0 | 0 | 0 | 0 | 0 | 0 | 0 | 16.28% | 20.1531 | 251.9135 | 8.518% | 71.6718 | 917.8771
8 | 1 | 1 | 19.17 | 19.2567 | 19.3467 | 19.5833 | 0% | 0 | 0 | 0 | 0 | 0 | 0 | 0 | 0 | 16.88% | 20.9034 | 400.7177 | 13.18% | 110.8694 | 2171.1922
8 | 1 | 2 | 19.6467 | 19.73 | 19.82 | 20.0667 | 0% | 0 | 0 | 0 | 0 | 0 | 0 | 0 | 0 | 16.17% | 20.0164 | 393.2564 | 13.36% | 112.4301 | 2256.0983
8 | 1 | 3 | 19.1 | 19.1867 | 19.27 | 19.4933 | 0% | 0 | 0 | 0 | 0 | 0 | 0 | 0 | 0 | 15.73% | 19.4763 | 371.9972 | 9.59% | 80.6982 | 1573.0778
8 | 1 | 4 | 18.6833 | 18.7567 | 18.8367 | 19.0633 | 0% | 0 | 0 | 0 | 0 | 0 | 0 | 0 | 0 | 19% | 23.5228 | 439.4841 | 7.556% | 63.5816 | 1212.0781
8 | 1 | 5 | 19.2867 | 19.3667 | 19.4533 | 19.69 | 3.537% | 3.9413 | 0.78827 | 0.78827 | 0.78827 | 76.0155 | 15.2662 | 15.3345 | 15.521 | 14.51% | 17.9658 | 346.5002 | 7.133% | 60.0209 | 1181.8109
8 | 1 | 6 | 20.2933 | 20.39 | 20.4767 | 20.75 | 19.16% | 21.3472 | 4.2694 | 4.2694 | 4.2694 | 433.2053 | 87.0538 | 87.4238 | 88.5908 | 8.835% | 10.9381 | 221.9712 | 5.153% | 43.3614 | 899.7485
8 | 1 | 7 | 21.7 | 21.8033 | 21.8933 | 23.4467 | 36.68% | 40.8803 | 8.1761 | 8.1761 | 8.1761 | 887.1025 | 178.2654 | 179.0012 | 191.7014 | 3.867% | 4.788 | 103.8997 | 1.938% | 16.3083 | 382.3764
8 | 1 | 8 | 22.0133 | 22.13 | 22.22 | 23.2133 | 52.58% | 58.5895 | 11.7179 | 11.7179 | 11.7179 | 1289.7501 | 259.3171 | 260.3717 | 272.0115 | 2.896% | 3.5857 | 78.933 | 0.3327% | 2.7993 | 64.9817
8 | 1 | 9 | 21.76 | 21.88 | 21.96 | 31.7733 | 60.52% | 67.4472 | 13.4894 | 13.4894 | 13.4894 | 1467.6507 | 295.1489 | 296.228 | 428.6044 | 3.067% | 3.7969 | 82.6202 | 0.0008446% | 0.0071073 | 0.22582
8 | 1 | 10 | 25.74 | 25.8833 | 25.99 | 28.6167 | 64.2% | 71.5436 | 14.3087 | 14.3087 | 14.3087 | 1841.5326 | 370.3574 | 371.8837 | 409.468 | 6.09% | 7.5398 | 194.0739 | 0% | 0 | 0
8 | 1 | 11 | 29.1133 | 29.2733 | 29.38 | 31.2933 | 64.52% | 71.9026 | 14.3805 | 14.3805 | 14.3805 | 2093.3242 | 420.9657 | 422.4996 | 450.0144 | 6.918% | 8.5654 | 249.3667 | 0.007471% | 0.062866 | 1.9673
8 | 1 | 12 | 29.8867 | 30.0533 | 30.15 | 30.9933 | 61.44% | 68.4685 | 13.6937 | 13.6937 | 13.6937 | 2046.2955 | 411.5414 | 412.8651 | 424.4135 | 10.26% | 12.7029 | 379.6462 | 0.2914% | 2.452 | 75.9952
8 | 1 | 13 | 31.3033 | 31.4667 | 31.56 | 36.5967 | 58.79% | 65.5139 | 13.1028 | 13.1028 | 13.1028 | 2050.8031 | 412.3007 | 413.5237 | 479.518 | 12.43% | 15.3852 | 481.6091 | 1.576% | 13.2632 | 485.3891
8 | 1 | 14 | 31.06 | 31.5967 | 31.7133 | 59.3767 | 54.27% | 60.4734 | 12.0947 | 12.0947 | 12.0947 | 1878.3026 | 382.1513 | 383.5624 | 718.1413 | 13.67% | 16.9187 | 525.4951 | 3.338% | 28.0876 | 1667.7506
8 | 1 | 15 | 34.6433 | 34.8267 | 34.9167 | 53.7667 | 49.42% | 55.0708 | 11.0142 | 11.0142 | 11.0142 | 1907.8348 | 383.5862 | 384.5775 | 592.1943 | 12.8% | 15.844 | 548.8879 | 4.515% | 37.9922 | 2042.7162
8 | 1 | 16 | 44.2733 | 44.4533 | 44.5567 | 48.9933 | 32.02% | 35.6878 | 7.1376 | 7.1376 | 7.1376 | 1580.0169 | 317.2881 | 318.0257 | 349.6926 | 12.65% | 15.6557 | 693.1293 | 5.217% | 43.8948 | 2150.5501
8 | 1 | 17 | 55.8533 | 56.07 | 56.1633 | 68.3567 | 18.58% | 20.6997 | 4.1399 | 4.1399 | 4.1399 | 1156.1446 | 232.1259 | 232.5123 | 282.9919 | 13.53% | 16.7557 | 935.8602 | 6.338% | 53.3279 | 3645.3142
8 | 1 | 18 | 64.88 | 65.1233 | 65.24 | 72.92 | 4.178% | 4.6562 | 0.93124 | 0.93124 | 0.93124 | 302.0954 | 60.6457 | 60.7543 | 67.9063 | 11.85% | 14.665 | 951.4656 | 7.693% | 64.735 | 4720.4754
8 | 1 | 19 | 42.3833 | 42.5333 | 42.5967 | 52.5967 | 0.001109% | 0.0012357 | 0.00024715 | 0.00024715 | 0.00024715 | 0.052374 | 0.010512 | 0.010528 | 0.012999 | 14.13% | 17.4924 | 741.3845 | 9.219% | 77.5737 | 4080.1175
8 | 1 | 20 | 30.93 | 31.05 | 31.1067 | 40.0833 | 0% | 0 | 0 | 0 | 0 | 0 | 0 | 0 | 0 | 17.13% | 21.2101 | 656.0295 | 10.85% | 91.3163 | 3660.2611
8 | 1 | 21 | 31.22 | 31.3467 | 31.4167 | 41.45 | 0% | 0 | 0 | 0 | 0 | 0 | 0 | 0 | 0 | 30.44% | 37.6863 | 1176.5663 | 10.11% | 85.0389 | 3524.8635
8 | 1 | 22 | 27.86 | 28.0033 | 28.0867 | 93.4467 | 0% | 0 | 0 | 0 | 0 | 0 | 0 | 0 | 0 | 46.62% | 57.7132 | 1607.8897 | 11.23% | 94.534 | 8833.8879
8 | 1 | 23 | 24.76 | 24.9 | 24.9833 | 33.98 | 0% | 0 | 0 | 0 | 0 | 0 | 0 | 0 | 0 | 51.26% | 63.4575 | 1571.2085 | 7.182% | 60.4327 | 2053.5048
8 | 2 | 0 | 24.03 | 24.1633 | 24.2567 | 61.1333 | 0% | 0 | 0 | 0 | 0 | 0 | 0 | 0 | 0 | 57.57% | 71.2781 | 1712.8122 | 6.748% | 56.785 | 3471.4568
8 | 2 | 1 | 22.7733 | 22.8933 | 22.99 | 26.3533 | 0% | 0 | 0 | 0 | 0 | 0 | 0 | 0 | 0 | 61.88% | 76.6077 | 1744.6126 | 4.741% | 39.8895 | 1051.2224
8 | 2 | 2 | 21.8567 | 21.9633 | 22.0633 | 24.1967 | 0% | 0 | 0 | 0 | 0 | 0 | 0 | 0 | 0 | 58.18% | 72.029 | 1574.3142 | 3.62% | 30.4619 | 737.077
8 | 2 | 3 | 20.4067 | 20.5167 | 20.6133 | 21.1267 | 0% | 0 | 0 | 0 | 0 | 0 | 0 | 0 | 0 | 51.26% | 63.4604 | 1295.0156 | 2.526% | 21.2537 | 449.019
8 | 2 | 4 | 20.6567 | 20.7633 | 20.8533 | 21.0967 | 0% | 0 | 0 | 0 | 0 | 0 | 0 | 0 | 0 | 52.35% | 64.8146 | 1338.8543 | 3.299% | 27.7612 | 585.668
8 | 2 | 5 | 20.7267 | 20.8467 | 20.92 | 21.33 | 5.353% | 5.9655 | 1.1931 | 1.1931 | 1.1931 | 123.6443 | 24.872 | 24.9595 | 25.4487 | 56.67% | 70.1641 | 1454.268 | 5.98% | 50.3194 | 1073.3137
8 | 2 | 6 | 20.2767 | 20.39 | 20.4733 | 22.3033 | 21.56% | 24.0299 | 4.806 | 4.806 | 4.806 | 487.247 | 97.9941 | 98.3946 | 107.1895 | 48.84% | 60.4694 | 1226.1182 | 9.633% | 81.054 | 1807.7738
8 | 2 | 7 | 23.8767 | 24.0033 | 24.0933 | 26.4933 | 40.91% | 45.5847 | 9.1169 | 9.1169 | 9.1169 | 1088.4109 | 218.837 | 219.6575 | 241.5382 | 29.72% | 36.7977 | 878.6058 | 15.55% | 130.8852 | 3467.5842
8 | 2 | 8 | 26.8167 | 26.9633 | 27.0467 | 30.5733 | 54.93% | 61.2129 | 12.2426 | 12.2426 | 12.2426 | 1641.5271 | 330.101 | 331.1212 | 374.2967 | 21.59% | 26.7258 | 716.6978 | 19.6% | 164.9201 | 5042.1573
8 | 2 | 9 | 27.0733 | 27.2233 | 27.3067 | 33.5667 | 59.78% | 66.6205 | 13.3241 | 13.3241 | 13.3241 | 1803.6385 | 362.7263 | 363.8367 | 447.2455 | 23.56% | 29.1687 | 789.695 | 27.89% | 234.7189 | 7878.7295
8 | 2 | 10 | 28.4 | 28.5433 | 28.6 | 30.72 | 61.36% | 68.3752 | 13.675 | 13.675 | 13.675 | 1941.856 | 390.3313 | 391.1062 | 420.0973 | 25.15% | 31.1338 | 884.2 | 35.13% | 295.6316 | 9081.8013
8 | 2 | 11 | 29.2333 | 29.3867 | 29.44 | 47.6867 | 61.84% | 68.9171 | 13.7834 | 13.7834 | 13.7834 | 2014.6759 | 405.0486 | 405.7838 | 657.2851 | 27.63% | 34.2106 | 1000.0889 | 41.04% | 345.3624 | 16469.1809
8 | 2 | 12 | 29.02 | 29.18 | 29.2267 | 40.2633 | 57.38% | 63.9396 | 12.7879 | 12.7879 | 12.7879 | 1855.5264 | 373.1513 | 373.7481 | 514.8841 | 40.04% | 49.5671 | 1438.4359 | 42.88% | 360.8211 | 14527.8589
8 | 2 | 13 | 30.8133 | 30.9833 | 31.0267 | 35.7333 | 58.89% | 65.622 | 13.1244 | 13.1244 | 13.1244 | 2022.033 | 406.6377 | 407.2065 | 468.9787 | 49.51% | 61.2949 | 1888.7007 | 29.78% | 250.5969 | 8954.6633
8 | 2 | 14 | 34.9233 | 35.12 | 35.17 | 84.1733 | 54.83% | 61.103 | 12.2206 | 12.2206 | 12.2206 | 2133.9191 | 429.1872 | 429.7982 | 1028.648 | 50.12% | 62.0509 | 2167.0248 | 22.43% | 188.7113 | 15884.4566
8 | 2 | 15 | 34.8633 | 35.06 | 35.1167 | 54.2367 | 47.34% | 52.7569 | 10.5514 | 10.5514 | 10.5514 | 1839.2802 | 369.9311 | 370.5291 | 572.2713 | 47.28% | 58.538 | 2040.8305 | 15.67% | 131.8764 | 7152.5352
8 | 2 | 16 | 45.1133 | 45.3633 | 45.4333 | 51.1067 | 36.3% | 40.4546 | 8.0909 | 8.0909 | 8.0909 | 1825.0415 | 367.031 | 367.5974 | 413.4999 | 40.83% | 50.5482 | 2280.396 | 6.724% | 56.58 | 2891.6141
8 | 2 | 17 | 50.3267 | 50.6033 | 50.73 | 64.3133 | 20.72% | 23.0883 | 4.6177 | 4.6177 | 4.6177 | 1161.9578 | 233.6691 | 234.254 | 296.9773 | 46.95% | 58.1229 | 2925.1315 | 11.68% | 98.3007 | 6322.0448
8 | 2 | 18 | 39.93 | 40.11 | 40.16 | 56.5867 | 4.709% | 5.2481 | 1.0496 | 1.0496 | 1.0496 | 209.5578 | 42.1005 | 42.153 | 59.3948 | 39.92% | 49.4268 | 1973.6103 | 18.71% | 157.4276 | 8908.3052
8 | 2 | 19 | 34.0733 | 72.8267 | 51.59 | 76.5733 | 0.01774% | 0.019772 | 0.0039543 | 0.0039543 | 0.0039543 | 0.67369 | 0.28798 | 0.204 | 0.3028 | 38.91% | 48.1706 | 1641.3323 | 19.68% | 165.6243 | 12682.4015
8 | 2 | 20 | 31.6433 | 31.7767 | 31.8467 | 36.27 | 0% | 0 | 0 | 0 | 0 | 0 | 0 | 0 | 0 | 32.5% | 40.2425 | 1273.4076 | 15.74% | 132.4691 | 4804.6535
8 | 2 | 21 | 32.4233 | 32.58 | 32.6633 | 39.12 | 0% | 0 | 0 | 0 | 0 | 0 | 0 | 0 | 0 | 25.92% | 32.0887 | 1040.4229 | 11.23% | 94.5089 | 3697.1899
8 | 2 | 22 | 28.52 | 28.6533 | 28.7033 | 38.48 | 0% | 0 | 0 | 0 | 0 | 0 | 0 | 0 | 0 | 21.94% | 27.163 | 774.6874 | 13.07% | 109.9475 | 4230.7786
8 | 2 | 23 | 27.3667 | 27.5367 | 27.6433 | 43.0767 | 0% | 0 | 0 | 0 | 0 | 0 | 0 | 0 | 0 | 18.39% | 22.7623 | 622.9277 | 13.47% | 113.3203 | 4881.4618
8 | 3 | 0 | 25.7767 | 25.94 | 25.9967 | 29.52 | 0% | 0 | 0 | 0 | 0 | 0 | 0 | 0 | 0 | 11.38% | 14.0942 | 363.3017 | 12.1% | 101.8202 | 3005.7328
8 | 3 | 1 | 22.71 | 22.86 | 22.93 | 29.9533 | 0% | 0 | 0 | 0 | 0 | 0 | 0 | 0 | 0 | 8.617% | 10.6677 | 242.2639 | 10.93% | 92.0131 | 2756.0976
8 | 3 | 2 | 22.05 | 22.18 | 22.2533 | 23.45 | 0% | 0 | 0 | 0 | 0 | 0 | 0 | 0 | 0 | 7.924% | 9.8107 | 216.3264 | 7.566% | 63.6682 | 1493.0192
8 | 3 | 3 | 20.54 | 20.6533 | 20.7367 | 21.5767 | 0% | 0 | 0 | 0 | 0 | 0 | 0 | 0 | 0 | 6.865% | 8.4992 | 174.5742 | 2.585% | 21.7501 | 469.2942
8 | 3 | 4 | 21.1033 | 21.21 | 21.29 | 21.5867 | 0% | 0 | 0 | 0 | 0 | 0 | 0 | 0 | 0 | 6.94% | 8.5915 | 181.3095 | 1.152% | 9.6907 | 209.1904
8 | 3 | 5 | 22.4833 | 22.59 | 22.68 | 22.9433 | 4.114% | 4.5845 | 0.91691 | 0.91691 | 0.91691 | 103.0759 | 20.713 | 20.7955 | 21.0369 | 10.04% | 12.4255 | 279.3656 | 1.34% | 11.2749 | 258.6831
8 | 3 | 6 | 23.6733 | 23.8 | 23.8767 | 24.8167 | 20.97% | 23.3731 | 4.6746 | 4.6746 | 4.6746 | 553.3203 | 111.2562 | 111.6146 | 116.0087 | 9.309% | 11.5255 | 272.8469 | 1.519% | 12.7855 | 317.2944
8 | 3 | 7 | 25.1233 | 25.2567 | 25.32 | 26.69 | 41.72% | 46.4942 | 9.2988 | 9.2988 | 9.2988 | 1168.0894 | 234.8577 | 235.4467 | 248.1861 | 3.212% | 3.9768 | 99.9111 | 2.667% | 22.4375 | 598.8565
8 | 3 | 8 | 26.7567 | 26.89 | 26.9733 | 28.1367 | 57.86% | 64.4796 | 12.8959 | 12.8959 | 12.8959 | 1725.2588 | 346.7712 | 347.8459 | 362.8481 | 2.332% | 2.8866 | 77.2351 | 2.58% | 21.7071 | 610.7642
8 | 3 | 9 | 29.9733 | 30.1433 | 30.22 | 31.2 | 63.54% | 70.8096 | 14.1619 | 14.1619 | 14.1619 | 2122.3995 | 426.8874 | 427.9732 | 441.8519 | 4.554% | 5.6386 | 169.0062 | 0.96% | 8.0781 | 252.037
8 | 3 | 10 | 30.8767 | 31.0433 | 31.1 | 32.9833 | 63.88% | 71.1902 | 14.238 | 14.238 | 14.238 | 2198.116 | 441.9962 | 442.803 | 469.618 | 7.238% | 8.9616 | 276.7043 | 0.1398% | 1.1767 | 38.8099
8 | 3 | 11 | 32.76 | 32.9367 | 32.9767 | 35.15 | 60.93% | 67.9044 | 13.5809 | 13.5809 | 13.5809 | 2224.5482 | 447.3089 | 447.8522 | 477.3679 | 9.624% | 11.9153 | 390.3453 | 0.07128% | 0.59982 | 21.0838
8 | 3 | 12 | 30.85 | 31.01 | 31.04 | 33.3733 | 57.86% | 64.4827 | 12.8965 | 12.8965 | 12.8965 | 1989.2905 | 399.9215 | 400.3084 | 430.4004 | 9.083% | 11.2451 | 346.9113 | 0.04913% | 0.41342 | 13.7973
8 | 3 | 13 | 36.3833 | 36.5633 | 36.5867 | 37.2 | 53.41% | 59.5231 | 11.9046 | 11.9046 | 11.9046 | 2165.6483 | 435.2725 | 435.5503 | 442.8518 | 8.97% | 11.1056 | 404.0593 | 0.1954% | 1.644 | 61.1585
8 | 3 | 14 | 34.7633 | 35.1367 | 35.16 | 36.6767 | 47.78% | 53.2462 | 10.6492 | 10.6492 | 10.6492 | 1851.0159 | 374.1789 | 374.4274 | 390.5787 | 10.08% | 12.4782 | 433.7836 | 1.317% | 11.0778 | 406.2981
8 | 3 | 15 | 51.01 | 51.3133 | 51.35 | 56.43 | 38.06% | 42.4138 | 8.4828 | 8.4828 | 8.4828 | 2163.5298 | 435.2791 | 435.5901 | 478.6826 | 9.246% | 11.4465 | 583.8836 | 3.093% | 26.0278 | 1468.7475
8 | 3 | 16 | 48.8133 | 49.0333 | 49.08 | 49.9033 | 23.5% | 26.1826 | 5.2365 | 5.2365 | 5.2365 | 1278.0585 | 256.7637 | 257.0081 | 261.3195 | 9.469% | 11.7235 | 572.2625 | 5.47% | 46.0301 | 2297.054
8 | 3 | 17 | 55.21 | 55.43 | 55.4967 | 62.5067 | 4.963% | 5.5305 | 1.1061 | 1.1061 | 1.1061 | 305.3385 | 61.3111 | 61.3848 | 69.1385 | 9.088% | 11.2518 | 621.2111 | 12.23% | 102.9471 | 6434.881
8 | 3 | 18 | 77.8733 | 78.1633 | 78.2667 | 78.85 | 1.961% | 2.1854 | 0.43708 | 0.43708 | 0.43708 | 170.183 | 34.1634 | 34.2085 | 34.4635 | 16.46% | 20.377 | 1586.8275 | 15.41% | 129.6548 | 10223.2785
8 | 3 | 19 | 35.1633 | 35.3033 | 35.3633 | 42.8767 | 0% | 0 | 0 | 0 | 0 | 0 | 0 | 0 | 0 | 40.56% | 50.2121 | 1765.6239 | 17.75% | 149.3438 | 6403.3649
8 | 3 | 20 | 34.99 | 35.1367 | 35.22 | 39.8067 | 0% | 0 | 0 | 0 | 0 | 0 | 0 | 0 | 0 | 62.44% | 77.3002 | 2704.7326 | 18.03% | 151.7563 | 6040.912
8 | 3 | 21 | 29.6667 | 29.79 | 29.8633 | 31.48 | 0% | 0 | 0 | 0 | 0 | 0 | 0 | 0 | 0 | 67.65% | 83.7499 | 2484.5791 | 17.08% | 143.7353 | 4524.7862
8 | 3 | 22 | 24.7967 | 24.9233 | 25.5767 | 29.56 | 0% | 0 | 0 | 0 | 0 | 0 | 0 | 0 | 0 | 69.31% | 85.8031 | 2127.6306 | 16.54% | 139.1726 | 4113.9425
8 | 3 | 23 | 23.4533 | 23.75 | 27.59 | 30.06 | 0% | 0 | 0 | 0 | 0 | 0 | 0 | 0 | 0 | 69.09% | 85.5381 | 2006.1545 | 14.85% | 124.9898 | 3757.1931
8 | 4 | 0 | 24.7133 | 24.89 | 26.4867 | 28.4067 | 0% | 0 | 0 | 0 | 0 | 0 | 0 | 0 | 0 | 65.55% | 81.1558 | 2005.6302 | 10.9% | 91.7236 | 2605.5618
8 | 4 | 1 | 22.5267 | 22.6233 | 22.6933 | 23 | 0% | 0 | 0 | 0 | 0 | 0 | 0 | 0 | 0 | 63.69% | 78.8551 | 1776.3422 | 6.904% | 58.0913 | 1336.0991
8 | 4 | 2 | 20.9967 | 21.08 | 21.15 | 21.39 | 0% | 0 | 0 | 0 | 0 | 0 | 0 | 0 | 0 | 62.07% | 76.8421 | 1613.428 | 4.054% | 34.1131 | 729.6791
8 | 4 | 3 | 19.68 | 19.7567 | 19.8267 | 20.05 | 0% | 0 | 0 | 0 | 0 | 0 | 0 | 0 | 0 | 59.79% | 74.0259 | 1456.8307 | 1.8% | 15.1458 | 303.6739
8 | 4 | 4 | 19.6933 | 19.77 | 19.84 | 20.06 | 0% | 0 | 0 | 0 | 0 | 0 | 0 | 0 | 0 | 60.95% | 75.465 | 1486.1576 | 0.5233% | 4.4036 | 88.3358
8 | 4 | 5 | 21.33 | 21.4 | 21.47 | 21.7 | 4.24% | 4.7248 | 0.94496 | 0.94496 | 0.94496 | 100.78 | 20.2221 | 20.2883 | 20.5056 | 63.05% | 78.0563 | 1664.94 | 0.05135% | 0.43209 | 9.3763
8 | 4 | 6 | 21.1633 | 21.23 | 21.3033 | 21.5533 | 17.74% | 19.7716 | 3.9543 | 3.9543 | 3.9543 | 418.4334 | 83.9503 | 84.2403 | 85.2289 | 54.62% | 67.6178 | 1431.0171 | 7.803e-05% | 0.00065657 | 0.014151
8 | 4 | 7 | 20.93 | 21.02 | 21.0867 | 21.4533 | 32.75% | 36.4984 | 7.2997 | 7.2997 | 7.2997 | 763.9118 | 153.4393 | 153.926 | 156.6025 | 41.24% | 51.0628 | 1068.7449 | 7.998e-05% | 0.00067298 | 0.014438
8 | 4 | 8 | 22.3267 | 22.4267 | 22.4967 | 23.4533 | 41.15% | 45.8553 | 9.1711 | 9.1711 | 9.1711 | 1023.7968 | 205.6765 | 206.3184 | 215.0921 | 33% | 40.8527 | 912.1044 | 0.03613% | 0.30404 | 7.1308
8 | 4 | 9 | 24.9533 | 25.0667 | 25.1433 | 26.3433 | 37.88% | 42.218 | 8.4436 | 8.4436 | 8.4436 | 1053.4792 | 211.6528 | 212.3001 | 222.4324 | 35.58% | 44.0439 | 1099.0427 | 0.1193% | 1.0041 | 26.451
8 | 4 | 10 | 26.3333 | 26.4567 | 26.5233 | 27.08 | 28.01% | 31.2095 | 6.2419 | 6.2419 | 6.2419 | 821.8503 | 165.1399 | 165.556 | 169.0307 | 36.94% | 45.731 | 1204.2506 | 0.5235% | 4.4049 | 119.2841
8 | 4 | 11 | 22.19 | 43.0967 | 31.0733 | 31.19 | 37.8% | 42.1216 | 8.4243 | 8.4243 | 8.4243 | 934.678 | 363.06 | 261.7716 | 262.7545 | 41.04% | 50.8045 | 1127.3517 | 2.804% | 23.5979 | 736.0186
8 | 4 | 12 | 12.9333 | 89.7867 | 45.3167 | 48.6167 | 47.92% | 53.3957 | 10.6791 | 10.6791 | 10.6791 | 690.5849 | 958.845 | 483.9434 | 519.1845 | 47.77% | 59.1459 | 764.9538 | 7.788% | 65.5285 | 3185.7756
8 | 4 | 13 | 23.2567 | 43.8933 | 31.9433 | 32.58 | 52.74% | 58.7693 | 11.7539 | 11.7539 | 11.7539 | 1366.7779 | 515.916 | 375.4574 | 382.9407 | 55.25% | 68.4081 | 1590.9436 | 15.88% | 133.628 | 4353.5993
8 | 4 | 14 | 27.9833 | 30.4667 | 29.08 | 29.4367 | 52.76% | 58.7897 | 11.7579 | 11.7579 | 11.7579 | 1645.1313 | 358.2251 | 341.9208 | 346.1145 | 52.95% | 65.5606 | 1834.6037 | 23.19% | 195.1027 | 5743.1738
8 | 4 | 15 | 31.5667 | 34.9667 | 36.39 | 38.77 | 50.2% | 55.942 | 11.1884 | 11.1884 | 11.1884 | 1765.9009 | 391.2207 | 407.1455 | 433.7739 | 51.3% | 63.5114 | 2004.8419 | 30.41% | 255.8583 | 9919.6246
8 | 4 | 16 | 36.5867 | 35.2333 | 35.3533 | 35.5067 | 40.78% | 45.4463 | 9.0893 | 9.0893 | 9.0893 | 1662.729 | 320.245 | 321.3357 | 322.7294 | 49.12% | 60.8132 | 2224.9512 | 38.67% | 325.3646 | 11552.6131
8 | 4 | 17 | 52.3533 | 53.01 | 52.98 | 53.3833 | 27.15% | 30.2506 | 6.0501 | 6.0501 | 6.0501 | 1583.7188 | 320.7167 | 320.5352 | 322.9754 | 39.61% | 49.0431 | 2567.5692 | 47.25% | 397.5877 | 21224.5547
8 | 4 | 18 | 42.2567 | 43.4233 | 43.45 | 43.63 | 5.937% | 6.6161 | 1.3232 | 1.3232 | 1.3232 | 279.5734 | 57.4584 | 57.4937 | 57.7319 | 46.52% | 57.5996 | 2433.966 | 56.76% | 477.6256 | 20838.8055
8 | 4 | 19 | 32.13 | 32.9267 | 32.9533 | 33.4267 | 0% | 0 | 0 | 0 | 0 | 0 | 0 | 0 | 0 | 65.08% | 80.5729 | 2588.8077 | 67.65% | 569.2817 | 19029.1881
8 | 4 | 20 | 28.6567 | 28.9267 | 28.9833 | 29.88 | 0% | 0 | 0 | 0 | 0 | 0 | 0 | 0 | 0 | 63.05% | 78.055 | 2236.7952 | 71.24% | 599.4713 | 17912.2029
8 | 4 | 21 | 26.01 | 26.0633 | 26.11 | 27.11 | 0% | 0 | 0 | 0 | 0 | 0 | 0 | 0 | 0 | 56.26% | 69.6548 | 1811.7205 | 69.98% | 588.828 | 15963.1261
8 | 4 | 22 | 22.7033 | 22.7833 | 22.8433 | 25.2633 | 0% | 0 | 0 | 0 | 0 | 0 | 0 | 0 | 0 | 58.14% | 71.9769 | 1634.1161 | 65.64% | 552.3554 | 13954.3389
8 | 4 | 23 | 22.5967 | 22.6967 | 22.7767 | 25.3133 | 0% | 0 | 0 | 0 | 0 | 0 | 0 | 0 | 0 | 47.85% | 59.2438 | 1338.7122 | 58.57% | 492.8592 | 12475.9082
8 | 5 | 0 | 21.01 | 21.1033 | 21.1867 | 23.32 | 0% | 0 | 0 | 0 | 0 | 0 | 0 | 0 | 0 | 28.63% | 35.4452 | 744.7041 | 51.49% | 433.2837 | 10104.1768
8 | 5 | 1 | 18.7667 | 18.8433 | 18.9133 | 19.5033 | 0% | 0 | 0 | 0 | 0 | 0 | 0 | 0 | 0 | 27.96% | 34.6112 | 649.5362 | 46.97% | 395.2237 | 7708.18
8 | 5 | 2 | 17.77 | 17.8433 | 17.9133 | 18.1133 | 0% | 0 | 0 | 0 | 0 | 0 | 0 | 0 | 0 | 25.31% | 31.3364 | 556.8474 | 44.12% | 371.2706 | 6724.9484
8 | 5 | 3 | 15.0667 | 15.1233 | 15.18 | 15.3567 | 0% | 0 | 0 | 0 | 0 | 0 | 0 | 0 | 0 | 23.92% | 29.6114 | 446.1455 | 42.47% | 357.3399 | 5487.5492
8 | 5 | 4 | 13.62 | 13.6667 | 13.7133 | 13.8733 | 0% | 0 | 0 | 0 | 0 | 0 | 0 | 0 | 0 | 17.36% | 21.4883 | 292.6705 | 33.22% | 279.5739 | 3878.6217
8 | 5 | 5 | 13.3367 | 13.3833 | 13.44 | 13.5933 | 5.526% | 6.1582 | 1.2316 | 1.2316 | 1.2316 | 82.1304 | 16.4836 | 16.5534 | 16.7422 | 15.08% | 18.6706 | 249.0042 | 26.47% | 222.7307 | 3027.6529
8 | 5 | 6 | 13.2967 | 13.35 | 13.4 | 13.57 | 25.38% | 28.2882 | 5.6576 | 5.6576 | 5.6576 | 376.1394 | 75.5296 | 75.8125 | 76.7743 | 11.57% | 14.3184 | 190.387 | 19% | 159.8851 | 2169.6406
8 | 5 | 7 | 16.25 | 16.3533 | 16.3933 | 16.6033 | 44.74% | 49.8535 | 9.9707 | 9.9707 | 9.9707 | 810.1198 | 163.0543 | 163.4531 | 165.5469 | 9.146% | 11.3236 | 184.0085 | 14.47% | 121.746 | 2021.3887
8 | 5 | 8 | 17.92 | 18.0333 | 18.0667 | 18.42 | 59.19% | 65.9575 | 13.1915 | 13.1915 | 13.1915 | 1181.9586 | 237.8868 | 238.3265 | 242.9875 | 7.211% | 8.9272 | 159.9758 | 9.401% | 79.1074 | 1457.1583
8 | 5 | 9 | 19.3233 | 19.43 | 19.4733 | 22.7267 | 64.89% | 72.3085 | 14.4617 | 14.4617 | 14.4617 | 1397.2418 | 280.9909 | 281.6176 | 328.6664 | 8.14% | 10.0775 | 194.7304 | 8.597% | 72.3395 | 1644.0361
8 | 5 | 10 | 22.39 | 22.5167 | 22.5567 | 26.6267 | 65.19% | 72.6471 | 14.5294 | 14.5294 | 14.5294 | 1626.569 | 327.1542 | 327.7354 | 386.8701 | 9.584% | 11.8655 | 265.6689 | 7.509% | 63.1839 | 1682.3774
8 | 5 | 11 | 24.4833 | 24.6233 | 24.65 | 33.4767 | 63.08% | 70.3005 | 14.0601 | 14.0601 | 14.0601 | 1721.1899 | 346.2064 | 346.5813 | 470.6851 | 10.5% | 13.0022 | 318.3362 | 7.008% | 58.9661 | 1973.9871
8 | 5 | 12 | 25.0733 | 25.2067 | 25.2133 | 31.5933 | 62.31% | 69.441 | 13.8882 | 13.8882 | 13.8882 | 1741.118 | 350.0754 | 350.1679 | 438.7747 | 13.06% | 16.1637 | 405.2778 | 8.106% | 68.2112 | 2155.0187
8 | 5 | 13 | 31.3933 | 31.07 | 31.0233 | 34.8733 | 60.13% | 67.0128 | 13.4026 | 13.4026 | 13.4026 | 2103.7559 | 416.4177 | 415.7922 | 467.3921 | 15.26% | 18.8981 | 593.2753 | 11.04% | 92.929 | 3240.745
8 | 5 | 14 | 34.9867 | 34.7833 | 34.7067 | 38.6867 | 58.87% | 65.6016 | 13.1203 | 13.1203 | 13.1203 | 2295.1822 | 456.3686 | 455.3627 | 507.5816 | 15.1% | 18.6899 | 653.8956 | 21.92% | 184.4076 | 7134.1148
8 | 5 | 15 | 39.4067 | 39.5667 | 39.4867 | 55.4067 | 53.35% | 59.4514 | 11.8903 | 11.8903 | 11.8903 | 2342.7821 | 470.4589 | 469.5076 | 658.8009 | 15.14% | 18.748 | 738.7957 | 49.16% | 413.6901 | 22921.1918
8 | 5 | 16 | 39.9033 | 39.8067 | 39.68 | 51.3933 | 42.46% | 47.3197 | 9.4639 | 9.4639 | 9.4639 | 1888.2126 | 376.7277 | 375.5289 | 486.3831 | 15.49% | 19.1766 | 765.2111 | 42.65% | 358.8757 | 18443.8163
8 | 5 | 17 | 55.1733 | 55.3567 | 55.1567 | 61.3567 | 25.6% | 28.5323 | 5.7065 | 5.7065 | 5.7065 | 1574.2223 | 315.8907 | 314.7494 | 350.1294 | 14.46% | 17.9061 | 987.9408 | 24.92% | 209.7033 | 12866.6948
8 | 5 | 18 | 48.37 | 48.4867 | 48.3367 | 53 | 4.736% | 5.2772 | 1.0554 | 1.0554 | 1.0554 | 255.2567 | 51.1745 | 51.0162 | 55.938 | 18.85% | 23.3391 | 1128.9116 | 19.82% | 166.8153 | 8841.2093
8 | 5 | 19 | 35.4667 | 35.5967 | 35.5133 | 38.96 | 0% | 0 | 0 | 0 | 0 | 0 | 0 | 0 | 0 | 29.62% | 36.67 | 1300.5614 | 17.06% | 143.5729 | 5593.602
8 | 5 | 20 | 29.88 | 29.98 | 29.93 | 33.7333 | 0% | 0 | 0 | 0 | 0 | 0 | 0 | 0 | 0 | 29.07% | 35.988 | 1075.32 | 11.85% | 99.7233 | 3363.9994
8 | 5 | 21 | 28.11 | 28.2267 | 28.1967 | 32.3333 | 0% | 0 | 0 | 0 | 0 | 0 | 0 | 0 | 0 | 27.42% | 33.9507 | 954.3543 | 6.087% | 51.2222 | 1656.1831
8 | 5 | 22 | 24.8833 | 24.9967 | 25.0067 | 29.8433 | 0% | 0 | 0 | 0 | 0 | 0 | 0 | 0 | 0 | 23.72% | 29.37 | 730.8233 | 11.05% | 92.9826 | 2774.9113
8 | 5 | 23 | 21.86 | 21.9867 | 22.0133 | 26.9467 | 0% | 0 | 0 | 0 | 0 | 0 | 0 | 0 | 0 | 17.86% | 22.1066 | 483.2496 | 30.95% | 260.4503 | 7018.2667
8 | 6 | 0 | 21.0267 | 21.14 | 21.1733 | 23.3067 | 0% | 0 | 0 | 0 | 0 | 0 | 0 | 0 | 0 | 11.95% | 14.7973 | 311.1371 | 34.59% | 291.0269 | 6782.8669
8 | 6 | 1 | 19.17 | 19.2733 | 19.31 | 20.93 | 0% | 0 | 0 | 0 | 0 | 0 | 0 | 0 | 0 | 8.296% | 10.2705 | 196.8863 | 31.4% | 264.2258 | 5530.2456
8 | 6 | 2 | 20.1 | 20.19 | 20.23 | 21.5733 | 0% | 0 | 0 | 0 | 0 | 0 | 0 | 0 | 0 | 5.942% | 7.3563 | 147.8612 | 28.32% | 238.2598 | 5140.0585
8 | 6 | 3 | 18.7967 | 18.88 | 18.92 | 19.3533 | 0% | 0 | 0 | 0 | 0 | 0 | 0 | 0 | 0 | 6.529% | 8.0827 | 151.9281 | 22.84% | 192.2255 | 3720.2038
8 | 6 | 4 | 18.6167 | 18.7033 | 18.7367 | 18.9667 | 0% | 0 | 0 | 0 | 0 | 0 | 0 | 0 | 0 | 6.742% | 8.3463 | 155.3811 | 17.4% | 146.4253 | 2777.1997
8 | 6 | 5 | 18.3833 | 18.4733 | 18.51 | 18.9867 | 1.572% | 1.7523 | 0.35045 | 0.35045 | 0.35045 | 32.2124 | 6.474 | 6.4869 | 6.6539 | 10.78% | 13.3466 | 245.3555 | 13.36% | 112.4174 | 2134.431
8 | 6 | 6 | 19.0067 | 19.1167 | 19.1667 | 19.7933 | 13.86% | 15.4453 | 3.0891 | 3.0891 | 3.0891 | 293.5645 | 59.0527 | 59.2072 | 61.143 | 7.19% | 8.9014 | 169.1858 | 10.84% | 91.2205 | 1805.5586
8 | 6 | 7 | 19.6767 | 19.8 | 19.8367 | 22.44 | 31% | 34.5497 | 6.9099 | 6.9099 | 6.9099 | 679.8224 | 136.8167 | 137.0701 | 155.0589 | 4.461% | 5.5231 | 108.6761 | 8.241% | 69.3404 | 1555.9982
8 | 6 | 8 | 21.71 | 21.83 | 21.8633 | 22.8933 | 43.77% | 48.7784 | 9.7557 | 9.7557 | 9.7557 | 1058.98 | 212.9667 | 213.2919 | 223.3402 | 6.478% | 8.0195 | 174.1038 | 13.52% | 113.7356 | 2603.7874
8 | 6 | 9 | 25.53 | 25.6667 | 25.6867 | 27.9333 | 49.63% | 55.3012 | 11.0602 | 11.0602 | 11.0602 | 1411.8403 | 283.8796 | 284.1008 | 308.9495 | 7.693% | 9.5245 | 243.1594 | 10.8% | 90.8675 | 2538.2332
8 | 6 | 10 | 28.39 | 28.5367 | 28.54 | 41.2433 | 58.96% | 65.7011 | 13.1402 | 13.1402 | 13.1402 | 1865.2542 | 374.9781 | 375.0219 | 541.9465 | 10.04% | 12.4246 | 352.7336 | 4.068% | 34.233 | 1411.8837
8 | 6 | 11 | 35.0367 | 35.1867 | 35.1467 | 64.14 | 65.6% | 73.1043 | 14.6209 | 14.6209 | 14.6209 | 2561.3323 | 514.4596 | 513.8748 | 937.7824 | 11.41% | 14.1231 | 494.8271 | 0.6696% | 5.6346 | 361.4051
8 | 6 | 12 | 35.98 | 36.1433 | 36.0667 | 51.4367 | 64.76% | 72.1664 | 14.4333 | 14.4333 | 14.4333 | 2596.5478 | 521.667 | 520.5604 | 742.4 | 13.89% | 17.1907 | 618.5197 | 0.9655% | 8.1244 | 417.8937
8 | 6 | 13 | 33.89 | 34.04 | 33.9533 | 41.9267 | 55.46% | 61.8055 | 12.3611 | 12.3611 | 12.3611 | 2094.5875 | 420.7717 | 419.7004 | 518.2595 | 16.25% | 20.1166 | 681.7503 | 1.262% | 10.6229 | 445.3821
8 | 6 | 14 | 33.69 | 33.8467 | 33.7567 | 48.45 | 50.7% | 56.498 | 11.2996 | 11.2996 | 11.2996 | 1903.4186 | 382.454 | 381.437 | 547.4659 | 19.32% | 23.9202 | 805.8704 | 0.3306% | 2.7818 | 134.7803
8 | 6 | 15 | 36.6933 | 36.86 | 36.7633 | 44.7633 | 47.47% | 52.8953 | 10.5791 | 10.5791 | 10.5791 | 1940.9037 | 389.9439 | 388.9213 | 473.5537 | 20.17% | 24.9751 | 916.418 | 0.2505% | 2.1076 | 94.3416
8 | 6 | 16 | 40.3667 | 40.5567 | 40.4533 | 53.5933 | 35.27% | 39.3029 | 7.8606 | 7.8606 | 7.8606 | 1586.5269 | 318.7989 | 317.9866 | 421.2746 | 17.39% | 21.5279 | 869.008 | 1.933% | 16.2624 | 871.5538
8 | 6 | 17 | 40.52 | 40.7033 | 40.58 | 52.25 | 20.8% | 23.176 | 4.6352 | 4.6352 | 4.6352 | 939.0935 | 188.6685 | 188.0968 | 242.1897 | 17.22% | 21.321 | 863.926 | 5.17% | 43.5008 | 2272.9173
8 | 6 | 18 | 37.1133 | 37.2567 | 37.12 | 39.73 | 5.376% | 5.9908 | 1.1982 | 1.1982 | 1.1982 | 222.3386 | 44.6395 | 44.4757 | 47.6029 | 14.86% | 18.3916 | 682.5739 | 6.708% | 56.442 | 2242.4413
8 | 6 | 19 | 31.6633 | 31.77 | 31.66 | 51.9033 | 0% | 0 | 0 | 0 | 0 | 0 | 0 | 0 | 0 | 21.08% | 26.1028 | 826.5008 | 6.817% | 57.3596 | 2977.1546
8 | 6 | 20 | 32.96 | 33.0767 | 32.9567 | 36.4333 | 0% | 0 | 0 | 0 | 0 | 0 | 0 | 0 | 0 | 24.56% | 30.4039 | 1002.1116 | 7.536% | 63.4111 | 2310.2766
8 | 6 | 21 | 27.6633 | 27.7667 | 27.69 | 31.1467 | 0% | 0 | 0 | 0 | 0 | 0 | 0 | 0 | 0 | 25.36% | 31.3937 | 868.4553 | 10.39% | 87.3856 | 2721.7701
8 | 6 | 22 | 24.41 | 24.5433 | 24.5067 | 28.3467 | 0% | 0 | 0 | 0 | 0 | 0 | 0 | 0 | 0 | 17.67% | 21.8747 | 533.9607 | 15.36% | 129.288 | 3664.8841
8 | 6 | 23 | 22.4033 | 22.5333 | 22.5267 | 25.3767 | 0% | 0 | 0 | 0 | 0 | 0 | 0 | 0 | 0 | 16.58% | 20.5263 | 459.8566 | 19.54% | 164.3924 | 4171.7313
8 | 7 | 0 | 22.12 | 22.24 | 22.26 | 23.1833 | 0% | 0 | 0 | 0 | 0 | 0 | 0 | 0 | 0 | 16.67% | 20.6345 | 456.4341 | 23.14% | 194.7291 | 4514.4705
8 | 7 | 1 | 21.3533 | 21.4667 | 21.4867 | 23.0733 | 0% | 0 | 0 | 0 | 0 | 0 | 0 | 0 | 0 | 19.47% | 24.103 | 514.6792 | 33.48% | 281.7098 | 6499.9844
8 | 7 | 2 | 21.4967 | 21.5967 | 21.6233 | 22.64 | 0% | 0 | 0 | 0 | 0 | 0 | 0 | 0 | 0 | 17.94% | 22.2046 | 477.3252 | 34.31% | 288.7245 | 6536.7226
8 | 7 | 3 | 20.43 | 20.53 | 20.5567 | 20.8267 | 0% | 0 | 0 | 0 | 0 | 0 | 0 | 0 | 0 | 15.23% | 18.8571 | 385.2505 | 27.02% | 227.3632 | 4735.2168
8 | 7 | 4 | 19.6833 | 19.78 | 19.8 | 20.18 | 0% | 0 | 0 | 0 | 0 | 0 | 0 | 0 | 0 | 13.14% | 16.2618 | 320.0873 | 27.75% | 233.4848 | 4711.7223
8 | 7 | 5 | 21.4667 | 21.5667 | 21.59 | 23.12 | 3.577% | 3.9858 | 0.79717 | 0.79717 | 0.79717 | 85.5626 | 17.1922 | 17.2108 | 18.4305 | 13.27% | 16.4277 | 352.6472 | 23.43% | 197.1895 | 4559.0214
8 | 7 | 6 | 22.5433 | 22.6567 | 22.6767 | 24.2367 | 14.19% | 15.8167 | 3.1633 | 3.1633 | 3.1633 | 356.5607 | 71.6706 | 71.7339 | 76.6687 | 8.853% | 10.961 | 247.0969 | 24.02% | 202.095 | 4898.1084
8 | 7 | 7 | 23.5067 | 23.6267 | 23.6367 | 23.7233 | 24.73% | 27.5561 | 5.5112 | 5.5112 | 5.5112 | 647.7516 | 130.2117 | 130.2668 | 130.7444 | 7.677% | 9.5041 | 223.4104 | 26.58% | 223.6645 | 5306.068
8 | 7 | 8 | 24.27 | 24.3967 | 24.4033 | 25.47 | 43.39% | 48.3503 | 9.6701 | 9.6701 | 9.6701 | 1173.461 | 235.9171 | 235.9815 | 246.2963 | 10.73% | 13.2786 | 322.2728 | 25.04% | 210.7021 | 5366.5831
8 | 7 | 9 | 24.5067 | 24.6533 | 24.6533 | 23.1633 | 59.93% | 66.7861 | 13.3572 | 13.3572 | 13.3572 | 1636.7039 | 329.2998 | 329.2998 | 309.3976 | 12.87% | 15.9317 | 390.4328 | 22.85% | 192.2384 | 4452.8821
8 | 7 | 10 | 26.7767 | 26.9333 | 26.9067 | 27.06 | 60.44% | 67.3557 | 13.4711 | 13.4711 | 13.4711 | 1803.5621 | 362.8229 | 362.4637 | 364.5293 | 14.74% | 18.2448 | 488.5357 | 24.98% | 210.2074 | 5688.211
8 | 7 | 11 | 32.88 | 33.06 | 33 | 39.0967 | 60.51% | 67.4268 | 13.4854 | 13.4854 | 13.4854 | 2216.9929 | 445.8259 | 445.0168 | 527.2326 | 19.83% | 24.5491 | 807.1745 | 27.89% | 234.6531 | 9174.1527
8 | 7 | 12 | 32.24 | 32.51 | 33.99 | 46.0267 | 58.82% | 65.5479 | 13.1096 | 13.1096 | 13.1096 | 2113.2633 | 426.1923 | 445.5944 | 603.39 | 24.47% | 30.2997 | 976.8628 | 27.14% | 228.4123 | 10513.058
8 | 7 | 13 | 45.52 | 46.5033 | 59.9067 | 71.19 | 56.61% | 63.0832 | 12.6166 | 12.6166 | 12.6166 | 2871.5479 | 586.7159 | 755.821 | 898.1788 | 23.75% | 29.3999 | 1338.283 | 25.65% | 215.8621 | 15367.2198
8 | 7 | 14 | 42.93 | 43.7133 | 53.32 | 58.72 | 42.46% | 47.3203 | 9.4641 | 9.4641 | 9.4641 | 2031.46 | 413.7055 | 504.6236 | 555.7295 | 24.91% | 30.8385 | 1323.8958 | 25.79% | 216.9732 | 12740.6672
8 | 7 | 15 | 35.01 | 35.3667 | 36.8233 | 37.6933 | 32.77% | 36.5157 | 7.3031 | 7.3031 | 7.3031 | 1278.4152 | 258.2878 | 268.9261 | 275.2798 | 24.29% | 30.0698 | 1052.7445 | 32.57% | 274.088 | 10331.2891
8 | 7 | 16 | 31.5767 | 32.0033 | 31.9967 | 32.37 | 27.49% | 30.6337 | 6.1267 | 6.1267 | 6.1267 | 967.3088 | 196.0758 | 196.035 | 198.3223 | 22.25% | 27.5487 | 869.8947 | 35.1% | 295.3176 | 9559.4323
8 | 7 | 17 | 29.89 | 31.4233 | 31.7467 | 29.87 | 17.63% | 19.6468 | 3.9294 | 3.9294 | 3.9294 | 587.2433 | 123.4737 | 124.7442 | 117.3701 | 17.87% | 22.1209 | 661.1934 | 32.6% | 274.3506 | 8194.8522
8 | 7 | 18 | 32.1333 | 33.94 | 34.3233 | 35.0167 | 4.529% | 5.0467 | 1.0093 | 1.0093 | 1.0093 | 162.1675 | 34.257 | 34.644 | 35.3438 | 19.35% | 23.9521 | 769.662 | 30.16% | 253.8233 | 8888.0462
8 | 7 | 19 | 37.4467 | 39.5167 | 39.99 | 40.36 | 0% | 0 | 0 | 0 | 0 | 0 | 0 | 0 | 0 | 24.94% | 30.8784 | 1156.2927 | 24.83% | 208.8918 | 8430.8719
8 | 7 | 20 | 26.5567 | 26.9667 | 27.0167 | 27.4333 | 0% | 0 | 0 | 0 | 0 | 0 | 0 | 0 | 0 | 24.53% | 30.3696 | 806.5143 | 17.73% | 149.2197 | 4093.5935
8 | 7 | 21 | 26.7733 | 26.9167 | 26.9033 | 32.85 | 0% | 0 | 0 | 0 | 0 | 0 | 0 | 0 | 0 | 25.28% | 31.2995 | 837.9916 | 15.97% | 134.3759 | 4414.2483
8 | 7 | 22 | 23.4767 | 23.6033 | 23.6067 | 26.2833 | 0% | 0 | 0 | 0 | 0 | 0 | 0 | 0 | 0 | 18.54% | 22.9483 | 538.7486 | 18.86% | 158.6977 | 4171.105
8 | 7 | 23 | 24.9467 | 25.0767 | 25.0933 | 26.5033 | 0% | 0 | 0 | 0 | 0 | 0 | 0 | 0 | 0 | 15.61% | 19.3295 | 482.2069 | 19.37% | 163.0079 | 4320.2532
8 | 8 | 0 | 24.5133 | 24.63 | 24.6667 | 25.3533 | 0% | 0 | 0 | 0 | 0 | 0 | 0 | 0 | 0 | 11.7% | 14.4827 | 355.0199 | 17.36% | 146.071 | 3703.3861
8 | 8 | 1 | 22.0633 | 22.1733 | 22.2067 | 22.4567 | 0% | 0 | 0 | 0 | 0 | 0 | 0 | 0 | 0 | 7.371% | 9.1253 | 201.3356 | 16.7% | 140.4986 | 3155.1296
8 | 8 | 2 | 20.81 | 20.9 | 20.93 | 21.16 | 0% | 0 | 0 | 0 | 0 | 0 | 0 | 0 | 0 | 4.944% | 6.1206 | 127.3698 | 16.35% | 137.5947 | 2911.5039
8 | 8 | 3 | 19.54 | 19.62 | 19.6567 | 19.8767 | 0% | 0 | 0 | 0 | 0 | 0 | 0 | 0 | 0 | 2.683% | 3.322 | 64.9111 | 15.76% | 132.6482 | 2636.6039
8 | 8 | 4 | 19.5733 | 19.6533 | 19.69 | 19.91 | 0% | 0 | 0 | 0 | 0 | 0 | 0 | 0 | 0 | 1.421% | 1.7591 | 34.4314 | 15.31% | 128.8658 | 2565.7172
8 | 8 | 5 | 20.8667 | 20.9467 | 20.9833 | 21.2133 | 0% | 0 | 0 | 0 | 0 | 0 | 0 | 0 | 0 | 2.573% | 3.1854 | 66.4693 | 14.42% | 121.3653 | 2574.5631
8 | 8 | 6 | 21.3433 | 21.44 | 21.48 | 21.0367 | 0% | 0 | 0 | 0 | 0 | 0 | 0 | 0 | 0 | 1.821% | 2.2548 | 48.124 | 12.2% | 102.6706 | 2159.8472
8 | 8 | 7 | 21.1767 | 21.28 | 21.3067 | 20.76 | 10.17% | 11.3291 | 2.2658 | 2.2658 | 2.2658 | 239.9134 | 48.2168 | 48.2772 | 47.0386 | 1.218% | 1.5077 | 31.927 | 10.59% | 89.0908 | 1849.5243
8 | 8 | 8 | 24.94 | 25.0667 | 25.08 | 25.34 | 56.09% | 62.5092 | 12.5018 | 12.5018 | 12.5018 | 1558.9799 | 313.3796 | 313.5462 | 316.7967 | 0.6059% | 0.75019 | 18.7098 | 6.101% | 51.339 | 1300.9305
8 | 8 | 9 | 25.8233 | 25.96 | 25.9633 | 25.4667 | 63.3% | 70.5421 | 14.1084 | 14.1084 | 14.1084 | 1821.6311 | 366.2544 | 366.3014 | 359.2942 | 1.384% | 1.7133 | 44.2434 | 1.908% | 16.0572 | 408.9228
8 | 8 | 10 | 26.6767 | 26.83 | 26.8333 | 26.9133 | 61.35% | 68.369 | 13.6738 | 13.6738 | 13.6738 | 1823.8579 | 366.8682 | 366.9138 | 368.0077 | 1.401% | 1.7351 | 46.2858 | 0.4897% | 4.1206 | 110.8982
8 | 8 | 11 | 25.3933 | 26.14 | 37.5933 | 36.3133 | 60.93% | 67.9044 | 13.5809 | 13.5809 | 13.5809 | 1724.3191 | 355.0042 | 510.5506 | 493.167 | 1.995% | 2.4694 | 62.7075 | 0.1363% | 1.1466 | 41.6373
8 | 8 | 12 | 27.0533 | 27.6033 | 33.88 | 33.3167 | 62.64% | 69.8019 | 13.9604 | 13.9604 | 13.9604 | 1888.3729 | 385.3528 | 472.9774 | 465.113 | 3.194% | 3.9549 | 106.9942 | 0.3639% | 3.062 | 102.0168
8 | 8 | 13 | 33.18 | 33.5767 | 36.6633 | 37.7967 | 60.22% | 67.108 | 13.4216 | 13.4216 | 13.4216 | 2226.6426 | 450.6524 | 492.0804 | 507.2916 | 6.783% | 8.3978 | 278.6387 | 1.697% | 14.2772 | 539.6308
8 | 8 | 14 | 34.28 | 34.5767 | 35.7 | 39.7967 | 59.1% | 65.8636 | 13.1727 | 13.1727 | 13.1727 | 2257.8042 | 455.4687 | 470.2661 | 524.2303 | 7.546% | 9.3424 | 320.258 | 4.005% | 33.6978 | 1341.0587
8 | 8 | 15 | 37.4 | 39.25 | 41.1633 | 45.87 | 56.39% | 62.8441 | 12.5688 | 12.5688 | 12.5688 | 2350.3694 | 493.3262 | 517.3745 | 576.5318 | 10.85% | 13.4331 | 502.3992 | 8.46% | 71.1842 | 3265.2202
8 | 8 | 16 | 47.05 | 50.62 | 58.9367 | 58.0933 | 45.54% | 50.747 | 10.1494 | 10.1494 | 10.1494 | 2387.6443 | 513.7622 | 598.1713 | 589.612 | 5.819% | 7.2045 | 338.9737 | 12.03% | 101.2612 | 5882.6034
8 | 8 | 17 | 59.9533 | 63.89 | 66.2967 | 67.11 | 29.3% | 32.6528 | 6.5306 | 6.5306 | 6.5306 | 1957.6462 | 417.2379 | 432.9548 | 438.2663 | 9.348% | 11.5734 | 693.8627 | 16.52% | 138.9758 | 9326.6644
8 | 8 | 18 | 32.88 | 33.12 | 33.82 | 34.8567 | 5.624% | 6.2676 | 1.2535 | 1.2535 | 1.2535 | 206.0788 | 41.5166 | 42.3941 | 43.6936 | 13.22% | 16.3705 | 538.2636 | 21.45% | 180.5133 | 6292.0914
8 | 8 | 19 | 31.2333 | 31.9133 | 34.0633 | 34.12 | 0% | 0 | 0 | 0 | 0 | 0 | 0 | 0 | 0 | 32.34% | 40.0413 | 1250.6224 | 20.87% | 175.6463 | 5993.0523
8 | 8 | 20 | 34.2333 | 35.33 | 36.3167 | 36.0033 | 0% | 0 | 0 | 0 | 0 | 0 | 0 | 0 | 0 | 39.32% | 48.6782 | 1666.4179 | 22.44% | 188.7825 | 6796.7995
8 | 8 | 21 | 28.38 | 28.6467 | 31.1667 | 32.1267 | 0% | 0 | 0 | 0 | 0 | 0 | 0 | 0 | 0 | 38.5% | 47.6595 | 1352.578 | 25.76% | 216.7582 | 6963.7191
8 | 8 | 22 | 25.63 | 25.8767 | 28.31 | 29.2667 | 0% | 0 | 0 | 0 | 0 | 0 | 0 | 0 | 0 | 37.03% | 45.8428 | 1174.9517 | 25.4% | 213.7497 | 6255.7402
8 | 8 | 23 | 25.73 | 25.92 | 26.7467 | 30.6167 | 0% | 0 | 0 | 0 | 0 | 0 | 0 | 0 | 0 | 33.33% | 41.2617 | 1061.6646 | 23.89% | 200.9876 | 6153.571
8 | 9 | 0 | 23.4433 | 23.6033 | 23.99 | 26.2533 | 0% | 0 | 0 | 0 | 0 | 0 | 0 | 0 | 0 | 43.96% | 54.4295 | 1276.0085 | 21.87% | 184.0354 | 4831.5417
8 | 9 | 1 | 21.5133 | 21.6367 | 21.6933 | 22.8367 | 0% | 0 | 0 | 0 | 0 | 0 | 0 | 0 | 0 | 50.32% | 62.3037 | 1340.3599 | 19.35% | 162.8166 | 3718.1887
8 | 9 | 2 | 20.5433 | 20.6567 | 20.71 | 21.3667 | 0% | 0 | 0 | 0 | 0 | 0 | 0 | 0 | 0 | 50.79% | 62.8842 | 1291.8515 | 19.63% | 165.1872 | 3529.5008
8 | 9 | 3 | 19.2867 | 19.3933 | 19.4467 | 20.4267 | 0% | 0 | 0 | 0 | 0 | 0 | 0 | 0 | 0 | 52.07% | 64.4649 | 1243.3138 | 21.89% | 184.1811 | 3762.2066
8 | 9 | 4 | 18.8333 | 18.9367 | 18.9833 | 19.38 | 0% | 0 | 0 | 0 | 0 | 0 | 0 | 0 | 0 | 55.51% | 68.7222 | 1294.2673 | 23.28% | 195.8616 | 3795.7969
8 | 9 | 5 | 20.61 | 20.72 | 20.7667 | 21.5267 | 0% | 0 | 0 | 0 | 0 | 0 | 0 | 0 | 0 | 58.31% | 72.1872 | 1487.7775 | 24.04% | 202.2714 | 4354.2281
8 | 9 | 6 | 21.5233 | 21.6633 | 21.89 | 22.69 | 0% | 0 | 0 | 0 | 0 | 0 | 0 | 0 | 0 | 63.57% | 78.6994 | 1693.8737 | 26.71% | 224.7446 | 5099.4559
8 | 9 | 7 | 22.01 | 22.17 | 23.0767 | 23.8267 | 9.512% | 10.5994 | 2.1199 | 2.1199 | 2.1199 | 233.2937 | 46.9979 | 48.92 | 50.5099 | 58.34% | 72.2332 | 1589.8532 | 23.57% | 198.2914 | 4724.6229
8 | 9 | 8 | 23.8367 | 23.98 | 24.0667 | 24.8767 | 54.21% | 60.4079 | 12.0816 | 12.0816 | 12.0816 | 1439.9222 | 289.7161 | 290.7632 | 300.5493 | 54.99% | 68.0765 | 1622.7159 | 21.27% | 178.977 | 4452.352
8 | 9 | 9 | 23.07 | 23.2733 | 25.1433 | 28.0033 | 60.99% | 67.9619 | 13.5924 | 13.5924 | 13.5924 | 1567.8801 | 316.3398 | 341.7575 | 380.6317 | 47.09% | 58.2965 | 1344.9007 | 18.13% | 152.5511 | 4271.9392
8 | 9 | 10 | 25.2567 | 25.5633 | 29.0567 | 30 | 62.8% | 69.9779 | 13.9956 | 13.9956 | 13.9956 | 1767.4097 | 357.7739 | 406.6652 | 419.8677 | 29.57% | 36.6078 | 924.5916 | 19.95% | 167.8384 | 5035.1505
8 | 9 | 11 | 26.94 | 27.2433 | 29.77 | 30.52 | 64.42% | 71.7926 | 14.3585 | 14.3585 | 14.3585 | 1934.093 | 391.174 | 427.4532 | 438.2221 | 29.64% | 36.69 | 988.4274 | 23.33% | 196.337 | 5992.2059
8 | 9 | 12 | 29.0767 | 29.2833 | 29.5667 | 33.64 | 66.52% | 74.1306 | 14.8261 | 14.8261 | 14.8261 | 2155.471 | 434.1583 | 438.359 | 498.7507 | 32.08% | 39.7114 | 1154.6761 | 23.41% | 197.011 | 6627.4507
8 | 9 | 13 | 32.2167 | 32.4467 | 32.6933 | 33.2567 | 65.86% | 73.3984 | 14.6797 | 14.6797 | 14.6797 | 2364.6531 | 476.3069 | 479.9279 | 488.1975 | 37.78% | 46.7688 | 1506.7354 | 20.16% | 169.6694 | 5642.6377
8 | 9 | 14 | 32.84 | 33.05 | 33.7667 | 40.5267 | 64% | 71.3181 | 14.2636 | 14.2636 | 14.2636 | 2342.0862 | 471.4126 | 481.6349 | 578.0569 | 25.38% | 31.4165 | 1031.7169 | 17.13% | 144.1766 | 5842.9962
8 | 9 | 15 | 33.8367 | 34.0267 | 34.6567 | 60.3967 | 57.95% | 64.5809 | 12.9162 | 12.9162 | 12.9162 | 2185.2029 | 439.4946 | 447.6318 | 780.0944 | 34.01% | 42.1002 | 1424.5318 | 15.97% | 134.3929 | 8116.8844
8 | 9 | 16 | 49.63 | 49.8767 | 50.8433 | 68.72 | 45.66% | 50.8798 | 10.176 | 10.176 | 10.176 | 2525.1644 | 507.5429 | 517.3797 | 699.2919 | 60.48% | 74.8827 | 3716.4287 | 12.94% | 108.8867 | 7482.6909
8 | 9 | 17 | 44.0567 | 44.2367 | 44.3767 | 50.6133 | 28.83% | 32.1233 | 6.4247 | 6.4247 | 6.4247 | 1415.2466 | 284.2058 | 285.1052 | 325.1737 | 61.3% | 75.8979 | 3343.8079 | 12.66% | 106.5654 | 5393.6322
8 | 9 | 18 | 39.79 | 39.9167 | 39.9567 | 41.12 | 5.395% | 6.0124 | 1.2025 | 1.2025 | 1.2025 | 239.2345 | 47.9992 | 48.0473 | 49.4462 | 52.82% | 65.3944 | 2602.0416 | 20.54% | 172.7967 | 7105.3989
8 | 9 | 19 | 30.79 | 30.9067 | 31.0833 | 36.67 | 0% | 0 | 0 | 0 | 0 | 0 | 0 | 0 | 0 | 41.29% | 51.115 | 1573.8294 | 23.28% | 195.8642 | 7182.3394
8 | 9 | 20 | 30.0167 | 30.1667 | 30.96 | 45.75 | 0% | 0 | 0 | 0 | 0 | 0 | 0 | 0 | 0 | 50.26% | 62.2244 | 1867.7692 | 25.81% | 217.1801 | 9935.9903
8 | 9 | 21 | 28.97 | 29.1833 | 31.2467 | 33.0233 | 0% | 0 | 0 | 0 | 0 | 0 | 0 | 0 | 0 | 53.25% | 65.929 | 1909.9626 | 26.45% | 222.5563 | 7349.5504
8 | 9 | 22 | 26.2867 | 26.4433 | 27.1733 | 33.7867 | 0% | 0 | 0 | 0 | 0 | 0 | 0 | 0 | 0 | 46.48% | 57.5441 | 1512.6431 | 24.22% | 203.814 | 6886.1972
8 | 9 | 23 | 24.2967 | 24.4233 | 24.52 | 26.16 | 0% | 0 | 0 | 0 | 0 | 0 | 0 | 0 | 0 | 67.66% | 83.7661 | 2035.2365 | 21.7% | 182.6189 | 4777.3104
8 | 10 | 0 | 22.99 | 23.0967 | 23.16 | 25.0533 | 0% | 0 | 0 | 0 | 0 | 0 | 0 | 0 | 0 | 43.46% | 53.8106 | 1237.1063 | 23.57% | 198.2946 | 4967.9401
8 | 10 | 1 | 22.62 | 22.7233 | 22.82 | 23.83 | 0% | 0 | 0 | 0 | 0 | 0 | 0 | 0 | 0 | 43.65% | 54.0367 | 1222.3099 | 25.32% | 213.0442 | 5076.8437
8 | 10 | 2 | 18.1467 | 18.22 | 18.31 | 18.6433 | 0% | 0 | 0 | 0 | 0 | 0 | 0 | 0 | 0 | 51.54% | 63.8061 | 1157.8682 | 23.38% | 196.7404 | 3667.8965
8 | 10 | 3 | 18.7467 | 18.8133 | 18.8933 | 19.1 | 0% | 0 | 0 | 0 | 0 | 0 | 0 | 0 | 0 | 48.26% | 59.7443 | 1120.0065 | 23.16% | 194.8433 | 3721.5073
8 | 10 | 4 | 17.2433 | 17.3067 | 17.3833 | 17.5667 | 0% | 0 | 0 | 0 | 0 | 0 | 0 | 0 | 0 | 61.34% | 75.9395 | 1309.45 | 19.37% | 162.9599 | 2862.6615
8 | 10 | 5 | 20.4133 | 20.49 | 20.5733 | 20.7767 | 0% | 0 | 0 | 0 | 0 | 0 | 0 | 0 | 0 | 68.44% | 84.7338 | 1729.6996 | 17.51% | 147.3132 | 3060.6772
8 | 10 | 6 | 22.2867 | 22.37 | 22.4733 | 22.8533 | 0% | 0 | 0 | 0 | 0 | 0 | 0 | 0 | 0 | 58.78% | 72.7713 | 1621.8306 | 14.52% | 122.2053 | 2792.7978
8 | 10 | 7 | 24.5933 | 24.7067 | 24.79 | 26.4767 | 19.44% | 21.6604 | 4.3321 | 4.3321 | 4.3321 | 532.7022 | 107.0314 | 107.3924 | 114.6992 | 40.38% | 49.9959 | 1229.5656 | 13.5% | 113.5753 | 3007.0967
8 | 10 | 8 | 24.7467 | 24.85 | 24.9467 | 28.0067 | 41.26% | 45.9839 | 9.1968 | 9.1968 | 9.1968 | 1137.947 | 228.5397 | 229.4288 | 257.5709 | 31.17% | 38.5911 | 955.0014 | 14.46% | 121.662 | 3407.3483
8 | 10 | 9 | 24.7667 | 24.8767 | 24.9767 | 32.4233 | 47.71% | 53.1721 | 10.6344 | 10.6344 | 10.6344 | 1316.8949 | 264.5488 | 265.6122 | 344.8032 | 23.29% | 28.8329 | 714.0946 | 13.82% | 116.2928 | 3770.6008
8 | 10 | 10 | 24.6867 | 24.8033 | 24.8933 | 27.8333 | 54.59% | 60.836 | 12.1672 | 12.1672 | 12.1672 | 1501.8392 | 301.7873 | 302.8824 | 338.654 | 27.78% | 34.3925 | 849.0363 | 15.94% | 134.1181 | 3732.9537
8 | 10 | 11 | 29.72 | 29.8533 | 29.95 | 30.27 | 53.36% | 59.4594 | 11.8919 | 11.8919 | 11.8919 | 1767.1347 | 355.0125 | 356.1621 | 359.9675 | 42.38% | 52.4696 | 1559.3959 | 19.74% | 166.091 | 5027.5749
8 | 10 | 12 | 35.9033 | 36.07 | 36.15 | 36.5133 | 48.32% | 53.8486 | 10.7697 | 10.7697 | 10.7697 | 1933.3453 | 388.464 | 389.3256 | 393.2386 | 50.95% | 63.0775 | 2264.6924 | 20.73% | 174.454 | 6369.8955
8 | 10 | 13 | 44.8967 | 45.0867 | 45.1333 | 46.09 | 46.56% | 51.8888 | 10.3778 | 10.3778 | 10.3778 | 2329.6328 | 467.8983 | 468.3826 | 478.3107 | 38.59% | 47.7783 | 2145.0878 | 22.04% | 185.4535 | 8547.5509
8 | 10 | 14 | 38.8133 | 39.0333 | 39.14 | 39.47 | 42.88% | 47.7818 | 9.5564 | 9.5564 | 9.5564 | 1854.5722 | 373.0168 | 374.0362 | 377.1898 | 28.26% | 34.9852 | 1357.892 | 24.07% | 202.5126 | 7993.1728
8 | 10 | 15 | 46.9467 | 47.2367 | 47.3867 | 47.56 | 33.75% | 37.6081 | 7.5216 | 7.5216 | 7.5216 | 1765.5748 | 355.2962 | 356.4245 | 357.7282 | 31.63% | 39.1573 | 1838.3029 | 27.53% | 231.6273 | 11016.1947
8 | 10 | 16 | 51.4933 | 51.8067 | 51.97 | 52.0167 | 24.44% | 27.2354 | 5.4471 | 5.4471 | 5.4471 | 1402.442 | 282.1952 | 283.0848 | 283.339 | 30.41% | 37.65 | 1938.7233 | 40.17% | 338.0375 | 17583.5833
8 | 10 | 17 | 63.2367 | 63.6233 | 63.8467 | 64.15 | 12.9% | 14.3771 | 2.8754 | 2.8754 | 2.8754 | 909.1573 | 182.9433 | 183.5855 | 184.4577 | 26.32% | 32.5874 | 2060.7158 | 59.79% | 503.108 | 32274.3769
8 | 10 | 18 | 44.25 | 44.4933 | 44.5933 | 46.5967 | 2.932% | 3.2679 | 0.65358 | 0.65358 | 0.65358 | 144.6036 | 29.0798 | 29.1451 | 30.4544 | 32.39% | 40.0998 | 1774.4168 | 62.04% | 522.0057 | 24323.7239
8 | 10 | 19 | 35.19 | 35.37 | 35.4467 | 36.0067 | 0% | 0 | 0 | 0 | 0 | 0 | 0 | 0 | 0 | 47.51% | 58.8201 | 2069.8797 | 60.58% | 509.7414 | 18354.0903
8 | 10 | 20 | 30.8533 | 30.99 | 31.0567 | 32.1233 | 0% | 0 | 0 | 0 | 0 | 0 | 0 | 0 | 0 | 19.66% | 24.3438 | 751.0878 | 71.49% | 601.5245 | 19322.9715
8 | 10 | 21 | 30.3667 | 30.5067 | 30.5933 | 31.63 | 0% | 0 | 0 | 0 | 0 | 0 | 0 | 0 | 0 | 23.64% | 29.2663 | 888.7203 | 42.68% | 359.1433 | 11359.7028
8 | 10 | 22 | 27.3567 | 27.5 | 27.5933 | 31.1633 | 0% | 0 | 0 | 0 | 0 | 0 | 0 | 0 | 0 | 24.79% | 30.6964 | 839.7506 | 8.586% | 72.2441 | 2251.368
8 | 10 | 23 | 26.3467 | 26.4967 | 26.5967 | 28 | 0% | 0 | 0 | 0 | 0 | 0 | 0 | 0 | 0 | 29.43% | 36.4376 | 960.0082 | 3.966% | 33.371 | 934.3887
8 | 11 | 0 | 25.1767 | 25.3133 | 25.4133 | 27.4767 | 0% | 0 | 0 | 0 | 0 | 0 | 0 | 0 | 0 | 25.36% | 31.3984 | 790.5066 | 5.026% | 42.2936 | 1162.0884
8 | 11 | 1 | 23.6567 | 23.7833 | 23.8833 | 26.15 | 0% | 0 | 0 | 0 | 0 | 0 | 0 | 0 | 0 | 15.79% | 19.549 | 462.4639 | 15.76% | 132.6462 | 3468.6982
8 | 11 | 2 | 21.11 | 21.22 | 21.3067 | 21.8167 | 0% | 0 | 0 | 0 | 0 | 0 | 0 | 0 | 0 | 9.147% | 11.3246 | 239.0627 | 17.95% | 151.047 | 3295.3417
8 | 11 | 3 | 19.9133 | 20.0133 | 20.0967 | 20.31 | 0% | 0 | 0 | 0 | 0 | 0 | 0 | 0 | 0 | 8.277% | 10.2468 | 204.047 | 16.5% | 138.8771 | 2820.5945
8 | 11 | 4 | 18.9267 | 19.08 | 19.11 | 19.26 | 0% | 0 | 0 | 0 | 0 | 0 | 0 | 0 | 0 | 9.301% | 11.5155 | 217.9497 | 16.62% | 139.8334 | 2693.1916
8 | 11 | 5 | 20.3533 | 20.5567 | 20.5367 | 20.6633 | 0% | 0 | 0 | 0 | 0 | 0 | 0 | 0 | 0 | 8.224% | 10.1812 | 207.2218 | 19.32% | 162.6033 | 3359.9253
8 | 11 | 6 | 22.8233 | 23.0133 | 23.0267 | 29.96 | 0% | 0 | 0 | 0 | 0 | 0 | 0 | 0 | 0 | 3.609% | 4.4677 | 101.9678 | 24.66% | 207.5157 | 6217.1715
8 | 11 | 7 | 24.0567 | 24.2167 | 24.28 | 25.95 | 20.85% | 23.2391 | 4.6478 | 4.6478 | 4.6478 | 559.0546 | 112.5546 | 112.8489 | 120.6108 | 1.301% | 1.611 | 38.7559 | 18.07% | 152.0833 | 3946.5619
8 | 11 | 8 | 25.0667 | 25.2133 | 25.3133 | 26.7533 | 52.62% | 58.6371 | 11.7274 | 11.7274 | 11.7274 | 1469.8359 | 295.6872 | 296.8599 | 313.7474 | 1.581% | 1.9573 | 49.0636 | 13.46% | 113.2887 | 3030.8497
8 | 11 | 9 | 26.43 | 26.5767 | 26.67 | 26.6367 | 60.25% | 67.145 | 13.429 | 13.429 | 13.429 | 1774.6436 | 356.8983 | 358.1517 | 357.704 | 1.871% | 2.3162 | 61.2176 | 11.55% | 97.2072 | 2589.2746
8 | 11 | 10 | 27.6233 | 27.7733 | 27.8767 | 27.21 | 61.48% | 68.5148 | 13.703 | 13.703 | 13.703 | 1892.6085 | 380.5771 | 381.9931 | 372.8578 | 3.028% | 3.7485 | 103.5468 | 8.511% | 71.6174 | 1948.7083
8 | 11 | 11 | 28.7633 | 28.9267 | 29.0267 | 43.1333 | 60.65% | 67.5918 | 13.5184 | 13.5184 | 13.5184 | 1944.1644 | 391.0409 | 392.3927 | 583.0916 | 4.177% | 5.1712 | 148.7418 | 4.874% | 41.0118 | 1768.9754
8 | 11 | 12 | 35.19 | 35.3933 | 35.5233 | 43.31 | 61.01% | 67.9897 | 13.5979 | 13.5979 | 13.5979 | 2392.5563 | 481.2762 | 483.0439 | 588.9265 | 5.133% | 6.3547 | 223.6209 | 4.317% | 36.325 | 1573.2366
8 | 11 | 13 | 30.9267 | 31.1 | 31.2067 | 37.2133 | 58.72% | 65.4397 | 13.0879 | 13.0879 | 13.0879 | 2023.8332 | 407.0352 | 408.4313 | 487.0462 | 5.025% | 6.2208 | 192.3882 | 8.568% | 72.0933 | 2682.8315
8 | 11 | 14 | 29.7267 | 29.8833 | 29.9733 | 35.2033 | 54.8% | 61.064 | 12.2128 | 12.2128 | 12.2128 | 1815.2303 | 364.9594 | 366.0585 | 429.9315 | 6.629% | 8.2066 | 243.9545 | 11.7% | 98.4382 | 3465.3541
8 | 11 | 15 | 31.6367 | 31.8 | 31.91 | 35.58 | 52.01% | 57.9568 | 11.5914 | 11.5914 | 11.5914 | 1833.5601 | 368.6053 | 369.8803 | 412.4206 | 6.186% | 7.6588 | 242.2999 | 11.39% | 95.8223 | 3409.3577
8 | 11 | 16 | 35.7833 | 35.9567 | 36.0633 | 37.3967 | 41.76% | 46.5368 | 9.3074 | 9.3074 | 9.3074 | 1665.2432 | 334.6619 | 335.6547 | 348.0645 | 14.14% | 17.5107 | 626.5895 | 11.68% | 98.2796 | 3675.3286
8 | 11 | 17 | 42.9733 | 43.15 | 43.2633 | 44.68 | 25.07% | 27.9398 | 5.588 | 5.588 | 5.588 | 1200.6652 | 241.1202 | 241.7535 | 249.6698 | 10.57% | 13.0908 | 562.557 | 16.16% | 135.9448 | 6074.0144
8 | 11 | 18 | 34.1133 | 34.2267 | 34.3 | 44.3267 | 4.151% | 4.6253 | 0.92506 | 0.92506 | 0.92506 | 157.7852 | 31.6619 | 31.7297 | 41.005 | 10.43% | 12.9157 | 440.5971 | 23.11% | 194.4879 | 8621.0002
8 | 11 | 19 | 32.2467 | 32.36 | 32.4233 | 42.4567 | 0% | 0 | 0 | 0 | 0 | 0 | 0 | 0 | 0 | 5.616% | 6.9528 | 224.2032 | 16.6% | 139.6983 | 5931.1226
8 | 11 | 20 | 30.52 | 30.6233 | 30.6767 | 34.31 | 0% | 0 | 0 | 0 | 0 | 0 | 0 | 0 | 0 | 5.23% | 6.475 | 197.6185 | 19.12% | 160.8828 | 5519.8902
8 | 11 | 21 | 29.23 | 29.34 | 29.4067 | 39.6067 | 0% | 0 | 0 | 0 | 0 | 0 | 0 | 0 | 0 | 2.439% | 3.0202 | 88.2801 | 18.93% | 159.2872 | 6308.837
8 | 11 | 22 | 26.6967 | 26.81 | 26.8933 | 30.3767 | 0% | 0 | 0 | 0 | 0 | 0 | 0 | 0 | 0 | 1.441% | 1.7846 | 47.6424 | 16.51% | 138.9 | 4219.3183
8 | 11 | 23 | 23.0367 | 23.1467 | 23.22 | 25.6467 | 0% | 0 | 0 | 0 | 0 | 0 | 0 | 0 | 0 | 1.296% | 1.6043 | 36.9578 | 14.95% | 125.8276 | 3227.059
8 | 12 | 0 | 22.9333 | 23.05 | 23.1333 | 25.5867 | 0% | 0 | 0 | 0 | 0 | 0 | 0 | 0 | 0 | 1.064% | 1.317 | 30.2021 | 16.49% | 138.7447 | 3550.0143
8 | 12 | 1 | 21.4367 | 21.5533 | 21.6267 | 22.7233 | 0% | 0 | 0 | 0 | 0 | 0 | 0 | 0 | 0 | 0.9414% | 1.1656 | 24.9857 | 19.86% | 167.146 | 3798.115
8 | 12 | 2 | 19.2267 | 19.3267 | 19.39 | 19.5867 | 0% | 0 | 0 | 0 | 0 | 0 | 0 | 0 | 0 | 1.342% | 1.6612 | 31.9397 | 25.57% | 215.14 | 4213.8751
8 | 12 | 3 | 19.2033 | 19.3333 | 19.3567 | 19.52 | 0% | 0 | 0 | 0 | 0 | 0 | 0 | 0 | 0 | 1.461% | 1.8091 | 34.7398 | 25.91% | 217.9973 | 4255.3075
8 | 12 | 4 | 19.1467 | 19.24 | 19.2967 | 19.48 | 0% | 0 | 0 | 0 | 0 | 0 | 0 | 0 | 0 | 0.6756% | 0.83643 | 16.0148 | 23.64% | 198.895 | 3874.4751
8 | 12 | 5 | 20.69 | 20.7733 | 20.8533 | 21.0667 | 0% | 0 | 0 | 0 | 0 | 0 | 0 | 0 | 0 | 0.8571% | 1.0611 | 21.9541 | 20.68% | 174.0046 | 3665.6963
8 | 12 | 6 | 20.47 | 20.5667 | 20.6433 | 20.86 | 0% | 0 | 0 | 0 | 0 | 0 | 0 | 0 | 0 | 0.9627% | 1.1919 | 24.3981 | 19.68% | 165.5968 | 3454.3495
8 | 12 | 7 | 23.0533 | 23.1633 | 23.2633 | 23.5067 | 11.08% | 12.3424 | 2.4685 | 2.4685 | 2.4685 | 284.5343 | 57.1784 | 57.4252 | 58.0259 | 0.4821% | 0.59686 | 13.7597 | 19.82% | 166.7972 | 3920.8473
8 | 12 | 8 | 24.6867 | 24.8067 | 24.9133 | 25.48 | 57.3% | 63.8555 | 12.7711 | 12.7711 | 12.7711 | 1576.3805 | 316.8086 | 318.1709 | 325.4078 | 0.3715% | 0.45992 | 11.354 | 21.1% | 177.5538 | 4524.0715
8 | 12 | 9 | 25.4867 | 25.6133 | 25.7033 | 26.7133 | 65.68% | 73.1871 | 14.6374 | 14.6374 | 14.6374 | 1865.296 | 374.9133 | 376.2306 | 391.0144 | 0.2121% | 0.26254 | 6.6913 | 23.88% | 200.9705 | 5368.5911
8 | 12 | 10 | 28.7933 | 28.95 | 29.0433 | 30.1533 | 68.87% | 76.7522 | 15.3504 | 15.3504 | 15.3504 | 2209.9517 | 444.3952 | 445.828 | 462.8669 | 0.4322% | 0.53503 | 15.4053 | 27.42% | 230.7407 | 6957.6006
8 | 12 | 11 | 30.4367 | 30.61 | 30.6933 | 54.88 | 69.3% | 77.2224 | 15.4445 | 15.4445 | 15.4445 | 2350.3923 | 472.7555 | 474.0425 | 847.593 | 1.049% | 1.2988 | 39.53 | 21.62% | 181.9102 | 9983.2308
8 | 12 | 12 | 33.4633 | 33.65 | 33.74 | 43.54 | 68.25% | 76.0608 | 15.2122 | 15.2122 | 15.2122 | 2545.2483 | 511.8893 | 513.2584 | 662.3376 | 2.445% | 3.0271 | 101.2983 | 15.38% | 129.3762 | 5633.0385
8 | 12 | 13 | 36.2667 | 36.45 | 36.5467 | 43.7133 | 66.75% | 74.3821 | 14.8764 | 14.8764 | 14.8764 | 2697.59 | 542.2453 | 543.6834 | 650.2977 | 4.798% | 5.9405 | 215.4432 | 14.33% | 120.5471 | 5269.516
8 | 12 | 14 | 35.85 | 36.03 | 36.1167 | 36.7433 | 64.29% | 71.6381 | 14.3276 | 14.3276 | 14.3276 | 2568.2276 | 516.2245 | 517.4662 | 526.4449 | 6.008% | 7.4377 | 266.6425 | 18.31% | 154.056 | 5660.5309
8 | 12 | 15 | 54.6367 | 54.84 | 54.88 | 58.3067 | 58.03% | 64.6631 | 12.9326 | 12.9326 | 12.9326 | 3532.9757 | 709.2248 | 709.7421 | 754.0578 | 5.771% | 7.1444 | 390.3482 | 19.88% | 167.2911 | 9754.1855
8 | 12 | 16 | 45.75 | 47.74 | 49.6467 | 81.6167 | 43.42% | 48.3842 | 9.6768 | 9.6768 | 9.6768 | 2213.5794 | 461.9728 | 480.4233 | 789.7922 | 5.518% | 6.8316 | 312.5472 | 15.68% | 131.9496 | 10769.2827
8 | 12 | 17 | 47.45 | 49.5467 | 51.3367 | 53.54 | 23.28% | 25.9465 | 5.1893 | 5.1893 | 5.1893 | 1231.1636 | 257.113 | 266.4018 | 277.8356 | 3.635% | 4.5004 | 213.5431 | 10.8% | 90.8448 | 4863.8282
8 | 12 | 18 | 43.9333 | 51.2633 | 47.5733 | 52.5333 | 3.791% | 4.2243 | 0.84487 | 0.84487 | 0.84487 | 185.5889 | 43.3107 | 40.1931 | 44.3836 | 5.906% | 7.3124 | 321.2579 | 8.542% | 71.879 | 3776.0418
8 | 12 | 19 | 34.1033 | 34.2 | 34.24 | 37.6733 | 0% | 0 | 0 | 0 | 0 | 0 | 0 | 0 | 0 | 3.788% | 4.6897 | 159.9351 | 14.12% | 118.7795 | 4474.8185
8 | 12 | 20 | 34.4067 | 34.5067 | 34.5567 | 37.7567 | 0% | 0 | 0 | 0 | 0 | 0 | 0 | 0 | 0 | 3.261% | 4.0368 | 138.8937 | 16.52% | 139.0157 | 5248.7699
8 | 12 | 21 | 33.9433 | 34.06 | 34.1233 | 39.0567 | 0% | 0 | 0 | 0 | 0 | 0 | 0 | 0 | 0 | 2.624% | 3.2484 | 110.261 | 17.31% | 145.6193 | 5687.404
8 | 12 | 22 | 28.84 | 28.9667 | 29.0433 | 33.4233 | 0% | 0 | 0 | 0 | 0 | 0 | 0 | 0 | 0 | 0.9217% | 1.1411 | 32.909 | 18.77% | 157.9693 | 5279.8602
8 | 12 | 23 | 26.5867 | 26.72 | 26.8067 | 35.0267 | 0% | 0 | 0 | 0 | 0 | 0 | 0 | 0 | 0 | 0.9189% | 1.1376 | 30.2448 | 23.66% | 199.0491 | 6972.0261
8 | 13 | 0 | 24.02 | 24.1367 | 24.2233 | 29.03 | 0% | 0 | 0 | 0 | 0 | 0 | 0 | 0 | 0 | 1.395% | 1.7269 | 41.4798 | 24.77% | 208.4422 | 6051.0777
8 | 13 | 1 | 22.99 | 23.0967 | 23.1867 | 25.2067 | 0% | 0 | 0 | 0 | 0 | 0 | 0 | 0 | 0 | 1.202% | 1.4876 | 34.199 | 31.04% | 261.1754 | 6583.3617
8 | 13 | 2 | 22.1667 | 22.2733 | 22.3533 | 26.6633 | 0% | 0 | 0 | 0 | 0 | 0 | 0 | 0 | 0 | 0.9763% | 1.2087 | 26.7934 | 37.82% | 318.2516 | 8485.6493
8 | 13 | 3 | 21.38 | 21.47 | 21.56 | 23.5167 | 0% | 0 | 0 | 0 | 0 | 0 | 0 | 0 | 0 | 0.7073% | 0.8757 | 18.7224 | 41.54% | 349.5501 | 8220.2525
8 | 13 | 4 | 20.5567 | 20.6433 | 20.7233 | 20.9433 | 0% | 0 | 0 | 0 | 0 | 0 | 0 | 0 | 0 | 0.2405% | 0.2978 | 6.1219 | 42.25% | 355.4928 | 7445.2041
8 | 13 | 5 | 21.5467 | 21.64 | 21.7267 | 22.2933 | 0% | 0 | 0 | 0 | 0 | 0 | 0 | 0 | 0 | 0.2935% | 0.36341 | 7.8302 | 39.71% | 334.1342 | 7448.9661
8 | 13 | 6 | 21.3067 | 21.4 | 21.49 | 24.1 | 0% | 0 | 0 | 0 | 0 | 0 | 0 | 0 | 0 | 0.1761% | 0.21805 | 4.6459 | 36.69% | 308.6956 | 7439.5633
8 | 13 | 7 | 21.9567 | 22.06 | 22.14 | 24.5267 | 10.06% | 11.213 | 2.2426 | 2.2426 | 2.2426 | 246.1997 | 49.4717 | 49.6511 | 55.0034 | 0.09805% | 0.1214 | 2.6654 | 39.4% | 331.5222 | 8131.135
8 | 13 | 8 | 25.4733 | 25.57 | 25.6667 | 30.84 | 55.55% | 61.9043 | 12.3809 | 12.3809 | 12.3809 | 1576.9097 | 316.5787 | 317.7756 | 381.8259 | 0.08487% | 0.10507 | 2.6765 | 35.97% | 302.6442 | 9333.5457
8 | 13 | 9 | 25.1567 | 25.2533 | 25.3333 | 31.8 | 63.93% | 71.2433 | 14.2487 | 14.2487 | 14.2487 | 1792.2448 | 359.8263 | 360.9662 | 453.1076 | 0.1928% | 0.23875 | 6.0062 | 34.17% | 287.5598 | 9144.401
8 | 13 | 10 | 27.3833 | 27.4933 | 27.58 | 30.43 | 65.75% | 73.2724 | 14.6545 | 14.6545 | 14.6545 | 2006.4424 | 402.9005 | 404.1705 | 445.9358 | 0.3973% | 0.49183 | 13.4678 | 32.9% | 276.8174 | 8423.553
8 | 13 | 11 | 31.59 | 31.7 | 31.8 | 33.0733 | 65.65% | 73.1599 | 14.632 | 14.632 | 14.632 | 2311.1227 | 463.834 | 465.2972 | 483.9286 | 0.5644% | 0.69878 | 22.0744 | 33.68% | 283.3757 | 9372.1786
8 | 13 | 12 | 32.12 | 32.23 | 32.3167 | 32.5733 | 65.64% | 73.1494 | 14.6299 | 14.6299 | 14.6299 | 2349.56 | 471.5213 | 472.7892 | 476.5442 | 3.853% | 4.7705 | 153.2293 | 33.02% | 277.8807 | 9051.4994
8 | 13 | 13 | 29.8667 | 29.9633 | 30.0367 | 30.2467 | 66.2% | 73.7667 | 14.7533 | 14.7533 | 14.7533 | 2203.165 | 442.0592 | 443.1411 | 446.2393 | 2.887% | 3.5738 | 106.7389 | 28.78% | 242.1938 | 7325.5559
8 | 13 | 14 | 28.8433 | 28.94 | 29.0167 | 35.8733 | 62.59% | 69.745 | 13.949 | 13.949 | 13.949 | 2011.6787 | 403.6841 | 404.7536 | 500.3972 | 2.528% | 3.13 | 90.2809 | 25.34% | 213.2076 | 7648.4686
8 | 13 | 15 | 27.57 | 27.64 | 27.71 | 27.8733 | 48.89% | 54.4819 | 10.8964 | 10.8964 | 10.8964 | 1502.0671 | 301.1762 | 301.9389 | 303.7187 | 2.497% | 3.0916 | 85.2361 | 24.58% | 206.7946 | 5764.0547
8 | 13 | 16 | 32.7 | 32.76 | 32.8433 | 33.0667 | 34.79% | 38.7709 | 7.7542 | 7.7542 | 7.7542 | 1267.8089 | 254.027 | 254.6732 | 256.405 | 1.675% | 2.0743 | 67.8288 | 24.25% | 204.0343 | 6746.7333
8 | 13 | 17 | 46.6833 | 46.75 | 46.8733 | 47.1667 | 21.16% | 23.5807 | 4.7161 | 4.7161 | 4.7161 | 1100.828 | 220.48 | 221.0617 | 222.4451 | 1.106% | 1.3695 | 63.9323 | 22.76% | 191.5081 | 9032.8002
8 | 13 | 18 | 39.2267 | 39.29 | 39.3733 | 39.6267 | 3.837% | 4.2762 | 0.85525 | 0.85525 | 0.85525 | 167.7423 | 33.6026 | 33.6739 | 33.8906 | 0.9472% | 1.1727 | 46.0005 | 18.52% | 155.8479 | 6175.7316
8 | 13 | 19 | 31.3067 | 31.3733 | 31.4333 | 31.6867 | 0% | 0 | 0 | 0 | 0 | 0 | 0 | 0 | 0 | 1.947% | 2.4107 | 75.472 | 14.5% | 122.0286 | 3866.6792
8 | 13 | 20 | 30.1267 | 30.2067 | 30.28 | 30.5067 | 0% | 0 | 0 | 0 | 0 | 0 | 0 | 0 | 0 | 2.413% | 2.9874 | 89.9995 | 10.98% | 92.3689 | 2817.8676
8 | 13 | 21 | 27.7167 | 27.8 | 27.88 | 28.1167 | 0% | 0 | 0 | 0 | 0 | 0 | 0 | 0 | 0 | 0.7506% | 0.92925 | 25.7557 | 6.632% | 55.8064 | 1569.0912
8 | 13 | 22 | 25.4133 | 25.5033 | 25.5933 | 26.1133 | 0% | 0 | 0 | 0 | 0 | 0 | 0 | 0 | 0 | 0.3513% | 0.43495 | 11.0534 | 3.851% | 32.4028 | 846.1443
8 | 13 | 23 | 22.4767 | 22.57 | 22.66 | 24.5333 | 0% | 0 | 0 | 0 | 0 | 0 | 0 | 0 | 0 | 0.4006% | 0.49597 | 11.1477 | 2.324% | 19.5529 | 479.698
8 | 14 | 0 | 20.64 | 20.7267 | 20.8067 | 21.22 | 0% | 0 | 0 | 0 | 0 | 0 | 0 | 0 | 0 | 0.6818% | 0.84407 | 17.4215 | 1.431% | 12.0407 | 255.5031
8 | 14 | 1 | 16.6533 | 16.7267 | 16.7933 | 17.5467 | 0% | 0 | 0 | 0 | 0 | 0 | 0 | 0 | 0 | 0.7889% | 0.97669 | 16.2652 | 0.6355% | 5.3474 | 93.8284
8 | 14 | 2 | 17.52 | 17.5933 | 17.66 | 18.16 | 0% | 0 | 0 | 0 | 0 | 0 | 0 | 0 | 0 | 0.9942% | 1.2309 | 21.5652 | 0.5636% | 4.7423 | 86.1205
8 | 14 | 3 | 15.3467 | 15.42 | 15.4833 | 15.6667 | 0% | 0 | 0 | 0 | 0 | 0 | 0 | 0 | 0 | 1.458% | 1.8054 | 27.7061 | 0.6655% | 5.6001 | 87.7351
8 | 14 | 4 | 18.42 | 18.49 | 18.56 | 18.7867 | 0% | 0 | 0 | 0 | 0 | 0 | 0 | 0 | 0 | 2.188% | 2.7088 | 49.8969 | 0.4042% | 3.4016 | 63.904
8 | 14 | 5 | 16.25 | 16.3267 | 16.3933 | 16.5633 | 0.0005544% | 0.00061786 | 0.00012357 | 0.00012357 | 0.00012357 | 0.01004 | 0.0020175 | 0.0020258 | 0.0020468 | 3.561% | 4.409 | 71.6466 | 0.338% | 2.8437 | 47.1018
8 | 14 | 6 | 19.55 | 19.6467 | 19.72 | 19.95 | 1.574% | 1.7541 | 0.35082 | 0.35082 | 0.35082 | 34.2929 | 6.8925 | 6.9182 | 6.9989 | 4.229% | 5.2353 | 102.3495 | 0.1807% | 1.5203 | 30.3309
8 | 14 | 7 | 19.51 | 19.61 | 19.6833 | 20.1267 | 13.28% | 14.7935 | 2.9587 | 2.9587 | 2.9587 | 288.6212 | 58.0201 | 58.2371 | 59.5488 | 1.766% | 2.1864 | 42.6574 | 0.04724% | 0.39752 | 8.0007
8 | 14 | 8 | 20.65 | 20.76 | 20.8367 | 21.6567 | 55.7% | 62.0674 | 12.4135 | 12.4135 | 12.4135 | 1281.6928 | 257.704 | 258.6557 | 268.8348 | 0.6431% | 0.79615 | 16.4404 | 0.02925% | 0.24615 | 5.3307
8 | 14 | 9 | 22.42 | 22.5267 | 22.6033 | 24.2133 | 63.84% | 71.1383 | 14.2277 | 14.2277 | 14.2277 | 1594.9206 | 320.5017 | 321.5925 | 344.4991 | 0.3531% | 0.43719 | 9.8017 | 0.001087% | 0.0091427 | 0.22138
8 | 14 | 10 | 30.6267 | 30.7833 | 30.8967 | 32.22 | 65.81% | 73.3329 | 14.6666 | 14.6666 | 14.6666 | 2245.9437 | 451.4865 | 453.1487 | 472.5575 | 0.2453% | 0.30367 | 9.3005 | 0.05185% | 0.43632 | 14.0583
8 | 14 | 11 | 28.24 | 28.4 | 28.49 | 31.0067 | 65.75% | 73.2742 | 14.6548 | 14.6548 | 14.6548 | 2069.2648 | 416.1977 | 417.5167 | 454.398 | 0.2741% | 0.33934 | 9.5831 | 0.1428% | 1.202 | 37.2698
8 | 14 | 12 | 30.38 | 30.5733 | 30.6467 | 30.9633 | 63.42% | 70.6743 | 14.1349 | 14.1349 | 14.1349 | 2147.0847 | 432.1497 | 433.1862 | 437.6623 | 0.823% | 1.0189 | 30.9535 | 0.4903% | 4.1261 | 127.7573
8 | 14 | 13 | 31.19 | 31.3933 | 31.4567 | 31.7267 | 57.61% | 64.1941 | 12.8388 | 12.8388 | 12.8388 | 2002.215 | 403.0536 | 403.8667 | 407.3332 | 1.345% | 1.6653 | 51.9415 | 1.705% | 14.3486 | 455.233
8 | 14 | 14 | 30.19 | 34.3167 | 37.3033 | 37.5267 | 48.12% | 53.6262 | 10.7252 | 10.7252 | 10.7252 | 1618.975 | 368.0545 | 400.0872 | 402.4825 | 1.784% | 2.2091 | 66.693 | 4.939% | 41.5599 | 1559.6063
8 | 14 | 15 | 22.08 | 34.9967 | 44.5 | 44.57 | 36.11% | 40.2427 | 8.0485 | 8.0485 | 8.0485 | 888.5581 | 281.6718 | 358.1597 | 358.7231 | 2.593% | 3.21 | 70.8761 | 6.089% | 51.2387 | 2283.7105
8 | 14 | 16 | 35.18 | 35.3967 | 35.4867 | 35.75 | 23.7% | 26.4112 | 5.2822 | 5.2822 | 5.2822 | 929.1453 | 186.9735 | 187.4489 | 188.8399 | 2.988% | 3.6999 | 130.161 | 6.672% | 56.1448 | 2007.1768
8 | 14 | 17 | 31.34 | 31.5 | 31.5633 | 31.7933 | 16.18% | 18.0323 | 3.6065 | 3.6065 | 3.6065 | 565.1334 | 113.6037 | 113.8321 | 114.6616 | 1.997% | 2.4722 | 77.4786 | 7.453% | 62.7117 | 1993.8154
8 | 14 | 18 | 30.0467 | 30.1933 | 30.2533 | 30.4667 | 3.021% | 3.3661 | 0.67322 | 0.67322 | 0.67322 | 101.1406 | 20.3269 | 20.3673 | 20.5109 | 2.43% | 3.0081 | 90.3846 | 9.631% | 81.0433 | 2469.1198
8 | 14 | 19 | 27.02 | 27.15 | 27.1967 | 27.4267 | 0% | 0 | 0 | 0 | 0 | 0 | 0 | 0 | 0 | 4.07% | 5.0385 | 136.1393 | 10.02% | 84.3109 | 2312.3676
8 | 14 | 20 | 29.0733 | 29.19 | 29.2567 | 29.5033 | 0% | 0 | 0 | 0 | 0 | 0 | 0 | 0 | 0 | 2.4% | 2.9714 | 86.389 | 9.645% | 81.155 | 2394.3431
8 | 14 | 21 | 25.2 | 25.3233 | 25.3933 | 25.8 | 0% | 0 | 0 | 0 | 0 | 0 | 0 | 0 | 0 | 1.534% | 1.8997 | 47.8716 | 8.215% | 69.1245 | 1783.4109
8 | 14 | 22 | 22.4933 | 22.8067 | 22.93 | 23.2733 | 0% | 0 | 0 | 0 | 0 | 0 | 0 | 0 | 0 | 1.427% | 1.7662 | 39.7282 | 7.252% | 61.0195 | 1420.1265
8 | 14 | 23 | 19.7633 | 19.8667 | 19.94 | 20.2267 | 0% | 0 | 0 | 0 | 0 | 0 | 0 | 0 | 0 | 1.697% | 2.1009 | 41.5211 | 6.191% | 52.0937 | 1053.6823
8 | 15 | 0 | 21.4633 | 21.5733 | 21.65 | 21.9133 | 0% | 0 | 0 | 0 | 0 | 0 | 0 | 0 | 0 | 5.133% | 6.3553 | 136.4056 | 4.296% | 36.1491 | 792.1468
8 | 15 | 1 | 17.7433 | 17.8333 | 17.9 | 18.09 | 0% | 0 | 0 | 0 | 0 | 0 | 0 | 0 | 0 | 6.453% | 7.9888 | 141.7475 | 3.076% | 25.8815 | 468.1968
8 | 15 | 2 | 18.6867 | 18.7733 | 18.8333 | 19.0167 | 0% | 0 | 0 | 0 | 0 | 0 | 0 | 0 | 0 | 9.621% | 11.911 | 222.5761 | 2.76% | 23.22 | 441.5676
8 | 15 | 3 | 16.86 | 16.94 | 16.9933 | 17.16 | 0% | 0 | 0 | 0 | 0 | 0 | 0 | 0 | 0 | 15.5% | 19.1937 | 323.6057 | 2.695% | 22.6767 | 389.1326
8 | 15 | 4 | 16.4633 | 16.5367 | 16.5867 | 16.7533 | 0% | 0 | 0 | 0 | 0 | 0 | 0 | 0 | 0 | 17.88% | 22.1387 | 364.4775 | 2.858% | 24.0456 | 402.8431
8 | 15 | 5 | 17.13 | 17.2067 | 17.2567 | 17.4367 | 0% | 0 | 0 | 0 | 0 | 0 | 0 | 0 | 0 | 20.39% | 25.2407 | 432.3735 | 2.463% | 20.7259 | 361.3906
8 | 15 | 6 | 17.9633 | 18.0567 | 18.1133 | 18.3333 | 0.8694% | 0.96881 | 0.19376 | 0.19376 | 0.19376 | 17.403 | 3.4987 | 3.5097 | 3.5523 | 16.3% | 20.1857 | 362.6017 | 1.06% | 8.9228 | 163.5841
8 | 15 | 7 | 18.75 | 18.8567 | 18.9167 | 19.2033 | 2.818% | 3.1406 | 0.62812 | 0.62812 | 0.62812 | 58.8862 | 11.8442 | 11.8819 | 12.062 | 5.048% | 6.2491 | 117.1705 | 0.4247% | 3.5736 | 68.6253
8 | 15 | 8 | 21.0467 | 21.1667 | 21.23 | 21.4767 | 11.43% | 12.7354 | 2.5471 | 2.5471 | 2.5471 | 268.0376 | 53.9132 | 54.0745 | 54.7028 | 1.59% | 1.9687 | 41.4352 | 0.2378% | 2.0009 | 42.9735
8 | 15 | 9 | 22.2467 | 22.3667 | 22.43 | 22.9367 | 19.57% | 21.813 | 4.3626 | 4.3626 | 4.3626 | 485.2675 | 97.577 | 97.8533 | 100.0637 | 1.395% | 1.7276 | 38.4326 | 0.3048% | 2.5649 | 58.8306
8 | 15 | 10 | 25.1533 | 25.2867 | 25.35 | 25.9233 | 39.42% | 43.9319 | 8.7864 | 8.7864 | 8.7864 | 1105.0344 | 222.1784 | 222.7349 | 227.7724 | 1.984% | 2.4558 | 61.7716 | 0.5436% | 4.5743 | 118.5804
8 | 15 | 11 | 27.8267 | 27.9733 | 28.0233 | 28.4567 | 53.19% | 59.2778 | 11.8556 | 11.8556 | 11.8556 | 1649.5034 | 331.6395 | 332.2323 | 337.3697 | 2.99% | 3.7012 | 102.9934 | 1.909% | 16.0592 | 456.9921
8 | 15 | 12 | 29.9633 | 30.1267 | 30.1767 | 30.47 | 54.32% | 60.5277 | 12.1055 | 12.1055 | 12.1055 | 1813.6126 | 364.6998 | 365.305 | 368.856 | 3.265% | 4.0427 | 121.1327 | 4.748% | 39.953 | 1217.3669
8 | 15 | 13 | 29.2267 | 29.3667 | 29.4067 | 29.8367 | 52.74% | 58.7749 | 11.755 | 11.755 | 11.755 | 1717.7931 | 345.2043 | 345.6745 | 350.7291 | 3.582% | 4.4348 | 129.6138 | 9.72% | 81.7896 | 2440.3297
8 | 15 | 14 | 31.32 | 31.4633 | 31.4933 | 31.9033 | 51.09% | 56.9373 | 11.3875 | 11.3875 | 11.3875 | 1783.2771 | 358.2876 | 358.6293 | 363.2981 | 6.057% | 7.4983 | 234.8459 | 16.41% | 138.0887 | 4405.4889
8 | 15 | 15 | 29.8633 | 29.9933 | 30.0167 | 30.2967 | 49.63% | 55.3111 | 11.0622 | 11.0622 | 11.0622 | 1651.7742 | 331.7929 | 332.051 | 335.1485 | 5.078% | 6.2869 | 187.7467 | 20.57% | 173.0724 | 5243.517
8 | 15 | 16 | 30.56 | 30.6933 | 30.71 | 31.05 | 39.61% | 44.1358 | 8.8272 | 8.8272 | 8.8272 | 1348.7907 | 270.9351 | 271.0822 | 274.0835 | 3.536% | 4.3777 | 133.7835 | 19.29% | 162.3147 | 5039.8714
8 | 15 | 17 | 32.3333 | 32.46 | 32.47 | 32.6833 | 25.05% | 27.92 | 5.584 | 5.584 | 5.584 | 902.7467 | 181.2567 | 181.3125 | 182.5037 | 4.84% | 5.9919 | 193.7396 | 21.96% | 184.8242 | 6040.6713
8 | 15 | 18 | 29.0167 | 29.1167 | 29.1267 | 29.3367 | 3.612% | 4.0254 | 0.80508 | 0.80508 | 0.80508 | 116.8031 | 23.4411 | 23.4492 | 23.6182 | 6.924% | 8.5726 | 248.7494 | 23.14% | 194.7536 | 5713.4203
8 | 15 | 19 | 28.1467 | 28.2433 | 28.26 | 28.9967 | 0% | 0 | 0 | 0 | 0 | 0 | 0 | 0 | 0 | 9.255% | 11.4578 | 322.4985 | 23.4% | 196.9219 | 5710.0784
8 | 15 | 20 | 31.0433 | 31.1433 | 31.1667 | 31.8267 | 0% | 0 | 0 | 0 | 0 | 0 | 0 | 0 | 0 | 8.68% | 10.7458 | 333.5847 | 20.79% | 174.9031 | 5566.5821
8 | 15 | 21 | 26.27 | 26.3633 | 26.3967 | 27.7633 | 0% | 0 | 0 | 0 | 0 | 0 | 0 | 0 | 0 | 4.932% | 6.1061 | 160.4076 | 16.23% | 136.5843 | 3792.0358
8 | 15 | 22 | 25.11 | 25.22 | 25.27 | 26.3433 | 0% | 0 | 0 | 0 | 0 | 0 | 0 | 0 | 0 | 3.883% | 4.8073 | 120.7108 | 14.41% | 121.2406 | 3193.8814
8 | 15 | 23 | 23.98 | 24.09 | 24.15 | 25.3833 | 0% | 0 | 0 | 0 | 0 | 0 | 0 | 0 | 0 | 4.022% | 4.9793 | 119.4031 | 10.51% | 88.4695 | 2245.651
8 | 16 | 0 | 23.3033 | 23.41 | 23.47 | 18.9533 | 0% | 0 | 0 | 0 | 0 | 0 | 0 | 0 | 0 | 3.661% | 4.5319 | 105.6094 | 8.641% | 72.7106 | 1378.1078
8 | 16 | 1 | 21.22 | 21.3133 | 21.3733 | 22.6567 | 0% | 0 | 0 | 0 | 0 | 0 | 0 | 0 | 0 | 5.556% | 6.8782 | 145.9546 | 7.373% | 62.0369 | 1405.5488
8 | 16 | 2 | 18.9267 | 19.0067 | 19.0633 | 19.2667 | 0% | 0 | 0 | 0 | 0 | 0 | 0 | 0 | 0 | 7.983% | 9.8839 | 187.0685 | 6.492% | 54.6314 | 1052.5647
8 | 16 | 3 | 18.3567 | 18.4233 | 18.4833 | 18.6767 | 0% | 0 | 0 | 0 | 0 | 0 | 0 | 0 | 0 | 12.67% | 15.6815 | 287.8602 | 6.422% | 54.0408 | 1009.302
8 | 16 | 4 | 18.8733 | 18.9467 | 19.01 | 19.2033 | 0% | 0 | 0 | 0 | 0 | 0 | 0 | 0 | 0 | 11.61% | 14.3695 | 271.2012 | 4.445% | 37.3991 | 718.187
8 | 16 | 5 | 19.9933 | 20.0633 | 20.1233 | 20.3533 | 0.1259% | 0.14025 | 0.028051 | 0.028051 | 0.028051 | 2.8042 | 0.5628 | 0.56448 | 0.57093 | 11.17% | 13.8243 | 276.3945 | 3.828% | 32.2082 | 655.5445
8 | 16 | 6 | 19.5833 | 19.67 | 19.7267 | 20.48 | 9.879% | 11.0085 | 2.2017 | 2.2017 | 2.2017 | 215.5825 | 43.3073 | 43.4321 | 45.0907 | 7.565% | 9.3657 | 183.4122 | 2.511% | 21.1299 | 432.7397
8 | 16 | 7 | 21.6567 | 21.76 | 21.82 | 22.18 | 25.88% | 28.84 | 5.768 | 5.768 | 5.768 | 624.5783 | 125.5117 | 125.8578 | 127.9342 | 2.663% | 3.2963 | 71.387 | 1.202% | 10.118 | 224.4183
8 | 16 | 8 | 22.08 | 22.1867 | 22.2433 | 21.7433 | 55.87% | 62.2571 | 12.4514 | 12.4514 | 12.4514 | 1374.6374 | 276.2556 | 276.9612 | 270.7355 | 0.7619% | 0.94327 | 20.8273 | 0.2181% | 1.835 | 39.8981
8 | 16 | 9 | 23.2733 | 23.3867 | 23.44 | 24.64 | 63.37% | 70.6162 | 14.1232 | 14.1232 | 14.1232 | 1643.4744 | 330.2955 | 331.0488 | 347.9966 | 1.33% | 1.6468 | 38.3272 | 0.1653% | 1.391 | 34.2743
8 | 16 | 10 | 24.87 | 24.9933 | 25.0467 | 25.9167 | 64.78% | 72.1856 | 14.4371 | 14.4371 | 14.4371 | 1795.2552 | 360.8316 | 361.6016 | 374.1619 | 2.436% | 3.016 | 75.0074 | 0.1476% | 1.2423 | 32.196
8 | 16 | 11 | 26.9867 | 27.1133 | 27.16 | 34.45 | 63.32% | 70.5668 | 14.1134 | 14.1134 | 14.1134 | 1904.362 | 382.6601 | 383.3187 | 486.2051 | 3.439% | 4.2581 | 114.911 | 0.4672% | 3.9316 | 135.4439
8 | 16 | 12 | 28.9167 | 29.0433 | 29.0667 | 29.37 | 61.97% | 69.0586 | 13.8117 | 13.8117 | 13.8117 | 1996.9436 | 401.1382 | 401.4605 | 405.65 | 5.152% | 6.3787 | 184.4498 | 1.851% | 15.5783 | 457.5335
8 | 16 | 13 | 28.3433 | 28.47 | 28.49 | 28.7467 | 58.98% | 65.7209 | 13.1442 | 13.1442 | 13.1442 | 1862.7486 | 374.2146 | 374.4775 | 377.8512 | 6.741% | 8.3458 | 236.5487 | 6.001% | 50.4917 | 1451.4669
8 | 16 | 14 | 38.2667 | 38.4267 | 38.4633 | 38.63 | 54.17% | 60.3659 | 12.0732 | 12.0732 | 12.0732 | 2309.9999 | 463.9317 | 464.3744 | 466.3866 | 7.617% | 9.43 | 360.8537 | 12.78% | 107.4991 | 4152.692
8 | 16 | 15 | 41.96 | 42.1233 | 42.1667 | 42.4867 | 46.56% | 51.882 | 10.3764 | 10.3764 | 10.3764 | 2176.9676 | 437.0883 | 437.538 | 440.8584 | 6.275% | 7.7681 | 325.9514 | 18.81% | 158.2574 | 6723.8304
8 | 16 | 16 | 35.01 | 35.14 | 35.1633 | 35.44 | 34.22% | 38.1333 | 7.6267 | 7.6267 | 7.6267 | 1335.0461 | 268.0007 | 268.1787 | 270.2887 | 6.367% | 7.8828 | 275.9752 | 25.61% | 215.4577 | 7635.8212
8 | 16 | 17 | 41.3167 | 41.4567 | 41.4633 | 42.46 | 21.21% | 23.6333 | 4.7267 | 4.7267 | 4.7267 | 976.4478 | 195.9513 | 195.9828 | 200.6937 | 4.797% | 5.939 | 245.3784 | 26.59% | 223.7673 | 9501.1606
8 | 16 | 18 | 32.5433 | 32.6367 | 32.6067 | 32.8533 | 3.362% | 3.7461 | 0.74922 | 0.74922 | 0.74922 | 121.9107 | 24.4521 | 24.4296 | 24.6144 | 6.631% | 8.2097 | 267.1702 | 32.53% | 273.7576 | 8993.8491
8 | 16 | 19 | 27.15 | 27.24 | 27.24 | 27.68 | 0% | 0 | 0 | 0 | 0 | 0 | 0 | 0 | 0 | 7.731% | 9.5715 | 259.8661 | 32.43% | 272.8754 | 7553.1898
8 | 16 | 20 | 26.82 | 26.92 | 26.9367 | 27.7967 | 0% | 0 | 0 | 0 | 0 | 0 | 0 | 0 | 0 | 12.61% | 15.6068 | 418.5756 | 32.27% | 271.535 | 7547.7671
8 | 16 | 21 | 25.89 | 25.9933 | 26.0233 | 28.6033 | 0% | 0 | 0 | 0 | 0 | 0 | 0 | 0 | 0 | 24.7% | 30.5784 | 791.6751 | 28.31% | 238.1804 | 6812.7532
8 | 16 | 22 | 25.39 | 25.51 | 25.55 | 31.4133 | 0% | 0 | 0 | 0 | 0 | 0 | 0 | 0 | 0 | 29.88% | 36.9927 | 939.2441 | 24.65% | 207.3872 | 6514.7222
8 | 16 | 23 | 23.6533 | 23.7667 | 23.8167 | 24.78 | 0% | 0 | 0 | 0 | 0 | 0 | 0 | 0 | 0 | 32.43% | 40.1511 | 949.7064 | 22.33% | 187.886 | 4655.815
8 | 17 | 0 | 22.6933 | 22.8067 | 22.8633 | 25.5267 | 0% | 0 | 0 | 0 | 0 | 0 | 0 | 0 | 0 | 37.17% | 46.0159 | 1044.2552 | 22.13% | 186.2555 | 4754.4815
8 | 17 | 1 | 20.8367 | 20.94 | 21 | 21.41 | 0% | 0 | 0 | 0 | 0 | 0 | 0 | 0 | 0 | 39.76% | 49.2272 | 1025.7301 | 20.47% | 172.2666 | 3688.2269
8 | 17 | 2 | 19.1533 | 19.2367 | 19.2967 | 19.5233 | 0% | 0 | 0 | 0 | 0 | 0 | 0 | 0 | 0 | 44.28% | 54.8163 | 1049.9143 | 16.96% | 142.6956 | 2785.8936
8 | 17 | 3 | 18.42 | 18.5033 | 18.5567 | 18.7667 | 0% | 0 | 0 | 0 | 0 | 0 | 0 | 0 | 0 | 47.64% | 58.9784 | 1086.3814 | 12.72% | 107.0507 | 2008.9847
8 | 17 | 4 | 18.21 | 18.28 | 18.33 | 18.55 | 0% | 0 | 0 | 0 | 0 | 0 | 0 | 0 | 0 | 48.62% | 60.1883 | 1096.0285 | 9.864% | 82.9975 | 1539.6041
8 | 17 | 5 | 18.1033 | 18.18 | 18.2333 | 18.4533 | 0.2789% | 0.31079 | 0.062157 | 0.062157 | 0.062157 | 5.6262 | 1.13 | 1.1333 | 1.147 | 48.91% | 60.5549 | 1096.2463 | 5.804% | 48.8384 | 901.2317
8 | 17 | 6 | 20.6867 | 20.7833 | 20.84 | 21.2533 | 13.87% | 15.4521 | 3.0904 | 3.0904 | 3.0904 | 319.6533 | 64.2294 | 64.4045 | 65.6819 | 45.7% | 56.5735 | 1170.3164 | 3.97% | 33.4025 | 709.9139
8 | 17 | 7 | 21.88 | 21.98 | 22.0433 | 22.47 | 29.7% | 33.1002 | 6.62 | 6.62 | 6.62 | 724.2317 | 145.5083 | 145.9276 | 148.7521 | 26.12% | 32.3373 | 707.541 | 2.223% | 18.7053 | 420.3091
8 | 17 | 8 | 23.1467 | 23.25 | 23.3 | 23.89 | 54.29% | 60.5012 | 12.1002 | 12.1002 | 12.1002 | 1400.4003 | 281.3304 | 281.9354 | 289.0746 | 14.13% | 17.4883 | 404.7948 | 1.727% | 14.5281 | 347.0759
8 | 17 | 9 | 25.9667 | 26.0867 | 26.14 | 26.85 | 58.88% | 65.614 | 13.1228 | 13.1228 | 13.1228 | 1703.7764 | 342.33 | 343.0299 | 352.3471 | 15.48% | 19.1592 | 497.5017 | 1.804% | 15.1825 | 407.6492
8 | 17 | 10 | 27.77 | 27.9 | 27.96 | 36.1633 | 59.25% | 66.0218 | 13.2044 | 13.2044 | 13.2044 | 1833.4246 | 368.4015 | 369.1937 | 477.5135 | 18.39% | 22.7711 | 632.3535 | 1.753% | 14.7547 | 533.5807
8 | 17 | 11 | 28.2933 | 28.4333 | 28.48 | 37.2333 | 54.14% | 60.3275 | 12.0655 | 12.0655 | 12.0655 | 1706.8673 | 343.0626 | 343.6257 | 449.2391 | 17.22% | 21.3231 | 603.3011 | 1.867% | 15.7139 | 585.0793
8 | 17 | 12 | 37.4033 | 37.5733 | 37.6133 | 42.1 | 50.41% | 56.1712 | 11.2342 | 11.2342 | 11.2342 | 2100.9893 | 422.1077 | 422.5571 | 472.9613 | 19.16% | 23.7237 | 887.3455 | 3.156% | 26.557 | 1118.0499
8 | 17 | 13 | 33.9667 | 34.11 | 34.1333 | 43.7467 | 50.46% | 56.2367 | 11.2473 | 11.2473 | 11.2473 | 1910.1723 | 383.6466 | 383.909 | 492.0334 | 25.64% | 31.7455 | 1078.2876 | 7.018% | 59.0524 | 2583.3441
8 | 17 | 14 | 34.6967 | 34.8367 | 34.85 | 35.15 | 45.71% | 50.9403 | 10.1881 | 10.1881 | 10.1881 | 1767.4603 | 354.9184 | 355.0542 | 358.1107 | 19.57% | 24.2241 | 840.496 | 14.42% | 121.342 | 4265.1719
8 | 17 | 15 | 33.38 | 33.5233 | 33.5233 | 62.9967 | 38.86% | 43.3029 | 8.6606 | 8.6606 | 8.6606 | 1445.4522 | 290.3318 | 290.3318 | 545.5882 | 19.71% | 24.4004 | 814.4838 | 25.11% | 211.2791 | 13309.8791
8 | 17 | 16 | 46.4 | 47.7533 | 47.8367 | 46.14 | 32.3% | 35.9893 | 7.1979 | 7.1979 | 7.1979 | 1669.9033 | 343.7218 | 344.3216 | 332.1092 | 20.98% | 25.9761 | 1205.2918 | 36.99% | 311.2471 | 14360.9407
8 | 17 | 17 | 36.39 | 37.4 | 37.4767 | 39.4467 | 19.42% | 21.6357 | 4.3271 | 4.3271 | 4.3271 | 787.3237 | 161.8352 | 162.1669 | 170.6914 | 15.26% | 18.8915 | 687.4633 | 53.78% | 452.5304 | 17850.8161
8 | 17 | 18 | 38.19 | 38.6633 | 38.7167 | 40.7267 | 2.754% | 3.0689 | 0.61379 | 0.61379 | 0.61379 | 117.2023 | 23.731 | 23.7637 | 24.9974 | 21.21% | 26.2564 | 1002.7322 | 58.7% | 493.9695 | 20117.731
8 | 17 | 19 | 29.07 | 29.2 | 29.2233 | 32.5133 | 0% | 0 | 0 | 0 | 0 | 0 | 0 | 0 | 0 | 31.17% | 38.596 | 1121.9847 | 55.79% | 469.4106 | 15262.1046
8 | 17 | 20 | 27.9067 | 29.14 | 28.5167 | 31.6867 | 0% | 0 | 0 | 0 | 0 | 0 | 0 | 0 | 0 | 45.19% | 55.9531 | 1561.4641 | 56.07% | 471.7956 | 14949.6306
8 | 17 | 21 | 24.42 | 36.9333 | 29.9667 | 33.21 | 0% | 0 | 0 | 0 | 0 | 0 | 0 | 0 | 0 | 54.16% | 67.0571 | 1637.5337 | 56.45% | 474.9926 | 15774.5041
8 | 17 | 22 | 23.9433 | 24.0967 | 24.9633 | 27.9067 | 0% | 0 | 0 | 0 | 0 | 0 | 0 | 0 | 0 | 60.4% | 74.7807 | 1790.4998 | 53.38% | 449.1393 | 12533.9803
8 | 17 | 23 | 24.06 | 24.1733 | 24.2267 | 32.6233 | 0% | 0 | 0 | 0 | 0 | 0 | 0 | 0 | 0 | 64.6% | 79.975 | 1924.1992 | 46.58% | 391.9534 | 12786.8268
8 | 18 | 0 | 22.8733 | 23.0233 | 23.4867 | 25.25 | 0% | 0 | 0 | 0 | 0 | 0 | 0 | 0 | 0 | 52.12% | 64.5227 | 1475.8493 | 36.36% | 305.9442 | 7725.0917
8 | 18 | 1 | 20.18 | 20.8467 | 23.3867 | 24.1667 | 0% | 0 | 0 | 0 | 0 | 0 | 0 | 0 | 0 | 47.77% | 59.1366 | 1193.3762 | 35.71% | 300.5159 | 7262.4677
8 | 18 | 2 | 19.17 | 22.4033 | 20.5967 | 20.9633 | 0% | 0 | 0 | 0 | 0 | 0 | 0 | 0 | 0 | 45.95% | 56.8911 | 1090.6028 | 34.04% | 286.3993 | 6003.8836
8 | 18 | 3 | 17.2067 | 21.1033 | 18.8767 | 19.0367 | 0% | 0 | 0 | 0 | 0 | 0 | 0 | 0 | 0 | 51.87% | 64.2183 | 1104.9837 | 26.2% | 220.4884 | 4197.3647
8 | 18 | 4 | 16.33 | 19.92 | 17.86 | 18.0133 | 0% | 0 | 0 | 0 | 0 | 0 | 0 | 0 | 0 | 59.33% | 73.4539 | 1199.5021 | 24.79% | 208.6349 | 3758.2104
8 | 18 | 5 | 18.3267 | 18.3967 | 18.4533 | 18.6767 | 0.1048% | 0.11678 | 0.023355 | 0.023355 | 0.023355 | 2.1401 | 0.42966 | 0.43098 | 0.4362 | 55.96% | 69.2781 | 1269.6359 | 23.31% | 196.1703 | 3663.8073
8 | 18 | 6 | 17.8533 | 17.92 | 17.9767 | 19.1033 | 4.537% | 5.056 | 1.0112 | 1.0112 | 1.0112 | 90.266 | 18.1206 | 18.1779 | 19.3172 | 46.74% | 57.8665 | 1033.1104 | 18.37% | 154.6008 | 2953.39
8 | 18 | 7 | 17.93 | 18.0067 | 18.0533 | 19.9367 | 14.91% | 16.6205 | 3.3241 | 3.3241 | 3.3241 | 298.0059 | 59.856 | 60.0112 | 66.2716 | 36.12% | 44.7144 | 801.7285 | 13.98% | 117.6361 | 2345.2718
8 | 18 | 8 | 20.7367 | 20.83 | 20.8733 | 23.1633 | 29.49% | 32.8672 | 6.5734 | 6.5734 | 6.5734 | 681.5568 | 136.9249 | 137.2097 | 152.2629 | 33.29% | 41.214 | 854.6401 | 8.998% | 75.7146 | 1753.8014
8 | 18 | 9 | 25.25 | 25.36 | 25.4167 | 26.34 | 39.91% | 44.4713 | 8.8943 | 8.8943 | 8.8943 | 1122.9009 | 225.5585 | 226.0625 | 234.2749 | 34.74% | 43.0127 | 1086.0705 | 7.784% | 65.4962 | 1725.1694
8 | 18 | 10 | 25.2033 | 25.3233 | 25.37 | 25.6467 | 39.2% | 43.6842 | 8.7368 | 8.7368 | 8.7368 | 1100.9865 | 221.2457 | 221.6534 | 224.0706 | 41.92% | 51.8967 | 1307.9701 | 9.551% | 80.3656 | 2061.1104
8 | 18 | 11 | 27.76 | 27.89 | 27.9433 | 31.0233 | 52.09% | 58.0464 | 11.6093 | 11.6093 | 11.6093 | 1611.3679 | 323.7828 | 324.4019 | 360.1585 | 44.94% | 55.632 | 1544.3443 | 17.55% | 147.6835 | 4581.634
8 | 18 | 12 | 30.4 | 30.5533 | 30.5967 | 41.8367 | 58.36% | 65.0363 | 13.0073 | 13.0073 | 13.0073 | 1977.1029 | 397.415 | 397.9787 | 544.1802 | 48.4% | 59.9252 | 1821.7258 | 41.83% | 351.9716 | 14725.3194
8 | 18 | 13 | 34.7167 | 34.8933 | 34.94 | 42.02 | 59.38% | 66.1688 | 13.2338 | 13.2338 | 13.2338 | 2297.161 | 461.7702 | 462.3877 | 556.0828 | 60.24% | 74.5818 | 2589.2332 | 64% | 538.5694 | 22630.6848
8 | 18 | 14 | 39.14 | 39.3333 | 39.3733 | 46.2733 | 56.12% | 62.5352 | 12.507 | 12.507 | 12.507 | 2447.6265 | 491.9433 | 492.4436 | 578.7421 | 67.11% | 83.091 | 3252.1814 | 77.83% | 654.9105 | 30304.8899
8 | 18 | 15 | 39.71 | 39.92 | 39.9433 | 50 | 48.15% | 53.6528 | 10.7306 | 10.7306 | 10.7306 | 2130.5514 | 428.3637 | 428.6141 | 536.5277 | 60.92% | 75.4255 | 2995.1482 | 86.42% | 727.1596 | 36357.9783
8 | 18 | 16 | 47.65 | 47.87 | 47.89 | 66.8933 | 38.13% | 42.4892 | 8.4978 | 8.4978 | 8.4978 | 2024.6111 | 406.7918 | 406.9617 | 568.4491 | 50.87% | 62.9809 | 3001.042 | 90.31% | 759.9253 | 50833.9387
8 | 18 | 17 | 41.6033 | 42.19 | 42.61 | 47.7067 | 22.5% | 25.0791 | 5.0158 | 5.0158 | 5.0158 | 1043.3728 | 211.6172 | 213.7238 | 239.2877 | 46.33% | 57.3594 | 2386.3421 | 89.83% | 755.8408 | 36058.6433
8 | 18 | 18 | 44.8 | 48.3533 | 50.6433 | 54.8533 | 2.643% | 2.9454 | 0.58907 | 0.58907 | 0.58907 | 131.9519 | 28.4835 | 29.8325 | 32.3125 | 40.67% | 50.3544 | 2255.876 | 69.91% | 588.2616 | 32268.1083
8 | 18 | 19 | 40.6333 | 42.8367 | 44.3433 | 45.1633 | 0% | 0 | 0 | 0 | 0 | 0 | 0 | 0 | 0 | 60.84% | 75.3252 | 3060.7134 | 34.36% | 289.1083 | 13057.0935
8 | 18 | 20 | 34.5867 | 36.4833 | 37.7333 | 38.6333 | 0% | 0 | 0 | 0 | 0 | 0 | 0 | 0 | 0 | 62.46% | 77.325 | 2674.4141 | 29.84% | 251.0677 | 9699.5807
8 | 18 | 21 | 25.2467 | 25.7 | 25.9933 | 26.6433 | 0% | 0 | 0 | 0 | 0 | 0 | 0 | 0 | 0 | 55.18% | 68.3193 | 1724.835 | 30.94% | 260.3069 | 6935.4443
8 | 18 | 22 | 23.3 | 23.42 | 23.4767 | 23.6533 | 0% | 0 | 0 | 0 | 0 | 0 | 0 | 0 | 0 | 53.09% | 65.7279 | 1531.4601 | 35.17% | 295.9366 | 6999.8865
8 | 18 | 23 | 21.7433 | 21.86 | 21.9233 | 22.4033 | 0% | 0 | 0 | 0 | 0 | 0 | 0 | 0 | 0 | 47.74% | 59.1098 | 1285.2449 | 33.78% | 284.2558 | 6368.2785
8 | 19 | 0 | 19.4833 | 19.5867 | 19.6433 | 19.86 | 0% | 0 | 0 | 0 | 0 | 0 | 0 | 0 | 0 | 42.8% | 52.9906 | 1032.434 | 35.31% | 297.119 | 5900.7831
8 | 19 | 1 | 18.34 | 18.4333 | 18.4833 | 18.69 | 0% | 0 | 0 | 0 | 0 | 0 | 0 | 0 | 0 | 36.2% | 44.8207 | 822.0108 | 29.96% | 252.11 | 4711.9358
8 | 19 | 2 | 17.4767 | 17.5567 | 17.6133 | 17.7967 | 0% | 0 | 0 | 0 | 0 | 0 | 0 | 0 | 0 | 31.66% | 39.2014 | 685.1101 | 26.07% | 219.3949 | 3904.4976
8 | 19 | 3 | 16.37 | 16.4433 | 16.4867 | 16.6633 | 0% | 0 | 0 | 0 | 0 | 0 | 0 | 0 | 0 | 30.41% | 37.6453 | 616.253 | 20.81% | 175.1038 | 2917.8134
8 | 19 | 4 | 15.95 | 16.0233 | 16.0567 | 16.22 | 0% | 0 | 0 | 0 | 0 | 0 | 0 | 0 | 0 | 25.53% | 31.6051 | 504.1008 | 16.15% | 135.8729 | 2203.8585
8 | 19 | 5 | 16.92 | 16.9967 | 17.05 | 17.2367 | 0.5589% | 0.62281 | 0.12456 | 0.12456 | 0.12456 | 10.5379 | 2.1171 | 2.1238 | 2.147 | 18.49% | 22.8954 | 387.3899 | 17.39% | 146.3032 | 2521.7798
8 | 19 | 6 | 18.4233 | 18.5167 | 18.58 | 18.87 | 10.97% | 12.2232 | 2.4446 | 2.4446 | 2.4446 | 225.1919 | 45.2665 | 45.4214 | 46.1303 | 10.13% | 12.5429 | 231.0823 | 11.93% | 100.3539 | 1893.6775
8 | 19 | 7 | 17.9233 | 18.0167 | 18.08 | 18.4233 | 25.99% | 28.9654 | 5.7931 | 5.7931 | 5.7931 | 519.157 | 104.3721 | 104.739 | 106.7279 | 5.192% | 6.4274 | 115.1998 | 7.474% | 62.8891 | 1158.6268
8 | 19 | 8 | 18.88 | 18.9867 | 19.0567 | 19.6233 | 40.8% | 45.4679 | 9.0936 | 9.0936 | 9.0936 | 858.4346 | 172.6569 | 173.2935 | 178.4465 | 4.279% | 5.2975 | 100.0177 | 5.402% | 45.4531 | 891.9413
8 | 19 | 9 | 20.9333 | 21.06 | 21.1333 | 21.4533 | 46.99% | 52.3701 | 10.474 | 10.474 | 10.474 | 1096.2804 | 220.5828 | 221.3509 | 224.7026 | 4.784% | 5.923 | 123.9871 | 3.688% | 31.0341 | 665.785
8 | 19 | 10 | 21.4767 | 21.62 | 21.69 | 22.6133 | 47.46% | 52.8916 | 10.5783 | 10.5783 | 10.5783 | 1135.9344 | 228.7031 | 229.4436 | 239.2109 | 5.547% | 6.868 | 147.5013 | 3.075% | 25.8721 | 585.0553
8 | 19 | 11 | 21.1267 | 21.2667 | 21.3333 | 21.5933 | 35.88% | 39.9795 | 7.9959 | 7.9959 | 7.9959 | 844.6326 | 170.046 | 170.579 | 172.6579 | 7.988% | 9.889 | 208.9212 | 4.546% | 38.2566 | 826.0877
8 | 19 | 12 | 22.5067 | 22.65 | 22.72 | 22.8567 | 30.75% | 34.2692 | 6.8538 | 6.8538 | 6.8538 | 771.2847 | 155.2393 | 155.7191 | 156.6558 | 9.236% | 11.4349 | 257.3618 | 5.923% | 49.8404 | 1139.1846
8 | 19 | 13 | 22.8133 | 22.94 | 22.9933 | 24.2567 | 27.33% | 30.4607 | 6.0921 | 6.0921 | 6.0921 | 694.9091 | 139.7535 | 140.0784 | 147.7748 | 10.99% | 13.608 | 310.4442 | 9.049% | 76.1403 | 1846.9104
8 | 19 | 14 | 24.0033 | 24.1333 | 24.1867 | 25.66 | 21.26% | 23.6957 | 4.7391 | 4.7391 | 4.7391 | 568.7751 | 114.3711 | 114.6239 | 121.6062 | 10.69% | 13.2378 | 317.7502 | 16.35% | 137.5784 | 3530.2619
8 | 19 | 15 | 29.94 | 32.3233 | 33.74 | 36.3267 | 16.94% | 18.8732 | 3.7746 | 3.7746 | 3.7746 | 565.0651 | 122.0093 | 127.3567 | 137.1204 | 8.253% | 10.2172 | 305.9028 | 28.39% | 238.89 | 8678.076
8 | 19 | 16 | 25.1167 | 27.1733 | 28.3367 | 28.7167 | 5.892% | 6.5654 | 1.3131 | 1.3131 | 1.3131 | 164.9013 | 35.6808 | 37.2084 | 37.7074 | 6.543% | 8.1009 | 203.4677 | 41.53% | 349.469 | 10035.5852
8 | 19 | 17 | 19.0533 | 22.45 | 25.1467 | 25.2667 | 0.7319% | 0.81558 | 0.16312 | 0.16312 | 0.16312 | 15.5395 | 3.662 | 4.1018 | 4.1214 | 5.563% | 6.887 | 131.22 | 47.08% | 396.1967 | 10010.5689
8 | 19 | 18 | 23.38 | 23.97 | 24.39 | 24.58 | 0.002218% | 0.0024715 | 0.00049429 | 0.00049429 | 0.00049429 | 0.057783 | 0.011848 | 0.012056 | 0.01215 | 5.555% | 6.8768 | 160.7797 | 45.42% | 382.2254 | 9395.101
8 | 19 | 19 | 23.0933 | 23.1867 | 23.2167 | 23.4333 | 0% | 0 | 0 | 0 | 0 | 0 | 0 | 0 | 0 | 4.937% | 6.1118 | 141.1421 | 49.99% | 420.6494 | 9857.2167
8 | 19 | 20 | 23.43 | 23.5267 | 23.56 | 23.81 | 0% | 0 | 0 | 0 | 0 | 0 | 0 | 0 | 0 | 4.098% | 5.0734 | 118.8694 | 54.14% | 455.5743 | 10847.2249
8 | 19 | 21 | 21.7667 | 21.8667 | 21.9067 | 22.2467 | 0% | 0 | 0 | 0 | 0 | 0 | 0 | 0 | 0 | 4.742% | 5.8713 | 127.7978 | 52.05% | 438.0192 | 9744.4682
8 | 19 | 22 | 20.05 | 20.14 | 20.1733 | 20.4467 | 0% | 0 | 0 | 0 | 0 | 0 | 0 | 0 | 0 | 12.19% | 15.0977 | 302.7091 | 44.21% | 372.0119 | 7606.4033
8 | 19 | 23 | 18.3567 | 18.4433 | 18.4933 | 18.71 | 0% | 0 | 0 | 0 | 0 | 0 | 0 | 0 | 0 | 21.75% | 26.926 | 494.2722 | 34.2% | 287.8057 | 5384.8443
8 | 20 | 0 | 17.6433 | 17.7333 | 17.7833 | 18.06 | 0% | 0 | 0 | 0 | 0 | 0 | 0 | 0 | 0 | 27.38% | 33.8943 | 598.0078 | 27.25% | 229.2651 | 4140.5273
8 | 20 | 1 | 15.3967 | 15.4633 | 15.5133 | 15.6867 | 0% | 0 | 0 | 0 | 0 | 0 | 0 | 0 | 0 | 26.78% | 33.1609 | 510.5679 | 26.86% | 226.0043 | 3545.2546
8 | 20 | 2 | 16.3433 | 16.4033 | 16.4467 | 16.62 | 0% | 0 | 0 | 0 | 0 | 0 | 0 | 0 | 0 | 39.42% | 48.8061 | 797.6544 | 18.87% | 158.821 | 2639.6054
8 | 20 | 3 | 16.3967 | 16.4533 | 16.4967 | 16.6667 | 0% | 0 | 0 | 0 | 0 | 0 | 0 | 0 | 0 | 44.84% | 55.5182 | 910.313 | 10.16% | 85.4823 | 1424.7043
8 | 20 | 4 | 12.8033 | 12.8433 | 12.88 | 13.0133 | 0% | 0 | 0 | 0 | 0 | 0 | 0 | 0 | 0 | 44.04% | 54.5205 | 698.0438 | 7.243% | 60.9455 | 793.104
8 | 20 | 5 | 14.22 | 14.26 | 14.3067 | 14.4567 | 0.3815% | 0.42509 | 0.085018 | 0.085018 | 0.085018 | 6.0448 | 1.2124 | 1.2163 | 1.2291 | 46.87% | 58.0248 | 825.1124 | 5.524% | 46.481 | 671.9606
8 | 20 | 6 | 16.3333 | 16.3867 | 16.4433 | 16.7267 | 10.98% | 12.2349 | 2.447 | 2.447 | 2.447 | 199.8371 | 40.0979 | 40.2366 | 40.9299 | 46.06% | 57.0279 | 931.455 | 3.408% | 28.6766 | 479.6642
8 | 20 | 7 | 14.3233 | 14.37 | 14.4033 | 15.8367 | 27.14% | 30.2425 | 6.0485 | 6.0485 | 6.0485 | 433.1741 | 86.9171 | 87.1187 | 95.7882 | 29.09% | 36.0175 | 515.8908 | 2.895% | 24.3578 | 385.7466
8 | 20 | 8 | 17.23 | 17.2933 | 17.3367 | 18.74 | 39.54% | 44.066 | 8.8132 | 8.8132 | 8.8132 | 759.2572 | 152.4096 | 152.7915 | 165.1594 | 26.5% | 32.8125 | 565.3594 | 2.991% | 25.168 | 471.6478
8 | 20 | 9 | 16.9767 | 17.0433 | 17.09 | 19.45 | 43.61% | 48.5968 | 9.7194 | 9.7194 | 9.7194 | 825.0116 | 165.6503 | 166.1038 | 189.0415 | 26.03% | 32.2239 | 547.0541 | 2.59% | 21.7976 | 423.9626
8 | 20 | 10 | 18.96 | 19.0333 | 19.09 | 21.4867 | 46.23% | 51.5199 | 10.304 | 10.304 | 10.304 | 976.8174 | 196.1191 | 196.703 | 221.3982 | 26.1% | 32.307 | 612.54 | 2.897% | 24.3753 | 523.7442
8 | 20 | 11 | 19.9267 | 20.0233 | 20.0767 | 21.7467 | 46.55% | 51.8746 | 10.3749 | 10.3749 | 10.3749 | 1033.687 | 207.7403 | 208.2936 | 225.6197 | 28.25% | 34.9741 | 696.9172 | 8.222% | 69.1806 | 1504.448
8 | 20 | 12 | 21.6567 | 21.76 | 21.8233 | 22.72 | 49.29% | 54.9299 | 10.986 | 10.986 | 10.986 | 1189.5983 | 239.0549 | 239.7507 | 249.6014 | 35.79% | 44.3132 | 959.6759 | 12.07% | 101.5983 | 2308.314
8 | 20 | 13 | 22.2333 | 22.34 | 22.3933 | 23.1233 | 47.48% | 52.9113 | 10.5823 | 10.5823 | 10.5823 | 1176.3953 | 236.4078 | 236.9722 | 244.6973 | 44.36% | 54.9179 | 1221.0076 | 21.41% | 180.1643 | 4165.9985
8 | 20 | 14 | 24.66 | 24.7633 | 24.8133 | 25.1433 | 44.17% | 49.2252 | 9.845 | 9.845 | 9.845 | 1213.8925 | 243.7958 | 244.2881 | 247.5369 | 37.65% | 46.6073 | 1149.3354 | 28.49% | 239.7506 | 6028.129
8 | 20 | 15 | 26.4833 | 26.5867 | 26.6367 | 27.46 | 40.99% | 45.6823 | 9.1365 | 9.1365 | 9.1365 | 1209.8204 | 242.9082 | 243.365 | 250.8874 | 46.22% | 57.2213 | 1515.4117 | 32.7% | 275.1707 | 7556.1873
8 | 20 | 16 | 26.5167 | 26.6233 | 26.68 | 28.19 | 29.89% | 33.3041 | 6.6608 | 6.6608 | 6.6608 | 883.1127 | 177.333 | 177.7105 | 187.7683 | 53.76% | 66.5592 | 1764.9273 | 45.36% | 381.6935 | 10759.9391
8 | 20 | 17 | 26.8667 | 26.9767 | 27.03 | 28.3933 | 16.18% | 18.033 | 3.6066 | 3.6066 | 3.6066 | 484.4854 | 97.2938 | 97.4862 | 102.4031 | 62.11% | 76.8925 | 2065.8452 | 49.41% | 415.7232 | 11803.7666
8 | 20 | 18 | 27.3133 | 27.4233 | 27.4667 | 27.7833 | 1.774% | 1.9772 | 0.39543 | 0.39543 | 0.39543 | 54.0029 | 10.8441 | 10.8612 | 10.9864 | 70.4% | 87.1535 | 2380.4537 | 57.22% | 481.5058 | 13377.8351
8 | 20 | 19 | 37.6767 | 37.74 | 37.75 | 38.31 | 0% | 0 | 0 | 0 | 0 | 0 | 0 | 0 | 0 | 70.02% | 86.6881 | 3266.1181 | 63.18% | 531.6288 | 20366.7009
8 | 20 | 20 | 23.82 | 23.9 | 23.9367 | 24.1667 | 0% | 0 | 0 | 0 | 0 | 0 | 0 | 0 | 0 | 71.04% | 87.9518 | 2095.0125 | 62.51% | 525.9815 | 12711.2186
8 | 20 | 21 | 20.9367 | 21.02 | 21.0667 | 21.2967 | 0% | 0 | 0 | 0 | 0 | 0 | 0 | 0 | 0 | 79.85% | 98.8626 | 2069.8527 | 47.09% | 396.2259 | 8438.2918
8 | 20 | 22 | 18.1867 | 18.27 | 18.3167 | 18.6667 | 0% | 0 | 0 | 0 | 0 | 0 | 0 | 0 | 0 | 76.61% | 94.8513 | 1725.029 | 21.86% | 183.953 | 3433.7895
8 | 20 | 23 | 16.9167 | 17.0033 | 17.0533 | 17.43 | 0% | 0 | 0 | 0 | 0 | 0 | 0 | 0 | 0 | 77.42% | 95.848 | 1621.4284 | 15.97% | 134.3457 | 2341.6458
8 | 21 | 0 | 18.36 | 18.4433 | 18.5033 | 19.6933 | 0% | 0 | 0 | 0 | 0 | 0 | 0 | 0 | 0 | 79.33% | 98.2187 | 1803.2948 | 10.28% | 86.5002 | 1703.4782
8 | 21 | 1 | 18.1867 | 18.2967 | 18.32 | 19.0933 | 0% | 0 | 0 | 0 | 0 | 0 | 0 | 0 | 0 | 78.71% | 97.4443 | 1772.1878 | 11.74% | 98.813 | 1886.6687
8 | 21 | 2 | 15.86 | 15.9567 | 15.9833 | 16.13 | 0% | 0 | 0 | 0 | 0 | 0 | 0 | 0 | 0 | 69.95% | 86.6073 | 1373.5915 | 26.73% | 224.9444 | 3628.3537
8 | 21 | 3 | 16.1733 | 16.27 | 16.29 | 16.44 | 0% | 0 | 0 | 0 | 0 | 0 | 0 | 0 | 0 | 69.06% | 85.5048 | 1382.8984 | 41.41% | 348.4136 | 5727.9201
8 | 21 | 4 | 16.37 | 16.4367 | 16.4933 | 16.6667 | 0% | 0 | 0 | 0 | 0 | 0 | 0 | 0 | 0 | 60.69% | 75.1313 | 1229.8994 | 43.29% | 364.2451 | 6070.7516
8 | 21 | 5 | 19.26 | 19.3467 | 19.4033 | 19.6033 | 0.6964% | 0.77604 | 0.15521 | 0.15521 | 0.15521 | 14.9465 | 3.0027 | 3.0115 | 3.0426 | 52.94% | 65.5418 | 1262.3354 | 53.87% | 453.3009 | 8886.2091
8 | 21 | 6 | 20.3567 | 20.4433 | 20.52 | 21.2433 | 14.79% | 16.4834 | 3.2967 | 3.2967 | 3.2967 | 335.5461 | 67.3949 | 67.6477 | 70.0323 | 46.88% | 58.0424 | 1181.5496 | 56.63% | 476.5197 | 10122.8673
8 | 21 | 7 | 20.73 | 20.8267 | 20.8967 | 21.7 | 32.44% | 36.1506 | 7.2301 | 7.2301 | 7.2301 | 749.4011 | 150.5791 | 151.0852 | 156.8934 | 38.16% | 47.2407 | 979.3002 | 57.25% | 481.7303 | 10453.5466
8 | 21 | 8 | 21.5767 | 21.68 | 21.7533 | 22.2133 | 44.47% | 49.5588 | 9.9118 | 9.9118 | 9.9118 | 1069.3138 | 214.887 | 215.6138 | 220.1733 | 28.63% | 35.4507 | 764.9076 | 54.9% | 461.9948 | 10262.4436
8 | 21 | 9 | 22.5 | 22.6033 | 22.6833 | 22.99 | 50.87% | 56.6852 | 11.337 | 11.337 | 11.337 | 1275.4179 | 256.2551 | 257.162 | 260.6387 | 30.78% | 38.1051 | 857.3653 | 60.68% | 510.574 | 11738.0956
8 | 21 | 10 | 24.8467 | 24.9667 | 25.0433 | 25.4533 | 54.61% | 60.8552 | 12.171 | 12.171 | 12.171 | 1512.0489 | 303.8703 | 304.8034 | 309.7935 | 35.41% | 43.8424 | 1089.3384 | 69.15% | 581.9075 | 14811.4846
8 | 21 | 11 | 24.42 | 24.5433 | 24.6133 | 26.73 | 57.72% | 64.3189 | 12.8638 | 12.8638 | 12.8638 | 1570.6685 | 315.7202 | 316.6207 | 343.8491 | 37.35% | 46.2469 | 1129.3491 | 77.41% | 651.3612 | 17410.8849
8 | 21 | 12 | 25.5033 | 25.63 | 25.6967 | 28.08 | 64.23% | 71.5739 | 14.3148 | 14.3148 | 14.3148 | 1825.3728 | 366.8878 | 367.8421 | 401.959 | 34.84% | 43.1377 | 1100.1547 | 85.47% | 719.2095 | 20195.4033
8 | 21 | 13 | 27.6833 | 27.8233 | 27.9067 | 30.2733 | 64.25% | 71.6005 | 14.3201 | 14.3201 | 14.3201 | 1982.1393 | 398.4327 | 399.626 | 433.5169 | 28.13% | 34.8281 | 964.1587 | 91.33% | 768.4869 | 23264.6598
8 | 21 | 14 | 40.5333 | 40.75 | 40.89 | 41.9167 | 62.27% | 69.3947 | 13.8789 | 13.8789 | 13.8789 | 2812.798 | 565.5667 | 567.5097 | 581.7588 | 36.88% | 45.6609 | 1850.788 | 97.54% | 820.755 | 34403.3135
8 | 21 | 15 | 56.23 | 56.49 | 56.63 | 61.5967 | 55.55% | 61.9074 | 12.3815 | 12.3815 | 12.3815 | 3481.0542 | 699.43 | 701.1634 | 762.6581 | 27.42% | 33.9468 | 1908.8305 | 97.97% | 824.3782 | 50778.9519
8 | 21 | 16 | 30.6767 | 32.4633 | 45.5233 | 44.08 | 43.38% | 48.3472 | 9.6694 | 9.6694 | 9.6694 | 1483.1302 | 313.9021 | 440.1849 | 426.2287 | 25.13% | 31.1121 | 954.4161 | 75.24% | 633.0754 | 27905.9617
8 | 21 | 17 | 35.6333 | 37.4533 | 39.7833 | 39.7867 | 24.63% | 27.4424 | 5.4885 | 5.4885 | 5.4885 | 977.864 | 205.5618 | 218.35 | 218.3683 | 17.05% | 21.1135 | 752.345 | 25.38% | 213.5794 | 8497.6138
8 | 21 | 18 | 24.57 | 26.09 | 29.3767 | 29.27 | 2.783% | 3.1017 | 0.62033 | 0.62033 | 0.62033 | 76.2081 | 16.1845 | 18.2234 | 18.1572 | 9.796% | 12.1283 | 297.9914 | 11.73% | 98.7122 | 2889.3058
8 | 21 | 19 | 27.8067 | 29.62 | 32.0167 | 32.13 | 0% | 0 | 0 | 0 | 0 | 0 | 0 | 0 | 0 | 17.3% | 21.417 | 595.536 | 13.94% | 117.2982 | 3768.7907
8 | 21 | 20 | 29.3233 | 29.4233 | 29.3533 | 29.56 | 0% | 0 | 0 | 0 | 0 | 0 | 0 | 0 | 0 | 16.81% | 20.8145 | 610.3513 | 31.43% | 264.4822 | 7818.093
8 | 21 | 21 | 24.7033 | 24.8433 | 24.9133 | 26.03 | 0% | 0 | 0 | 0 | 0 | 0 | 0 | 0 | 0 | 21.33% | 26.411 | 652.4396 | 57.88% | 487.0733 | 12678.5182
8 | 21 | 22 | 20.96 | 21.0967 | 21.1567 | 24.3267 | 0% | 0 | 0 | 0 | 0 | 0 | 0 | 0 | 0 | 21.45% | 26.5562 | 556.6189 | 64.96% | 546.6333 | 13297.7652
8 | 21 | 23 | 22.2833 | 22.4467 | 22.5167 | 23.7767 | 0% | 0 | 0 | 0 | 0 | 0 | 0 | 0 | 0 | 30.03% | 37.1794 | 828.4818 | 57.42% | 483.1314 | 11487.254
8 | 22 | 0 | 21.58 | 21.72 | 21.8 | 22.9433 | 0% | 0 | 0 | 0 | 0 | 0 | 0 | 0 | 0 | 40.6% | 50.2653 | 1084.7249 | 43.58% | 366.6826 | 8412.9209
8 | 22 | 1 | 20.2933 | 20.42 | 20.4933 | 21.38 | 0% | 0 | 0 | 0 | 0 | 0 | 0 | 0 | 0 | 46% | 56.9481 | 1155.6662 | 35.94% | 302.4076 | 6465.475
8 | 22 | 2 | 16.8333 | 16.9433 | 17 | 17.4767 | 0% | 0 | 0 | 0 | 0 | 0 | 0 | 0 | 0 | 44.15% | 54.6649 | 920.1921 | 37.08% | 312.0345 | 5453.3234
8 | 22 | 3 | 18.1667 | 18.2667 | 18.3333 | 18.6767 | 0% | 0 | 0 | 0 | 0 | 0 | 0 | 0 | 0 | 41.11% | 50.9012 | 924.7054 | 35.31% | 297.1132 | 5549.0838
8 | 22 | 4 | 18.17 | 18.2767 | 18.3267 | 18.79 | 0% | 0 | 0 | 0 | 0 | 0 | 0 | 0 | 0 | 40.2% | 49.7679 | 904.2827 | 31.06% | 261.3523 | 4910.8091
8 | 22 | 5 | 18.53 | 18.64 | 18.7067 | 18.9067 | 0.4197% | 0.46772 | 0.093544 | 0.093544 | 0.093544 | 8.6669 | 1.7437 | 1.7499 | 1.7686 | 39.82% | 49.3018 | 913.5617 | 26.4% | 222.1384 | 4199.8973
8 | 22 | 6 | 21.2533 | 21.39 | 21.46 | 21.8767 | 20.62% | 22.9783 | 4.5957 | 4.5957 | 4.5957 | 488.3662 | 98.3013 | 98.623 | 100.5379 | 25.07% | 31.0351 | 659.5996 | 21.54% | 181.2888 | 3965.9955
8 | 22 | 7 | 21.9167 | 22.0367 | 22.1233 | 22.71 | 40.22% | 44.8161 | 8.9632 | 8.9632 | 8.9632 | 982.2193 | 197.5194 | 198.2963 | 203.5547 | 7.786% | 9.64 | 211.2777 | 11.33% | 95.3473 | 2165.3382
8 | 22 | 8 | 23.0633 | 23.1967 | 23.28 | 24.16 | 54.46% | 60.6884 | 12.1377 | 12.1377 | 12.1377 | 1399.6763 | 281.5536 | 282.5651 | 293.2462 | 3.551% | 4.3958 | 101.3807 | 6.667% | 56.096 | 1355.2783
8 | 22 | 9 | 23.4833 | 23.6133 | 23.69 | 23.8367 | 61.26% | 68.2646 | 13.6529 | 13.6529 | 13.6529 | 1603.0807 | 322.391 | 323.4377 | 325.4402 | 2.98% | 3.689 | 86.6308 | 5.011% | 42.165 | 1005.0728
8 | 22 | 10 | 25.75 | 25.9 | 25.9767 | 50.5367 | 64.39% | 71.75 | 14.35 | 14.35 | 14.35 | 1847.562 | 371.6649 | 372.7651 | 725.201 | 2.817% | 3.4882 | 89.8209 | 3.937% | 33.1269 | 1674.1238
8 | 22 | 11 | 28.29 | 28.47 | 28.5567 | 30.9533 | 64.99% | 72.4235 | 14.4847 | 14.4847 | 14.4847 | 2048.8595 | 412.3791 | 413.6345 | 448.3494 | 6.087% | 7.5357 | 213.1861 | 7.821% | 65.8106 | 2037.0572
8 | 22 | 12 | 29.8267 | 30.0133 | 30.0833 | 31.1467 | 63.07% | 70.2801 | 14.056 | 14.056 | 14.056 | 2096.2207 | 421.8679 | 422.8518 | 437.7981 | 6.85% | 8.4812 | 252.9673 | 12.19% | 102.5548 | 3194.2386
8 | 22 | 13 | 39.09 | 39.3533 | 39.4167 | 39.8067 | 61.88% | 68.9529 | 13.7906 | 13.7906 | 13.7906 | 2695.3694 | 542.7054 | 543.5788 | 548.9571 | 5.204% | 6.4429 | 251.8534 | 16.12% | 135.6284 | 5398.9138
8 | 22 | 14 | 33.52 | 33.7367 | 33.79 | 34.2767 | 57.83% | 64.4475 | 12.8895 | 12.8895 | 12.8895 | 2160.2787 | 434.8485 | 435.5359 | 441.8088 | 3.886% | 4.8109 | 161.2618 | 16.42% | 138.1489 | 4735.2825
8 | 22 | 15 | 29.25 | 29.41 | 29.4533 | 30.14 | 49.78% | 55.4779 | 11.0956 | 11.0956 | 11.0956 | 1622.7296 | 326.3212 | 326.802 | 334.421 | 3.835% | 4.748 | 138.8778 | 16.6% | 139.6521 | 4209.115
8 | 22 | 16 | 35.5933 | 35.9767 | 36.0433 | 52.7867 | 38.76% | 43.1973 | 8.6395 | 8.6395 | 8.6395 | 1537.5354 | 310.8189 | 311.3948 | 456.0482 | 3.685% | 4.5618 | 162.37 | 17.1% | 143.8806 | 7594.9763
8 | 22 | 17 | 43.91 | 44.1933 | 44.29 | 53.1233 | 21.12% | 23.5369 | 4.7074 | 4.7074 | 4.7074 | 1033.5044 | 208.0346 | 208.4897 | 250.0715 | 4.158% | 5.1476 | 226.0315 | 13.41% | 112.8736 | 5996.2224
8 | 22 | 18 | 40.9067 | 41.1167 | 41.1967 | 42.16 | 1.705% | 1.9005 | 0.38011 | 0.38011 | 0.38011 | 77.745 | 15.6288 | 15.6592 | 16.0254 | 7.538% | 9.3319 | 381.7367 | 11.24% | 94.5655 | 3986.8818
8 | 22 | 19 | 30.6833 | 30.8367 | 30.8967 | 39.53 | 0% | 0 | 0 | 0 | 0 | 0 | 0 | 0 | 0 | 12.34% | 15.2721 | 468.5985 | 5.858% | 49.2934 | 1948.5678
8 | 22 | 20 | 31.1667 | 31.3333 | 31.3967 | 41.2367 | 0% | 0 | 0 | 0 | 0 | 0 | 0 | 0 | 0 | 16.87% | 20.8908 | 651.0971 | 3.684% | 31.0005 | 1278.3568
8 | 22 | 21 | 24.7133 | 24.86 | 24.9267 | 29.7067 | 0% | 0 | 0 | 0 | 0 | 0 | 0 | 0 | 0 | 18.99% | 23.5088 | 580.9819 | 6.391% | 53.7805 | 1597.6386
8 | 22 | 22 | 24.9833 | 25.1233 | 25.2033 | 25.7433 | 0% | 0 | 0 | 0 | 0 | 0 | 0 | 0 | 0 | 17.43% | 21.5776 | 539.0807 | 13.96% | 117.4441 | 3023.4032
8 | 22 | 23 | 24.76 | 24.9067 | 25 | 26.6133 | 0% | 0 | 0 | 0 | 0 | 0 | 0 | 0 | 0 | 14.58% | 18.0534 | 447.0026 | 11.68% | 98.2425 | 2614.5599
8 | 23 | 0 | 22.64 | 22.7667 | 22.8567 | 27.2133 | 0% | 0 | 0 | 0 | 0 | 0 | 0 | 0 | 0 | 10.3% | 12.751 | 288.6823 | 12.07% | 101.5422 | 2763.3015
8 | 23 | 1 | 20.9967 | 21.11 | 21.1933 | 21.8733 | 0% | 0 | 0 | 0 | 0 | 0 | 0 | 0 | 0 | 8.391% | 10.3889 | 218.1327 | 7.472% | 62.8705 | 1375.1864
8 | 23 | 2 | 21.32 | 21.4367 | 21.5133 | 21.72 | 0% | 0 | 0 | 0 | 0 | 0 | 0 | 0 | 0 | 9.568% | 11.8453 | 252.5408 | 6.777% | 57.0234 | 1238.5484
8 | 23 | 3 | 20.49 | 20.6367 | 20.67 | 20.83 | 0% | 0 | 0 | 0 | 0 | 0 | 0 | 0 | 0 | 9.597% | 11.8815 | 243.4526 | 5.568% | 46.8536 | 975.9613
8 | 23 | 4 | 18.1 | 18.1833 | 18.25 | 18.43 | 0% | 0 | 0 | 0 | 0 | 0 | 0 | 0 | 0 | 8.585% | 10.6287 | 192.3793 | 3.923% | 33.0092 | 608.3603
8 | 23 | 5 | 19.2433 | 19.35 | 19.41 | 19.6 | 0.1076% | 0.11987 | 0.023973 | 0.023973 | 0.023973 | 2.3066 | 0.46388 | 0.46532 | 0.46987 | 6.602% | 8.1742 | 157.2984 | 3.104% | 26.1181 | 511.9149
8 | 23 | 6 | 19.14 | 19.2433 | 19.3133 | 19.52 | 19.64% | 21.8915 | 4.3783 | 4.3783 | 4.3783 | 419.0035 | 84.2531 | 84.5596 | 85.4645 | 3.803% | 4.7084 | 90.1179 | 1.361% | 11.4484 | 223.4728
8 | 23 | 7 | 20.8 | 20.9 | 20.9767 | 21.2067 | 39.97% | 44.5418 | 8.9084 | 8.9084 | 8.9084 | 926.4686 | 186.1845 | 186.8675 | 188.9164 | 1.895% | 2.3459 | 48.7943 | 0.6871% | 5.7814 | 122.6036
8 | 23 | 8 | 20.28 | 20.3767 | 20.4533 | 20.71 | 53.03% | 59.098 | 11.8196 | 11.8196 | 11.8196 | 1198.5074 | 240.844 | 241.7502 | 244.7839 | 1.657% | 2.052 | 41.6155 | 0.3406% | 2.8662 | 59.3599
8 | 23 | 9 | 21.9867 | 22.0867 | 22.1633 | 22.4 | 56.37% | 62.8194 | 12.5639 | 12.5639 | 12.5639 | 1381.1889 | 277.4942 | 278.4574 | 281.4309 | 2.354% | 2.914 | 64.0691 | 0.1331% | 1.1199 | 25.0863
8 | 23 | 10 | 21.5233 | 21.6267 | 21.6933 | 21.93 | 58.22% | 64.8738 | 12.9748 | 12.9748 | 12.9748 | 1396.3 | 280.6007 | 281.4657 | 284.5364 | 3.415% | 4.2282 | 91.0043 | 0.3444% | 2.8976 | 63.5446
8 | 23 | 11 | 21.8867 | 21.9867 | 22.06 | 22.3567 | 63.23% | 70.463 | 14.0926 | 14.0926 | 14.0926 | 1542.1996 | 309.8492 | 310.8826 | 315.0634 | 5.466% | 6.7675 | 148.1178 | 1.527% | 12.8519 | 287.3256
8 | 23 | 12 | 23.4333 | 24.16 | 24.4067 | 25.74 | 60.52% | 67.4447 | 13.4889 | 13.4889 | 13.4889 | 1580.4544 | 325.8928 | 329.2201 | 347.2054 | 3.943% | 4.8814 | 114.3883 | 3.388% | 28.5119 | 733.8976
8 | 23 | 13 | 22.06 | 22.1667 | 22.2333 | 23.5633 | 56.7% | 63.1839 | 12.6368 | 12.6368 | 12.6368 | 1393.8374 | 280.1154 | 280.9579 | 297.7648 | 9.529% | 11.7968 | 260.2372 | 5.006% | 42.1246 | 992.5955
8 | 23 | 14 | 22.4 | 22.5 | 22.56 | 22.87 | 54.1% | 60.2892 | 12.0578 | 12.0578 | 12.0578 | 1350.4789 | 271.3016 | 272.025 | 275.763 | 7.572% | 9.3746 | 209.9908 | 5.826% | 49.0217 | 1121.126
8 | 23 | 15 | 23.66 | 23.75 | 23.8167 | 24.04 | 41.76% | 46.5337 | 9.3067 | 9.3067 | 9.3067 | 1100.9885 | 221.0353 | 221.6558 | 223.7343 | 5.898% | 7.3014 | 172.7511 | 8.622% | 72.5522 | 1744.1548
8 | 23 | 16 | 29.6967 | 29.8167 | 29.9067 | 30.34 | 31.19% | 34.753 | 6.9506 | 6.9506 | 6.9506 | 1032.0468 | 207.2434 | 207.869 | 210.8809 | 14.13% | 17.498 | 519.6331 | 13.8% | 116.1174 | 3523.0034
8 | 23 | 17 | 43.0467 | 43.2033 | 43.3267 | 43.5767 | 17.39% | 19.3805 | 3.8761 | 3.8761 | 3.8761 | 834.2666 | 167.4606 | 167.9386 | 168.9076 | 10.13% | 12.5402 | 539.8123 | 16.57% | 139.4138 | 6075.189
8 | 23 | 18 | 49.4333 | 49.61 | 49.7433 | 49.9867 | 1.288% | 1.4353 | 0.28706 | 0.28706 | 0.28706 | 70.9515 | 14.241 | 14.2793 | 14.3491 | 9.232% | 11.4291 | 564.9774 | 15.32% | 128.94 | 6445.2806
8 | 23 | 19 | 24.18 | 24.2633 | 24.3233 | 24.5433 | 0% | 0 | 0 | 0 | 0 | 0 | 0 | 0 | 0 | 7.766% | 9.6151 | 232.4924 | 12.59% | 105.9425 | 2600.1831
8 | 23 | 20 | 25.54 | 25.6367 | 25.7133 | 25.9533 | 0% | 0 | 0 | 0 | 0 | 0 | 0 | 0 | 0 | 5.158% | 6.3864 | 163.1088 | 8.351% | 70.2697 | 1823.7318
8 | 23 | 21 | 21.1667 | 21.2733 | 21.35 | 21.5767 | 0% | 0 | 0 | 0 | 0 | 0 | 0 | 0 | 0 | 2.953% | 3.6563 | 77.3913 | 6.418% | 54.005 | 1165.2483
8 | 23 | 22 | 18.8467 | 18.9567 | 19.04 | 19.5433 | 0% | 0 | 0 | 0 | 0 | 0 | 0 | 0 | 0 | 3.286% | 4.0688 | 76.6832 | 4.165% | 35.0486 | 684.9672
8 | 23 | 23 | 17.6667 | 17.77 | 17.8533 | 18.3 | 0% | 0 | 0 | 0 | 0 | 0 | 0 | 0 | 0 | 2.221% | 2.7493 | 48.5709 | 3.468% | 29.1799 | 533.9923
8 | 24 | 0 | 18.02 | 18.1133 | 18.1933 | 18.5333 | 0% | 0 | 0 | 0 | 0 | 0 | 0 | 0 | 0 | 1.947% | 2.4104 | 43.4353 | 4.235% | 35.6368 | 660.4682
8 | 24 | 1 | 15.8633 | 15.95 | 16.02 | 16.2133 | 0% | 0 | 0 | 0 | 0 | 0 | 0 | 0 | 0 | 1.885% | 2.3335 | 37.0169 | 4.883% | 41.0917 | 666.2326
8 | 24 | 2 | 16.4667 | 16.55 | 16.61 | 16.77 | 0% | 0 | 0 | 0 | 0 | 0 | 0 | 0 | 0 | 1.027% | 1.272 | 20.9454 | 3.932% | 33.089 | 554.9025
8 | 24 | 3 | 14.8333 | 14.91 | 14.95 | 15.09 | 0% | 0 | 0 | 0 | 0 | 0 | 0 | 0 | 0 | 1.306% | 1.6168 | 23.9829 | 2.057% | 17.3083 | 261.1827
8 | 24 | 4 | 14.76 | 14.8267 | 14.87 | 15.0033 | 0% | 0 | 0 | 0 | 0 | 0 | 0 | 0 | 0 | 0.7185% | 0.88954 | 13.1296 | 2.89% | 24.3187 | 364.8618
8 | 24 | 5 | 15.0067 | 15.0933 | 15.13 | 15.2433 | 0.239% | 0.2663 | 0.05326 | 0.05326 | 0.05326 | 3.9963 | 0.80387 | 0.80582 | 0.81186 | 1.105% | 1.3675 | 20.5214 | 3.76% | 31.6347 | 482.2188
8 | 24 | 6 | 14.79 | 14.8933 | 14.9333 | 15.0567 | 5.585% | 6.2237 | 1.2447 | 1.2447 | 1.2447 | 92.0491 | 18.5384 | 18.5882 | 18.7417 | 2.017% | 2.4975 | 36.9382 | 5.937% | 49.9551 | 752.158
8 | 24 | 7 | 17.2033 | 17.2867 | 17.36 | 17.54 | 21.76% | 24.2493 | 4.8499 | 4.8499 | 4.8499 | 417.1684 | 83.8378 | 84.1935 | 85.0665 | 0.7582% | 0.93865 | 16.1479 | 7.189% | 60.4901 | 1060.9966
8 | 24 | 8 | 18.4267 | 18.5167 | 18.5967 | 18.8067 | 39.9% | 44.4621 | 8.8924 | 8.8924 | 8.8924 | 819.2874 | 164.6578 | 165.3692 | 167.2366 | 0.6163% | 0.76299 | 14.0593 | 5.43% | 45.6939 | 859.3501
8 | 24 | 9 | 19.0167 | 19.1233 | 19.2067 | 20.99 | 56.75% | 63.2426 | 12.6485 | 12.6485 | 12.6485 | 1202.6639 | 241.882 | 242.936 | 265.4925 | 1.462% | 1.8095 | 34.4105 | 3.435% | 28.9025 | 606.6637
8 | 24 | 10 | 19.5367 | 19.65 | 19.73 | 21.46 | 59.04% | 65.7969 | 13.1594 | 13.1594 | 13.1594 | 1285.4515 | 258.5817 | 259.6344 | 282.4002 | 3.312% | 4.1004 | 80.1073 | 1.814% | 15.2677 | 327.6442
8 | 24 | 11 | 22.1667 | 22.29 | 22.3733 | 23.24 | 52.28% | 58.2626 | 11.6525 | 11.6525 | 11.6525 | 1291.4886 | 259.7349 | 260.7059 | 270.8048 | 5.252% | 6.5024 | 144.1358 | 1.072% | 9.0222 | 209.6753
8 | 24 | 12 | 23.7767 | 23.9167 | 23.9933 | 23.7367 | 48.6% | 54.1631 | 10.8326 | 10.8326 | 10.8326 | 1287.8185 | 259.0803 | 259.9108 | 257.1304 | 8.085% | 10.0099 | 238.0021 | 0.4237% | 3.5654 | 84.6305
8 | 24 | 13 | 23.16 | 23.3033 | 23.3633 | 24.1133 | 40.6% | 45.2443 | 9.0489 | 9.0489 | 9.0489 | 1047.8572 | 210.8685 | 211.4114 | 218.198 | 10.96% | 13.5714 | 314.3128 | 1.008% | 8.4811 | 204.5083
8 | 24 | 14 | 23.91 | 24.05 | 24.1067 | 24.9733 | 24.44% | 27.2342 | 5.4468 | 5.4468 | 5.4468 | 651.1691 | 130.9964 | 131.305 | 136.0256 | 10.98% | 13.5884 | 324.8978 | 2.331% | 19.6107 | 489.7442
8 | 24 | 15 | 26.5333 | 26.7067 | 26.7667 | 28.2067 | 26.02% | 28.9957 | 5.7991 | 5.7991 | 5.7991 | 769.3526 | 154.8757 | 155.2237 | 163.5744 | 10.91% | 13.5073 | 358.3925 | 3.65% | 30.7147 | 866.3579
8 | 24 | 16 | 36.89 | 37.1433 | 37.2533 | 45.5467 | 22.43% | 24.9926 | 4.9985 | 4.9985 | 4.9985 | 921.9758 | 185.6614 | 186.2113 | 227.6656 | 9.694% | 12.0014 | 442.733 | 3.931% | 33.0739 | 1506.4072
8 | 24 | 17 | 50.5333 | 50.88 | 51.0467 | 54.4733 | 11.01% | 12.2745 | 2.4549 | 2.4549 | 2.4549 | 620.2699 | 124.905 | 125.3142 | 133.7263 | 8.038% | 9.952 | 502.908 | 4.782% | 40.237 | 2191.8424
8 | 24 | 18 | 32.6067 | 32.7667 | 32.8333 | 33.6333 | 0.7723% | 0.86068 | 0.17214 | 0.17214 | 0.17214 | 28.064 | 5.6403 | 5.6518 | 5.7895 | 8.882% | 10.9965 | 358.5594 | 8.095% | 68.117 | 2291.0012
8 | 24 | 19 | 30.2433 | 30.3667 | 30.4233 | 35.49 | 0% | 0 | 0 | 0 | 0 | 0 | 0 | 0 | 0 | 9.576% | 11.856 | 358.5664 | 12.44% | 104.6566 | 3714.2629
8 | 24 | 20 | 27.2533 | 27.3633 | 27.4233 | 28.1033 | 0% | 0 | 0 | 0 | 0 | 0 | 0 | 0 | 0 | 10.98% | 13.5951 | 370.5114 | 13.37% | 112.4647 | 3160.633
8 | 24 | 21 | 24.8033 | 24.91 | 24.98 | 25.89 | 0% | 0 | 0 | 0 | 0 | 0 | 0 | 0 | 0 | 7.22% | 8.9383 | 221.6992 | 11.34% | 95.3795 | 2469.3762
8 | 24 | 22 | 21.82 | 21.9333 | 22.0167 | 22.5633 | 0% | 0 | 0 | 0 | 0 | 0 | 0 | 0 | 0 | 5.332% | 6.6007 | 144.027 | 8.709% | 73.2796 | 1653.4318
8 | 24 | 23 | 20.0733 | 20.1833 | 20.27 | 21.2567 | 0% | 0 | 0 | 0 | 0 | 0 | 0 | 0 | 0 | 3.964% | 4.9072 | 98.5031 | 5.214% | 43.8711 | 932.5536
8 | 25 | 0 | 19.3667 | 19.4767 | 19.5633 | 19.77 | 0% | 0 | 0 | 0 | 0 | 0 | 0 | 0 | 0 | 1.789% | 2.2147 | 42.8909 | 2.272% | 19.12 | 378.0017
8 | 25 | 1 | 17.2367 | 17.3233 | 17.3967 | 17.5867 | 0% | 0 | 0 | 0 | 0 | 0 | 0 | 0 | 0 | 0.9672% | 1.1974 | 20.6396 | 2.491% | 20.9609 | 368.6332
8 | 25 | 2 | 16.4833 | 16.5633 | 16.63 | 16.7933 | 0% | 0 | 0 | 0 | 0 | 0 | 0 | 0 | 0 | 1.168% | 1.4462 | 23.8386 | 7.101% | 59.7522 | 1003.4378
8 | 25 | 3 | 17.3267 | 17.4 | 17.47 | 17.6333 | 0% | 0 | 0 | 0 | 0 | 0 | 0 | 0 | 0 | 1.653% | 2.046 | 35.451 | 6.581% | 55.3771 | 976.4825
8 | 25 | 4 | 17.4567 | 17.5733 | 17.6 | 17.7333 | 0% | 0 | 0 | 0 | 0 | 0 | 0 | 0 | 0 | 1.793% | 2.2196 | 38.7462 | 6.622% | 55.7173 | 988.0531
8 | 25 | 5 | 17.8633 | 18.0267 | 18.0233 | 18.1333 | 0.002772% | 0.0030893 | 0.00061786 | 0.00061786 | 0.00061786 | 0.055185 | 0.011138 | 0.011136 | 0.011204 | 2.035% | 2.52 | 45.0152 | 5.095% | 42.8698 | 777.3727
8 | 25 | 6 | 19.5567 | 19.6533 | 19.7267 | 19.9933 | 3.732% | 4.1588 | 0.83177 | 0.83177 | 0.83177 | 81.333 | 16.347 | 16.408 | 16.6298 | 1.776% | 2.1982 | 42.9898 | 5.636% | 47.4269 | 948.2209
8 | 25 | 7 | 19.02 | 19.1133 | 19.1867 | 19.3967 | 9.978% | 11.1197 | 2.2239 | 2.2239 | 2.2239 | 211.4964 | 42.5068 | 42.6699 | 43.137 | 0.9519% | 1.1785 | 22.4155 | 4.696% | 39.5118 | 766.3976
8 | 25 | 8 | 18.65 | 18.7667 | 18.84 | 19.1467 | 9.525% | 10.6143 | 2.1229 | 2.1229 | 2.1229 | 197.9562 | 39.8389 | 39.9946 | 40.6456 | 1.367% | 1.6919 | 31.5539 | 1.417% | 11.9209 | 228.2446
8 | 25 | 9 | 19.28 | 19.41 | 19.4733 | 25.9933 | 9.326% | 10.3925 | 2.0785 | 2.0785 | 2.0785 | 200.3666 | 40.3435 | 40.4752 | 54.0269 | 2.672% | 3.3079 | 63.7765 | 0.2815% | 2.3689 | 61.5746
8 | 25 | 10 | 19.6133 | 19.7467 | 19.8 | 21.7833 | 9.447% | 10.5278 | 2.1056 | 2.1056 | 2.1056 | 206.4847 | 41.5777 | 41.69 | 45.866 | 4.637% | 5.7405 | 112.5897 | 0.0008661% | 0.0072879 | 0.15875
8 | 25 | 11 | 20.6567 | 20.79 | 20.8567 | 22.26 | 9.387% | 10.461 | 2.0922 | 2.0922 | 2.0922 | 216.0903 | 43.497 | 43.6365 | 46.5726 | 7.148% | 8.8497 | 182.8054 | 0.0004077% | 0.0034306 | 0.076364
8 | 25 | 12 | 23.2467 | 23.39 | 23.4633 | 24.01 | 15.11% | 16.8331 | 3.3666 | 3.3666 | 3.3666 | 391.3126 | 78.7451 | 78.992 | 80.8324 | 9.078% | 11.2395 | 261.2801 | 0.142% | 1.1947 | 28.6841
8 | 25 | 13 | 29.9667 | 30.1133 | 30.1767 | 41.1333 | 26.41% | 29.4319 | 5.8864 | 5.8864 | 5.8864 | 881.9763 | 177.2586 | 177.6314 | 242.1265 | 11.36% | 14.0656 | 421.4981 | 1.09% | 9.1681 | 377.1156
8 | 25 | 14 | 31.4033 | 31.5567 | 31.6233 | 32.59 | 22.5% | 25.0791 | 5.0158 | 5.0158 | 5.0158 | 787.5663 | 158.2824 | 158.6167 | 163.4654 | 14.42% | 17.8518 | 560.6069 | 1.686% | 14.185 | 462.2905
8 | 25 | 15 | 35.2833 | 35.4467 | 35.5067 | 36.3067 | 13.15% | 14.6551 | 2.931 | 2.931 | 2.931 | 517.0807 | 103.8949 | 104.0707 | 106.4155 | 18.13% | 22.45 | 792.1103 | 2.515% | 21.1626 | 768.3433
8 | 25 | 16 | 26.2367 | 27.1933 | 28.0333 | 30.2 | 7.441% | 8.2917 | 1.6583 | 1.6583 | 1.6583 | 217.5472 | 45.0959 | 46.4889 | 50.082 | 18.96% | 23.4772 | 615.9638 | 4.962% | 41.7532 | 1260.9474
8 | 25 | 17 | 40.3333 | 47.9667 | 49.98 | 49.8733 | 2.416% | 2.6926 | 0.53853 | 0.53853 | 0.53853 | 108.6035 | 25.8315 | 26.9157 | 26.8583 | 19.82% | 24.5353 | 989.59 | 8.731% | 73.4707 | 3664.2279
8 | 25 | 18 | 15.9267 | 60.2967 | 34.8667 | 34.7367 | 0.005544% | 0.0061786 | 0.0012357 | 0.0012357 | 0.0012357 | 0.098405 | 0.07451 | 0.043086 | 0.042925 | 32.35% | 40.0496 | 637.8559 | 13.03% | 109.6718 | 3809.6325
8 | 25 | 19 | 18.2133 | 34.87 | 25.26 | 26.3333 | 0% | 0 | 0 | 0 | 0 | 0 | 0 | 0 | 0 | 40.46% | 50.0911 | 912.3256 | 18.42% | 155.0354 | 4082.5984
8 | 25 | 20 | 21.5533 | 21.6567 | 21.73 | 21.9167 | 0% | 0 | 0 | 0 | 0 | 0 | 0 | 0 | 0 | 40.9% | 50.641 | 1091.4834 | 21.98% | 184.9636 | 4053.7848
8 | 25 | 21 | 18.04 | 18.1367 | 18.2033 | 18.48 | 0% | 0 | 0 | 0 | 0 | 0 | 0 | 0 | 0 | 41.56% | 51.4492 | 928.1437 | 23.38% | 196.6924 | 3634.875
8 | 25 | 22 | 16.3467 | 16.4333 | 16.5033 | 16.73 | 0% | 0 | 0 | 0 | 0 | 0 | 0 | 0 | 0 | 47.35% | 58.6189 | 958.2235 | 27.52% | 231.5487 | 3873.8092
8 | 25 | 23 | 16.0033 | 16.0933 | 16.16 | 16.3233 | 0% | 0 | 0 | 0 | 0 | 0 | 0 | 0 | 0 | 51.7% | 64.0129 | 1024.4202 | 29.36% | 247.0287 | 4032.3319
8 | 26 | 0 | 16.22 | 16.32 | 16.37 | 16.52 | 0% | 0 | 0 | 0 | 0 | 0 | 0 | 0 | 0 | 59.68% | 73.8905 | 1198.504 | 32.04% | 269.5942 | 4453.6966
8 | 26 | 1 | 15.4 | 15.48 | 15.5433 | 15.6933 | 0% | 0 | 0 | 0 | 0 | 0 | 0 | 0 | 0 | 65.67% | 81.3065 | 1252.1203 | 38.27% | 322.0508 | 5054.0502
8 | 26 | 2 | 14.5067 | 14.5767 | 14.6267 | 14.7433 | 0% | 0 | 0 | 0 | 0 | 0 | 0 | 0 | 0 | 67.84% | 83.9925 | 1218.4514 | 42.73% | 359.5584 | 5301.0892
8 | 26 | 3 | 12.3267 | 12.3767 | 12.4233 | 12.53 | 0% | 0 | 0 | 0 | 0 | 0 | 0 | 0 | 0 | 66.62% | 82.4791 | 1016.6927 | 43.32% | 364.5249 | 4567.4971
8 | 26 | 4 | 14.7467 | 14.8067 | 14.86 | 14.99 | 0% | 0 | 0 | 0 | 0 | 0 | 0 | 0 | 0 | 63.53% | 78.6486 | 1159.8043 | 40.65% | 342.0616 | 5127.5027
8 | 26 | 5 | 17.6433 | 17.7 | 17.76 | 17.92 | 0.08927% | 0.099476 | 0.019895 | 0.019895 | 0.019895 | 1.7551 | 0.35214 | 0.35334 | 0.35652 | 62.91% | 77.8905 | 1374.2476 | 50.21% | 422.4567 | 7570.4234
8 | 26 | 6 | 15.74 | 15.8067 | 15.8633 | 16.0233 | 3.082% | 3.4347 | 0.68694 | 0.68694 | 0.68694 | 54.0622 | 10.8582 | 10.8972 | 11.0071 | 55.35% | 68.5313 | 1078.682 | 57.61% | 484.7966 | 7768.0569
8 | 26 | 7 | 17.25 | 17.33 | 17.3967 | 17.57 | 11.58% | 12.9059 | 2.5812 | 2.5812 | 2.5812 | 222.6272 | 44.7319 | 44.904 | 45.3514 | 36.63% | 45.3518 | 782.3188 | 51.03% | 429.4326 | 7545.1315
8 | 26 | 8 | 18.7733 | 18.8667 | 18.94 | 19.1333 | 10.94% | 12.1892 | 2.4378 | 2.4378 | 2.4378 | 228.832 | 45.9939 | 46.1727 | 46.644 | 34.38% | 42.5621 | 799.0325 | 46.83% | 394.0348 | 7539.1988
8 | 26 | 9 | 19.8633 | 19.96 | 20.03 | 20.23 | 8.531% | 9.5071 | 1.9014 | 1.9014 | 1.9014 | 188.8419 | 37.9522 | 38.0853 | 38.4656 | 32.67% | 40.449 | 803.4513 | 42.22% | 355.2247 | 7186.1963
8 | 26 | 10 | 19.6733 | 19.78 | 19.8433 | 20.0767 | 10.91% | 12.1546 | 2.4309 | 2.4309 | 2.4309 | 239.1216 | 48.0836 | 48.2376 | 48.8048 | 19.75% | 24.4488 | 480.9897 | 38.44% | 323.4905 | 6494.6115
8 | 26 | 11 | 20.86 | 20.97 | 21.0333 | 21.2933 | 10.57% | 11.7783 | 2.3557 | 2.3557 | 2.3557 | 245.6959 | 49.3983 | 49.5475 | 50.16 | 17.58% | 21.7705 | 454.1323 | 30.53% | 256.8814 | 5469.8606
8 | 26 | 12 | 22.22 | 22.3367 | 22.3967 | 22.72 | 11.87% | 13.2285 | 2.6457 | 2.6457 | 2.6457 | 293.9362 | 59.0959 | 59.2546 | 60.1101 | 18.37% | 22.7384 | 505.2462 | 28.87% | 242.925 | 5519.2559
8 | 26 | 13 | 21.96 | 22.07 | 22.1233 | 23.3733 | 12.02% | 13.3984 | 2.6797 | 2.6797 | 2.6797 | 294.2281 | 59.1404 | 59.2833 | 62.6329 | 19% | 23.5217 | 516.5374 | 32.36% | 272.2674 | 6363.7972
8 | 26 | 14 | 23.8067 | 23.92 | 23.9733 | 26.9667 | 9.847% | 10.9733 | 2.1947 | 2.1947 | 2.1947 | 261.2365 | 52.496 | 52.6131 | 59.1824 | 24.54% | 30.381 | 723.2695 | 37.51% | 315.6449 | 8511.892
8 | 26 | 15 | 23.03 | 23.1267 | 23.1633 | 25.47 | 7.666% | 8.5432 | 1.7086 | 1.7086 | 1.7086 | 196.7498 | 39.5151 | 39.5778 | 43.519 | 24.27% | 30.0513 | 692.0805 | 46.28% | 389.3863 | 9917.669
8 | 26 | 16 | 22.2067 | 22.3067 | 22.3467 | 24.6767 | 3.158% | 3.5193 | 0.70387 | 0.70387 | 0.70387 | 78.153 | 15.701 | 15.7291 | 17.3692 | 19.82% | 24.5386 | 544.9216 | 45.66% | 384.2245 | 9481.3794
8 | 26 | 17 | 26.4933 | 26.5933 | 26.6167 | 26.9433 | 0.8006% | 0.89219 | 0.17844 | 0.17844 | 0.17844 | 23.6372 | 4.7453 | 4.7494 | 4.8077 | 16.71% | 20.6887 | 548.1131 | 47.25% | 397.6158 | 10713.0958
8 | 26 | 18 | 27.3967 | 27.4967 | 27.5233 | 27.9267 | 0.01164% | 0.012975 | 0.002595 | 0.002595 | 0.002595 | 0.35548 | 0.071355 | 0.071424 | 0.07247 | 23.18% | 28.6933 | 786.101 | 49.21% | 414.0927 | 11564.2288
8 | 26 | 19 | 26.93 | 27.01 | 27.02 | 27.2367 | 0% | 0 | 0 | 0 | 0 | 0 | 0 | 0 | 0 | 26.22% | 32.4564 | 874.0515 | 49.71% | 418.3172 | 11393.5662
8 | 26 | 20 | 26.1967 | 26.2867 | 26.3067 | 26.74 | 0% | 0 | 0 | 0 | 0 | 0 | 0 | 0 | 0 | 21.5% | 26.6146 | 697.2126 | 41.71% | 350.9638 | 9384.7726
8 | 26 | 21 | 24.13 | 24.22 | 24.2533 | 25.3967 | 0% | 0 | 0 | 0 | 0 | 0 | 0 | 0 | 0 | 24.64% | 30.5074 | 736.1447 | 43.25% | 363.9239 | 9242.4537
8 | 26 | 22 | 21.7167 | 21.8033 | 21.8533 | 23.6333 | 0% | 0 | 0 | 0 | 0 | 0 | 0 | 0 | 0 | 29.56% | 36.6016 | 794.8643 | 25.64% | 215.7664 | 5099.2787
8 | 26 | 23 | 22.49 | 22.5867 | 22.65 | 23.17 | 0% | 0 | 0 | 0 | 0 | 0 | 0 | 0 | 0 | 35.78% | 44.2964 | 996.225 | 21.04% | 177.0383 | 4101.9768
8 | 27 | 0 | 20.7167 | 20.8133 | 20.8833 | 21.1067 | 0% | 0 | 0 | 0 | 0 | 0 | 0 | 0 | 0 | 29.53% | 36.5565 | 757.3291 | 18.32% | 154.1722 | 3254.0604
8 | 27 | 1 | 20.3467 | 20.4233 | 20.4733 | 20.6567 | 0% | 0 | 0 | 0 | 0 | 0 | 0 | 0 | 0 | 25.64% | 31.7491 | 645.9889 | 19.77% | 166.3816 | 3436.8884
8 | 27 | 2 | 21.1867 | 21.2533 | 21.3 | 21.48 | 0% | 0 | 0 | 0 | 0 | 0 | 0 | 0 | 0 | 21.86% | 27.068 | 573.4806 | 21.96% | 184.7704 | 3968.8672
8 | 27 | 3 | 20.05 | 20.1033 | 20.1533 | 20.3367 | 0% | 0 | 0 | 0 | 0 | 0 | 0 | 0 | 0 | 20.28% | 25.1047 | 503.3498 | 21.12% | 177.6841 | 3613.5024
8 | 27 | 4 | 19.9967 | 20.05 | 20.1033 | 20.2867 | 0% | 0 | 0 | 0 | 0 | 0 | 0 | 0 | 0 | 16.16% | 20.0091 | 400.1149 | 19.44% | 163.5789 | 3318.4713
8 | 27 | 5 | 19.96 | 20.0267 | 20.0867 | 20.2767 | 0% | 0 | 0 | 0 | 0 | 0 | 0 | 0 | 0 | 11.48% | 14.2118 | 283.6669 | 23.79% | 200.1841 | 4059.0669
8 | 27 | 6 | 20.59 | 20.6633 | 20.73 | 20.9433 | 2.23% | 2.485 | 0.49701 | 0.49701 | 0.49701 | 51.1671 | 10.2699 | 10.303 | 10.409 | 10.43% | 12.9138 | 265.8955 | 23.89% | 201.0006 | 4209.623
8 | 27 | 7 | 22.5633 | 22.6467 | 22.7 | 22.9133 | 6.989% | 7.7888 | 1.5578 | 1.5578 | 1.5578 | 175.7409 | 35.278 | 35.3611 | 35.6934 | 6.028% | 7.4632 | 168.3942 | 18.39% | 154.7756 | 3546.426
8 | 27 | 8 | 22.65 | 22.7333 | 22.7767 | 23 | 8.179% | 9.1147 | 1.8229 | 1.8229 | 1.8229 | 206.4484 | 41.4416 | 41.5206 | 41.9277 | 3.038% | 3.7609 | 85.1839 | 12.34% | 103.8475 | 2388.4936
8 | 27 | 9 | 23.48 | 23.5633 | 23.6033 | 23.8267 | 9.456% | 10.537 | 2.1074 | 2.1074 | 2.1074 | 247.4097 | 49.6576 | 49.7418 | 50.2125 | 2.432% | 3.0109 | 70.6949 | 8.116% | 68.2924 | 1627.1791
8 | 27 | 10 | 23.7267 | 23.8133 | 23.8467 | 24.17 | 10.08% | 11.2321 | 2.2464 | 2.2464 | 2.2464 | 266.5011 | 53.4949 | 53.5698 | 54.2961 | 2.25% | 2.7858 | 66.0973 | 4.229% | 35.5858 | 860.1082
8 | 27 | 11 | 27.1733 | 27.2767 | 27.31 | 33.9767 | 10.91% | 12.1558 | 2.4312 | 2.4312 | 2.4312 | 330.3147 | 66.3142 | 66.3952 | 82.603 | 2.184% | 2.7041 | 73.4792 | 1.558% | 13.1083 | 445.3776
8 | 27 | 12 | 42.85 | 42.9667 | 42.96 | 45.8267 | 10.54% | 11.7499 | 2.35 | 2.35 | 2.35 | 503.4834 | 100.9708 | 100.9552 | 107.6918 | 3.674% | 4.549 | 194.9238 | 0.2609% | 2.195 | 100.5912
8 | 27 | 13 | 47.3233 | 56.2533 | 55.8033 | 61.8333 | 9.123% | 10.1663 | 2.0333 | 2.0333 | 2.0333 | 481.1042 | 114.3779 | 113.4629 | 125.7235 | 6.807% | 8.4268 | 398.7847 | 0.01794% | 0.15094 | 9.3334
8 | 27 | 14 | 43.8133 | 43.7233 | 47.56 | 50.8367 | 5.519% | 6.1502 | 1.23 | 1.23 | 1.23 | 269.4612 | 53.7815 | 58.5008 | 62.5312 | 5.784% | 7.1612 | 313.7576 | 0.004434% | 0.037309 | 1.8967
8 | 27 | 15 | 60.2267 | 63.4633 | 65.92 | 71.0067 | 3.578% | 3.9871 | 0.79741 | 0.79741 | 0.79741 | 240.128 | 50.6066 | 52.5655 | 56.6217 | 6.091% | 7.5412 | 454.1815 | 0.008784% | 0.073913 | 5.2483
8 | 27 | 16 | 60.5267 | 65.7767 | 70.1933 | 81.1567 | 1.538% | 1.714 | 0.34279 | 0.34279 | 0.34279 | 103.7398 | 22.5476 | 24.0616 | 27.8197 | 6.19% | 7.6639 | 463.8676 | 0.1235% | 1.0396 | 84.3685
8 | 27 | 17 | 51.47 | 54.5333 | 57.0667 | 64.1167 | 0.3853% | 0.42941 | 0.085883 | 0.085883 | 0.085883 | 22.102 | 4.6835 | 4.9011 | 5.5065 | 7.388% | 9.1473 | 470.8119 | 0.4472% | 3.7631 | 241.2774
8 | 27 | 18 | 40.6667 | 43.37 | 45.45 | 54.7267 | 0% | 0 | 0 | 0 | 0 | 0 | 0 | 0 | 0 | 19.05% | 23.5799 | 958.9162 | 0.603% | 5.0743 | 277.7003
8 | 27 | 19 | 34.3567 | 35.4167 | 36.68 | 41.23 | 0% | 0 | 0 | 0 | 0 | 0 | 0 | 0 | 0 | 37.78% | 46.7739 | 1606.9956 | 0.8042% | 6.7667 | 278.991
8 | 27 | 20 | 33.4067 | 33.7367 | 34.0667 | 48.4033 | 0% | 0 | 0 | 0 | 0 | 0 | 0 | 0 | 0 | 29.63% | 36.6874 | 1225.6029 | 0.7518% | 6.3263 | 306.2119
8 | 27 | 21 | 25.3867 | 25.4633 | 25.63 | 28.75 | 0% | 0 | 0 | 0 | 0 | 0 | 0 | 0 | 0 | 21.06% | 26.0672 | 661.7603 | 0.9412% | 7.9202 | 227.705
8 | 27 | 22 | 24.9433 | 25.04 | 25.07 | 27.9967 | 0% | 0 | 0 | 0 | 0 | 0 | 0 | 0 | 0 | 18.16% | 22.4871 | 560.9044 | 1.475% | 12.4123 | 347.5042
8 | 27 | 23 | 24.41 | 24.5267 | 24.5833 | 26.69 | 0% | 0 | 0 | 0 | 0 | 0 | 0 | 0 | 0 | 19.05% | 23.5824 | 575.6469 | 1.713% | 14.4167 | 384.7824
8 | 28 | 0 | 24.5433 | 24.6567 | 24.7167 | 26.62 | 0% | 0 | 0 | 0 | 0 | 0 | 0 | 0 | 0 | 16.47% | 20.3856 | 500.3311 | 2.956% | 24.8759 | 662.1977
8 | 28 | 1 | 22.0067 | 22.1033 | 22.1533 | 22.77 | 0% | 0 | 0 | 0 | 0 | 0 | 0 | 0 | 0 | 13.86% | 17.1536 | 377.4934 | 3.113% | 26.1917 | 596.384
8 | 28 | 2 | 19.5633 | 19.6333 | 19.6767 | 19.8733 | 0% | 0 | 0 | 0 | 0 | 0 | 0 | 0 | 0 | 12.15% | 15.0469 | 294.3683 | 3.993% | 33.6027 | 667.7972
8 | 28 | 3 | 17.7733 | 17.83 | 17.8633 | 18.0367 | 0% | 0 | 0 | 0 | 0 | 0 | 0 | 0 | 0 | 12.54% | 15.5197 | 275.8373 | 4.821% | 40.5669 | 731.6918
8 | 28 | 4 | 18.4133 | 18.47 | 18.51 | 18.6767 | 0% | 0 | 0 | 0 | 0 | 0 | 0 | 0 | 0 | 16.13% | 19.973 | 367.7696 | 5.808% | 48.8728 | 912.7818
8 | 28 | 5 | 20.5867 | 20.6433 | 20.6833 | 20.8633 | 0.3216% | 0.35836 | 0.071672 | 0.071672 | 0.071672 | 7.3775 | 1.4796 | 1.4824 | 1.4953 | 19.32% | 23.9196 | 492.4253 | 8.06% | 67.8192 | 1414.9356
8 | 28 | 6 | 21.5067 | 21.6033 | 21.66 | 21.9133 | 3.567% | 3.9747 | 0.79494 | 0.79494 | 0.79494 | 85.4828 | 17.1734 | 17.2185 | 17.4198 | 26.81% | 33.1946 | 713.9053 | 9.272% | 78.0167 | 1709.6058
8 | 28 | 7 | 22.33 | 22.4233 | 22.4733 | 22.56 | 11.53% | 12.8497 | 2.5699 | 2.5699 | 2.5699 | 286.9338 | 57.6266 | 57.7551 | 57.9778 | 23.21% | 28.73 | 641.54 | 8.862% | 74.5679 | 1682.2512
8 | 28 | 8 | 25.6267 | 25.7533 | 25.8033 | 25.7733 | 13.29% | 14.8052 | 2.961 | 2.961 | 2.961 | 379.4089 | 76.2568 | 76.4049 | 76.3161 | 10.11% | 12.5131 | 320.6686 | 15.92% | 133.9218 | 3451.6116
8 | 28 | 9 | 25.8933 | 26.0267 | 26.0833 | 26.7933 | 16.93% | 18.8708 | 3.7742 | 3.7742 | 3.7742 | 488.6273 | 98.2287 | 98.4426 | 101.1222 | 6.917% | 8.5641 | 221.7519 | 29.25% | 246.0934 | 6593.6618
8 | 28 | 10 | 28.3133 | 28.4833 | 28.54 | 45.35 | 26.25% | 29.2564 | 5.8513 | 5.8513 | 5.8513 | 828.3473 | 166.6642 | 166.9958 | 265.3559 | 6.874% | 8.5098 | 240.9395 | 35.68% | 300.2381 | 13615.7984
8 | 28 | 11 | 29.4033 | 29.58 | 29.6167 | 41.34 | 33.3% | 37.1107 | 7.4221 | 7.4221 | 7.4221 | 1091.1788 | 219.547 | 219.8191 | 306.8314 | 7.563% | 9.364 | 275.3318 | 32.31% | 271.9015 | 11240.4093
8 | 28 | 12 | 27.8967 | 28.0633 | 28.0733 | 50.0933 | 38.41% | 42.8006 | 8.5601 | 8.5601 | 8.5601 | 1193.9946 | 240.2256 | 240.3112 | 428.8051 | 9.529% | 11.7971 | 329.0997 | 28.74% | 241.8032 | 12112.7299
8 | 28 | 13 | 28.1733 | 28.3467 | 28.3633 | 46.31 | 40.63% | 45.2721 | 9.0544 | 9.0544 | 9.0544 | 1275.4652 | 256.6625 | 256.8134 | 419.3099 | 15.29% | 18.9249 | 533.1786 | 29.2% | 245.6696 | 11376.9574
8 | 28 | 14 | 27.6967 | 27.85 | 27.85 | 41.71 | 33.11% | 36.8951 | 7.379 | 7.379 | 7.379 | 1021.8708 | 205.5056 | 205.5056 | 307.7788 | 16.53% | 20.4645 | 566.7972 | 42.97% | 361.5478 | 15080.1589
8 | 28 | 15 | 35.82 | 36.02 | 36.0067 | 47.8733 | 29.83% | 33.2435 | 6.6487 | 6.6487 | 6.6487 | 1190.7826 | 239.4863 | 239.3976 | 318.2955 | 27.39% | 33.913 | 1214.7624 | 65.41% | 550.3693 | 26348.012
8 | 28 | 16 | 115.7133 | 116.1933 | 115.7333 | 127.1833 | 18.37% | 20.4741 | 4.0948 | 4.0948 | 4.0948 | 2369.1301 | 475.7915 | 473.9079 | 520.7937 | 27.58% | 34.1446 | 3950.9804 | 72.75% | 612.1513 | 77855.4374
8 | 28 | 17 | 185.24 | 186 | 185.21 | 187.2833 | 7.282% | 8.115 | 1.623 | 1.623 | 1.623 | 1503.2254 | 301.8786 | 300.5964 | 303.9614 | 30.14% | 37.3163 | 6912.4669 | 74.28% | 625.0227 | 117056.3323
8 | 28 | 18 | 42.8267 | 43.0267 | 42.9467 | 44.2633 | 0.09037% | 0.10071 | 0.020142 | 0.020142 | 0.020142 | 4.3131 | 0.86666 | 0.86505 | 0.89157 | 36.97% | 45.7679 | 1960.0848 | 58.91% | 495.7271 | 21942.5322
8 | 28 | 19 | 34.7167 | 34.8967 | 34.8667 | 40.55 | 0% | 0 | 0 | 0 | 0 | 0 | 0 | 0 | 0 | 39.2% | 48.5324 | 1684.8829 | 45.17% | 380.069 | 15411.7985
8 | 28 | 20 | 33.9033 | 34.0733 | 34.0633 | 38.3867 | 0% | 0 | 0 | 0 | 0 | 0 | 0 | 0 | 0 | 43.78% | 54.2021 | 1837.633 | 36.01% | 302.9698 | 11630.0018
8 | 28 | 21 | 26.43 | 26.5667 | 26.5767 | 38.64 | 0% | 0 | 0 | 0 | 0 | 0 | 0 | 0 | 0 | 45.13% | 55.8772 | 1476.8344 | 28.81% | 242.4593 | 9368.6277
8 | 28 | 22 | 23.7133 | 23.84 | 23.8667 | 30.14 | 0% | 0 | 0 | 0 | 0 | 0 | 0 | 0 | 0 | 47.41% | 58.6992 | 1391.9527 | 36.63% | 308.2481 | 9290.5974
8 | 28 | 23 | 24.9167 | 25.0533 | 25.0967 | 29.4633 | 0% | 0 | 0 | 0 | 0 | 0 | 0 | 0 | 0 | 59.59% | 73.7741 | 1838.2054 | 36.15% | 304.185 | 8962.3041
8 | 29 | 0 | 25.6633 | 25.8 | 25.85 | 29.0633 | 0% | 0 | 0 | 0 | 0 | 0 | 0 | 0 | 0 | 59.27% | 73.3753 | 1883.0546 | 37% | 311.3213 | 9048.0361
8 | 29 | 1 | 22.8233 | 22.9433 | 22.9933 | 26.22 | 0% | 0 | 0 | 0 | 0 | 0 | 0 | 0 | 0 | 61.15% | 75.7099 | 1727.9524 | 43.13% | 362.8925 | 9515.0419
8 | 29 | 2 | 21.29 | 21.3967 | 21.45 | 24.4167 | 0% | 0 | 0 | 0 | 0 | 0 | 0 | 0 | 0 | 51.25% | 63.4548 | 1350.9531 | 41.59% | 349.9799 | 8545.3435
8 | 29 | 3 | 21.1467 | 21.2467 | 21.2967 | 22.5333 | 0% | 0 | 0 | 0 | 0 | 0 | 0 | 0 | 0 | 45.5% | 56.3357 | 1191.3129 | 34.31% | 288.7026 | 6505.4308
8 | 29 | 4 | 21.1667 | 21.2667 | 21.3133 | 21.7767 | 0% | 0 | 0 | 0 | 0 | 0 | 0 | 0 | 0 | 47.38% | 58.6612 | 1241.6631 | 24.55% | 206.5425 | 4497.807
8 | 29 | 5 | 21.5033 | 21.5967 | 21.6467 | 22.4867 | 0.00998% | 0.011122 | 0.0022243 | 0.0022243 | 0.0022243 | 0.23915 | 0.048038 | 0.048149 | 0.050017 | 48.16% | 59.6203 | 1282.0343 | 23.92% | 201.2502 | 4525.4465
8 | 29 | 6 | 21.1267 | 21.24 | 21.2933 | 22.5967 | 0.7956% | 0.88663 | 0.17733 | 0.17733 | 0.17733 | 18.7316 | 3.7664 | 3.7759 | 4.007 | 48% | 59.4225 | 1255.3987 | 21.7% | 182.599 | 4126.1277
8 | 29 | 7 | 20.3 | 20.4 | 20.4533 | 23.7933 | 2.661% | 2.9657 | 0.59315 | 0.59315 | 0.59315 | 60.2046 | 12.1002 | 12.1319 | 14.113 | 35.88% | 44.4162 | 901.6479 | 21.64% | 182.0635 | 4331.8966
8 | 29 | 8 | 22.23 | 22.3467 | 22.3933 | 27.5933 | 4.36% | 4.8583 | 0.97165 | 0.97165 | 0.97165 | 107.9991 | 21.7132 | 21.7585 | 26.8111 | 38.29% | 47.4029 | 1053.7667 | 24.35% | 204.9365 | 5654.8806
8 | 29 | 9 | 28.94 | 29.1067 | 29.1633 | 33.0333 | 7.453% | 8.3059 | 1.6612 | 1.6612 | 1.6612 | 240.3738 | 48.3516 | 48.4457 | 54.8745 | 44.57% | 55.1761 | 1596.7957 | 20.52% | 172.6526 | 5703.2914
8 | 29 | 10 | 28.6967 | 28.8633 | 28.9033 | 35.5333 | 9.93% | 11.0659 | 2.2132 | 2.2132 | 2.2132 | 317.5553 | 63.8799 | 63.9685 | 78.6419 | 60.87% | 75.3603 | 2162.5898 | 22.92% | 192.8647 | 6853.125
8 | 29 | 11 | 28.8467 | 29.0367 | 29.0467 | 37.89 | 11.16% | 12.4394 | 2.4879 | 2.4879 | 2.4879 | 358.8364 | 72.24 | 72.2649 | 94.2661 | 62.99% | 77.9794 | 2249.4455 | 19.98% | 168.1577 | 6371.4948
8 | 29 | 12 | 30.0467 | 30.2233 | 30.23 | 46.5867 | 9.943% | 11.0801 | 2.216 | 2.216 | 2.216 | 332.9213 | 66.9758 | 66.9905 | 103.2374 | 67.04% | 83.0034 | 2493.9744 | 8.709% | 73.2836 | 3414.0384
8 | 29 | 13 | 31.6633 | 31.8433 | 31.8367 | 46.6 | 7.513% | 8.3727 | 1.6745 | 1.6745 | 1.6745 | 265.1065 | 53.3227 | 53.3115 | 78.0332 | 63.51% | 78.6318 | 2489.7463 | 5.901% | 49.6523 | 2313.7967
8 | 29 | 14 | 35.7867 | 35.9867 | 35.9533 | 39.84 | 5.809% | 6.474 | 1.2948 | 1.2948 | 1.2948 | 231.6818 | 46.5953 | 46.5522 | 51.5846 | 57.88% | 71.6546 | 2564.2787 | 2.28% | 19.184 | 764.2924
8 | 29 | 15 | 82.8033 | 83.2067 | 82.9767 | 99.3267 | 2.898% | 3.2296 | 0.64591 | 0.64591 | 0.64591 | 267.4192 | 53.7444 | 53.5958 | 64.1565 | 66.47% | 82.2896 | 6813.8491 | 0.4891% | 4.1152 | 408.7524
8 | 29 | 16 | 45.9067 | 46.16 | 46.09 | 60.1867 | 2.328% | 2.5944 | 0.51888 | 0.51888 | 0.51888 | 119.1006 | 23.9516 | 23.9152 | 31.2297 | 57.95% | 71.7401 | 3293.3491 | 0.0254% | 0.21371 | 12.8627
8 | 29 | 17 | 31.4333 | 31.6467 | 31.6067 | 37.6233 | 1.809% | 2.0161 | 0.40322 | 0.40322 | 0.40322 | 63.3724 | 12.7605 | 12.7444 | 15.1704 | 46.42% | 57.4651 | 1806.32 | 0.1166% | 0.98091 | 36.9052
8 | 29 | 18 | 32.0233 | 32.32 | 32.2467 | 32.47 | 0.04325% | 0.048193 | 0.0096387 | 0.0096387 | 0.0096387 | 1.5433 | 0.31152 | 0.31081 | 0.31297 | 45.22% | 55.9813 | 1792.7063 | 2.42% | 20.3672 | 661.3219
8 | 29 | 19 | 32.31 | 32.6667 | 32.5567 | 34.6267 | 0% | 0 | 0 | 0 | 0 | 0 | 0 | 0 | 0 | 57.02% | 70.5979 | 2281.0181 | 5.456% | 45.9109 | 1589.7416
8 | 29 | 20 | 36.5767 | 36.9933 | 36.8933 | 47.5767 | 0% | 0 | 0 | 0 | 0 | 0 | 0 | 0 | 0 | 53.41% | 66.1278 | 2418.7328 | 7.326% | 61.6457 | 2932.8965
8 | 29 | 21 | 26.7767 | 26.9833 | 26.9933 | 35.9333 | 0% | 0 | 0 | 0 | 0 | 0 | 0 | 0 | 0 | 49.32% | 61.0645 | 1635.1032 | 9.531% | 80.1959 | 2881.7056
8 | 29 | 22 | 22.7267 | 22.8933 | 22.94 | 28.1067 | 0% | 0 | 0 | 0 | 0 | 0 | 0 | 0 | 0 | 40.17% | 49.7349 | 1130.3087 | 15.24% | 128.2205 | 3603.8503
8 | 29 | 23 | 20.8667 | 21.0267 | 21.0767 | 25.9567 | 0% | 0 | 0 | 0 | 0 | 0 | 0 | 0 | 0 | 38.15% | 47.2256 | 985.4406 | 12.1% | 101.8541 | 2643.7932
8 | 30 | 0 | 27.24 | 27.5667 | 27.5533 | 31.57 | 0% | 0 | 0 | 0 | 0 | 0 | 0 | 0 | 0 | 44.39% | 54.9518 | 1496.8866 | 8.521% | 71.7038 | 2263.6878
8 | 30 | 1 | 21.6267 | 21.8467 | 21.8433 | 25.1167 | 0% | 0 | 0 | 0 | 0 | 0 | 0 | 0 | 0 | 48.51% | 60.0522 | 1298.7286 | 6.084% | 51.1974 | 1285.909
8 | 30 | 2 | 19.2533 | 19.42 | 19.43 | 20.0767 | 0% | 0 | 0 | 0 | 0 | 0 | 0 | 0 | 0 | 48.11% | 59.5681 | 1146.8844 | 3.787% | 31.8676 | 639.7952
8 | 30 | 3 | 19.0833 | 19.24 | 19.24 | 19.58 | 0% | 0 | 0 | 0 | 0 | 0 | 0 | 0 | 0 | 42.24% | 52.2933 | 997.9306 | 3.668% | 30.8673 | 604.3824
8 | 30 | 4 | 20.13 | 20.36 | 20.3033 | 21.2967 | 0% | 0 | 0 | 0 | 0 | 0 | 0 | 0 | 0 | 49.45% | 61.2166 | 1232.29 | 4.108% | 34.5694 | 736.2132
8 | 30 | 5 | 19.7433 | 19.94 | 19.9033 | 21.5933 | 0.002772% | 0.0030893 | 0.00061786 | 0.00061786 | 0.00061786 | 0.060993 | 0.01232 | 0.012298 | 0.013342 | 56.44% | 69.8802 | 1379.6684 | 4.249% | 35.7526 | 772.0173
8 | 30 | 6 | 18.8667 | 19.03 | 19.0233 | 22.3233 | 2.837% | 3.1616 | 0.63232 | 0.63232 | 0.63232 | 59.649 | 12.0331 | 12.0289 | 14.1155 | 55.11% | 68.2246 | 1287.1707 | 2.714% | 22.8356 | 509.7674
8 | 30 | 7 | 16.6533 | 16.7733 | 16.7833 | 22.19 | 11.07% | 12.3375 | 2.4675 | 2.4675 | 2.4675 | 205.4604 | 41.3882 | 41.4128 | 54.7538 | 40.66% | 50.3354 | 838.2528 | 1.142% | 9.6085 | 213.2123
8 | 30 | 8 | 19.3633 | 19.4667 | 19.5033 | 21.1467 | 14.24% | 15.8686 | 3.1737 | 3.1737 | 3.1737 | 307.2686 | 61.7817 | 61.898 | 67.1135 | 46.66% | 57.7726 | 1118.6705 | 1.63% | 13.7149 | 290.0245
8 | 30 | 9 | 21.1233 | 21.2433 | 21.29 | 23.98 | 13.79% | 15.3632 | 3.0726 | 3.0726 | 3.0726 | 324.5213 | 65.273 | 65.4164 | 73.6818 | 49.88% | 61.7552 | 1304.476 | 1.698% | 14.2861 | 342.5811
8 | 30 | 10 | 24.5267 | 24.6567 | 24.6967 | 25.54 | 17.88% | 19.9249 | 3.985 | 3.985 | 3.985 | 488.6902 | 98.2561 | 98.4155 | 101.7761 | 52.06% | 64.4539 | 1580.8396 | 0.8185% | 6.8877 | 175.9124
8 | 30 | 11 | 24.2833 | 24.4 | 24.43 | 24.97 | 22.82% | 25.4288 | 5.0858 | 5.0858 | 5.0858 | 617.4955 | 124.0924 | 124.245 | 126.9913 | 55.05% | 68.1488 | 1654.8804 | 0.2665% | 2.2428 | 56.0015
8 | 30 | 12 | 22.94 | 23.0467 | 23.0733 | 23.9833 | 31.21% | 34.777 | 6.9554 | 6.9554 | 6.9554 | 797.7855 | 160.299 | 160.4845 | 166.8139 | 59.5% | 73.6667 | 1689.9145 | 0.7002% | 5.8922 | 141.3146
8 | 30 | 13 | 23.67 | 23.7933 | 23.83 | 24.8 | 36.8% | 41.0057 | 8.2011 | 8.2011 | 8.2011 | 970.6055 | 195.1326 | 195.4333 | 203.3884 | 55.86% | 69.161 | 1637.0418 | 2.216% | 18.6466 | 462.4356
8 | 30 | 14 | 24.79 | 24.9367 | 24.9733 | 27.95 | 38.52% | 42.9211 | 8.5842 | 8.5842 | 8.5842 | 1064.0141 | 214.0618 | 214.3766 | 239.929 | 56.46% | 69.9021 | 1732.8732 | 3.874% | 32.5942 | 911.0076
8 | 30 | 15 | 22.7467 | 22.8667 | 22.8933 | 24.3167 | 39.88% | 44.4466 | 8.8893 | 8.8893 | 8.8893 | 1011.0121 | 203.2691 | 203.5062 | 216.1587 | 56.99% | 70.555 | 1604.8903 | 6.341% | 53.3576 | 1297.4796
8 | 30 | 16 | 35.0967 | 35.3033 | 35.3633 | 36.6067 | 29.15% | 32.486 | 6.4972 | 6.4972 | 6.4972 | 1140.1507 | 229.3729 | 229.7627 | 237.8409 | 53.27% | 65.9542 | 2314.7724 | 5.883% | 49.5004 | 1812.0449
8 | 30 | 17 | 28.7933 | 28.9333 | 28.96 | 58.28 | 14.71% | 16.3962 | 3.2792 | 3.2792 | 3.2792 | 472.1023 | 94.8795 | 94.967 | 191.1145 | 45.35% | 56.1412 | 1616.4913 | 9.894% | 83.2532 | 4851.9962
8 | 30 | 18 | 31.5633 | 31.73 | 31.7733 | 33.91 | 1.419% | 1.5817 | 0.31635 | 0.31635 | 0.31635 | 49.9247 | 10.0377 | 10.0514 | 10.7273 | 43.97% | 54.4325 | 1718.0723 | 20.05% | 168.6942 | 5720.4187
8 | 30 | 19 | 23.7633 | 23.89 | 23.9233 | 26.25 | 0% | 0 | 0 | 0 | 0 | 0 | 0 | 0 | 0 | 43.31% | 53.6242 | 1274.2891 | 33.83% | 284.631 | 7471.5636
8 | 30 | 20 | 25.4733 | 25.6333 | 25.6733 | 26.8 | 0% | 0 | 0 | 0 | 0 | 0 | 0 | 0 | 0 | 34.71% | 42.9676 | 1094.5268 | 43.92% | 369.5565 | 9904.1151
8 | 30 | 21 | 24.2667 | 24.43 | 24.4733 | 27.4767 | 0% | 0 | 0 | 0 | 0 | 0 | 0 | 0 | 0 | 32.4% | 40.1122 | 973.3903 | 43.19% | 363.402 | 9985.0756
8 | 30 | 22 | 22.71 | 22.87 | 22.91 | 26.55 | 0% | 0 | 0 | 0 | 0 | 0 | 0 | 0 | 0 | 28.02% | 34.6869 | 787.7406 | 47.05% | 395.9078 | 10511.3526
8 | 30 | 23 | 21.65 | 21.78 | 21.84 | 23.6967 | 0% | 0 | 0 | 0 | 0 | 0 | 0 | 0 | 0 | 30.42% | 37.6607 | 815.3544 | 48.96% | 411.9797 | 9762.5453
8 | 31 | 0 | 20.61 | 20.7467 | 20.7867 | 27.43 | 0% | 0 | 0 | 0 | 0 | 0 | 0 | 0 | 0 | 25.29% | 31.3123 | 645.3468 | 33.68% | 283.3752 | 7772.9825
8 | 31 | 1 | 18.7833 | 18.9067 | 18.9333 | 21.4433 | 0% | 0 | 0 | 0 | 0 | 0 | 0 | 0 | 0 | 20.01% | 24.7684 | 465.2339 | 32.49% | 273.4104 | 5862.8298
8 | 31 | 2 | 18.1133 | 18.2167 | 18.2533 | 19.5233 | 0% | 0 | 0 | 0 | 0 | 0 | 0 | 0 | 0 | 22.43% | 27.7676 | 502.9629 | 33.64% | 283.0499 | 5526.0785
8 | 31 | 3 | 16.7867 | 16.87 | 16.9133 | 17.97 | 0% | 0 | 0 | 0 | 0 | 0 | 0 | 0 | 0 | 18.81% | 23.2925 | 391.0032 | 32.61% | 274.4321 | 4931.545
8 | 31 | 4 | 16.41 | 16.4833 | 16.5233 | 17.6433 | 0% | 0 | 0 | 0 | 0 | 0 | 0 | 0 | 0 | 19.26% | 23.8506 | 391.3883 | 28.61% | 240.7381 | 4247.4234
8 | 31 | 5 | 17.4367 | 17.56 | 17.5733 | 19.2 | 0% | 0 | 0 | 0 | 0 | 0 | 0 | 0 | 0 | 11.97% | 14.8233 | 258.4694 | 23.87% | 200.8852 | 3856.9961
8 | 31 | 6 | 17.7167 | 17.8033 | 17.8633 | 20.3467 | 1.726% | 1.9234 | 0.38468 | 0.38468 | 0.38468 | 34.0764 | 6.8486 | 6.8717 | 7.827 | 7.856% | 9.726 | 172.3125 | 21.22% | 178.5521 | 3632.9391
8 | 31 | 7 | 19.69 | 19.7933 | 19.8433 | 21.0633 | 9.797% | 10.917 | 2.1834 | 2.1834 | 2.1834 | 214.9562 | 43.2169 | 43.326 | 45.9898 | 8.532% | 10.5626 | 207.9772 | 18.67% | 157.0757 | 3308.5371
8 | 31 | 8 | 21.0467 | 21.1733 | 21.2 | 21.8433 | 17.12% | 19.0771 | 3.8154 | 3.8154 | 3.8154 | 401.5103 | 80.7853 | 80.8871 | 83.3417 | 13.11% | 16.2366 | 341.7269 | 17.39% | 146.3458 | 3196.6796
8 | 31 | 9 | 22.3233 | 22.4667 | 22.4833 | 21.8467 | 27.1% | 30.1956 | 6.0391 | 6.0391 | 6.0391 | 674.0663 | 135.6789 | 135.7795 | 131.9346 | 14.57% | 18.042 | 402.7579 | 10.14% | 85.3343 | 1864.2689
8 | 31 | 10 | 22.46 | 22.58 | 22.6267 | 21.69 | 40.71% | 45.3641 | 9.0728 | 9.0728 | 9.0728 | 1018.8784 | 204.8644 | 205.2878 | 196.7896 | 15.4% | 19.0662 | 428.2258 | 6.289% | 52.9169 | 1147.7673
8 | 31 | 11 | 23.0667 | 23.1867 | 23.2333 | 23.5633 | 48.51% | 54.0556 | 10.8111 | 10.8111 | 10.8111 | 1246.8828 | 250.6739 | 251.1784 | 254.7461 | 13.93% | 17.2417 | 397.7077 | 4.344% | 36.5518 | 861.2834
8 | 31 | 12 | 21.9633 | 22.0833 | 22.1333 | 22.6133 | 55.14% | 61.4465 | 12.2893 | 12.2893 | 12.2893 | 1349.5698 | 271.3887 | 272.0031 | 277.902 | 12.84% | 15.8995 | 349.2066 | 2.18% | 18.3438 | 414.8138
8 | 31 | 13 | 22.1 | 22.2233 | 22.27 | 22.75 | 55.94% | 62.3393 | 12.4679 | 12.4679 | 12.4679 | 1377.6987 | 277.0774 | 277.6593 | 283.6438 | 10.77% | 13.3315 | 294.6259 | 1.097% | 9.2335 | 210.0615
8 | 31 | 14 | 23.42 | 23.55 | 23.6033 | 24.01 | 53.79% | 59.9439 | 11.9888 | 11.9888 | 11.9888 | 1403.885 | 282.3355 | 282.9749 | 287.8504 | 9.02% | 11.167 | 261.5322 | 1.328% | 11.173 | 268.2639
8 | 31 | 15 | 22.1067 | 22.2267 | 22.2733 | 22.5367 | 40.14% | 44.7284 | 8.9457 | 8.9457 | 8.9457 | 988.7948 | 198.8324 | 199.2499 | 201.6056 | 7.977% | 9.8758 | 218.3213 | 1.98% | 16.6612 | 375.488
8 | 31 | 16 | 29.2533 | 29.4167 | 29.48 | 29.7933 | 21% | 23.3985 | 4.6797 | 4.6797 | 4.6797 | 684.4835 | 137.6611 | 137.9574 | 139.4237 | 6.956% | 8.6113 | 251.9101 | 3.136% | 26.3901 | 786.2482
8 | 31 | 17 | 30.38 | 30.5367 | 30.6133 | 30.92 | 3.433% | 3.8258 | 0.76516 | 0.76516 | 0.76516 | 116.2281 | 23.3655 | 23.4242 | 23.6588 | 6.007% | 7.437 | 225.9365 | 4.467% | 37.5838 | 1162.0898
8 | 31 | 18 | 26.6167 | 26.7467 | 26.7967 | 27.0533 | 0.001663% | 0.0018536 | 0.00037072 | 0.00037072 | 0.00037072 | 0.049336 | 0.0099155 | 0.009934 | 0.010029 | 10.78% | 13.3515 | 355.3737 | 10.47% | 88.0899 | 2383.1249
8 | 31 | 19 | 22.8167 | 22.9167 | 22.9667 | 23.2 | 0% | 0 | 0 | 0 | 0 | 0 | 0 | 0 | 0 | 11.53% | 14.2708 | 325.611 | 23.38% | 196.7595 | 4564.8213
8 | 31 | 20 | 25.39 | 25.5 | 25.5533 | 25.81 | 0% | 0 | 0 | 0 | 0 | 0 | 0 | 0 | 0 | 8.872% | 10.9839 | 278.8825 | 35.87% | 301.8362 | 7790.3931
8 | 31 | 21 | 20.71 | 20.81 | 20.8667 | 21.1133 | 0% | 0 | 0 | 0 | 0 | 0 | 0 | 0 | 0 | 6.505% | 8.0533 | 166.7836 | 41.97% | 353.1541 | 7456.2606
8 | 31 | 22 | 19.99 | 20.09 | 20.1467 | 20.3733 | 0% | 0 | 0 | 0 | 0 | 0 | 0 | 0 | 0 | 4.072% | 5.0409 | 100.7678 | 45.83% | 385.641 | 7856.7924
8 | 31 | 23 | 21.4633 | 21.57 | 21.64 | 23.7233 | 0% | 0 | 0 | 0 | 0 | 0 | 0 | 0 | 0 | 2.578% | 3.1918 | 68.5062 | 51.16% | 430.4514 | 10211.741
9 | 1 | 0 | 17.4167 | 17.4767 | 17.5133 | 18.0267 | 0% | 0 | 0 | 0 | 0 | 0 | 0 | 0 | 0 | 2.296% | 2.8424 | 49.5049 | 56.69% | 477.0064 | 8598.836
9 | 1 | 1 | 13.0933 | 13.1467 | 13.17 | 15.2767 | 0% | 0 | 0 | 0 | 0 | 0 | 0 | 0 | 0 | 1.843% | 2.2819 | 29.8782 | 56.48% | 475.2673 | 7260.4997
9 | 1 | 2 | 12.9833 | 13.0567 | 13.0567 | 14.32 | 0% | 0 | 0 | 0 | 0 | 0 | 0 | 0 | 0 | 1.002% | 1.2404 | 16.1044 | 53.06% | 446.4832 | 6393.6388
9 | 1 | 3 | 12.4433 | 12.5167 | 12.5 | 12.6433 | 0% | 0 | 0 | 0 | 0 | 0 | 0 | 0 | 0 | 0.6157% | 0.76228 | 9.4852 | 52.04% | 437.9289 | 5536.8813
9 | 1 | 4 | 12.2567 | 12.3433 | 12.32 | 12.4 | 0% | 0 | 0 | 0 | 0 | 0 | 0 | 0 | 0 | 0.397% | 0.49145 | 6.0236 | 52.54% | 442.1082 | 5482.1417
9 | 1 | 5 | 11.0933 | 11.2 | 11.1467 | 11.1967 | 0% | 0 | 0 | 0 | 0 | 0 | 0 | 0 | 0 | 0.1122% | 0.13891 | 1.5409 | 54.75% | 460.697 | 5158.2706
9 | 1 | 6 | 12.2933 | 12.3867 | 12.3433 | 12.4067 | 2.282% | 2.5431 | 0.50862 | 0.50862 | 0.50862 | 31.2635 | 6.3002 | 6.2781 | 6.3103 | 0.06494% | 0.080399 | 0.98837 | 54.31% | 457.0082 | 5669.949
9 | 1 | 7 | 16.4367 | 16.5367 | 16.4967 | 16.63 | 12.02% | 13.3928 | 2.6786 | 2.6786 | 2.6786 | 220.133 | 44.2945 | 44.1873 | 44.5445 | 0.07023% | 0.086948 | 1.4291 | 49.85% | 419.5055 | 6976.3763
9 | 1 | 8 | 16.1533 | 16.2067 | 16.22 | 16.4067 | 19.39% | 21.6129 | 4.3226 | 4.3226 | 4.3226 | 349.1196 | 70.0545 | 70.1121 | 70.919 | 0.007648% | 0.0094686 | 0.15295 | 38.97% | 327.9236 | 5380.1331
9 | 1 | 9 | 16.5133 | 16.5767 | 16.5833 | 16.77 | 22.88% | 25.5004 | 5.1001 | 5.1001 | 5.1001 | 421.0974 | 84.5425 | 84.5765 | 85.5285 | 0.1024% | 0.12672 | 2.0926 | 29.88% | 251.4258 | 4216.4113
9 | 1 | 10 | 17.83 | 17.9167 | 17.89 | 18.0667 | 30.99% | 34.5367 | 6.9073 | 6.9073 | 6.9073 | 615.7893 | 123.7565 | 123.5723 | 124.7926 | 0.2643% | 0.32723 | 5.8345 | 23.52% | 197.9272 | 3575.8847
9 | 1 | 11 | 19.8933 | 19.9633 | 19.98 | 20.22 | 35.01% | 39.0113 | 7.8023 | 7.8023 | 7.8023 | 776.0641 | 155.759 | 155.889 | 157.7616 | 0.7344% | 0.90923 | 18.0875 | 16.13% | 135.7622 | 2745.1118
9 | 1 | 12 | 20.07 | 20.14 | 20.16 | 20.4 | 30.82% | 34.3439 | 6.8688 | 6.8688 | 6.8688 | 689.2826 | 138.3373 | 138.4747 | 140.1232 | 1.648% | 2.0404 | 40.9516 | 10.6% | 89.2332 | 1820.3568
9 | 1 | 13 | 20.8467 | 20.9167 | 20.9367 | 21.18 | 23.61% | 26.3068 | 5.2614 | 5.2614 | 5.2614 | 548.4083 | 110.05 | 110.1552 | 111.4354 | 1.715% | 2.1228 | 44.2534 | 8.006% | 67.3673 | 1426.8394
9 | 1 | 14 | 20.5933 | 20.6567 | 20.67 | 20.9233 | 17.42% | 19.4164 | 3.8833 | 3.8833 | 3.8833 | 399.8474 | 80.2154 | 80.2672 | 81.251 | 1.919% | 2.3754 | 48.9182 | 6.608% | 55.6077 | 1163.4974
9 | 1 | 15 | 21.3367 | 21.4067 | 21.4167 | 21.6767 | 8.115% | 9.0437 | 1.8087 | 1.8087 | 1.8087 | 192.9616 | 38.7189 | 38.737 | 39.2073 | 2.029% | 2.5125 | 53.6094 | 5.184% | 43.624 | 945.6222
9 | 1 | 16 | 21.2833 | 21.3333 | 21.3433 | 21.6067 | 2.73% | 3.0424 | 0.60847 | 0.60847 | 0.60847 | 64.7515 | 12.9807 | 12.9868 | 13.147 | 2.588% | 3.204 | 68.1924 | 3.699% | 31.1249 | 672.5048
9 | 1 | 17 | 21.4067 | 21.4667 | 21.48 | 21.7367 | 0.4635% | 0.51653 | 0.10331 | 0.10331 | 0.10331 | 11.0573 | 2.2177 | 2.219 | 2.2455 | 3.087% | 3.8224 | 81.8257 | 2.66% | 22.3868 | 486.614
9 | 1 | 18 | 23.5267 | 23.5867 | 23.6 | 23.8633 | 0.002218% | 0.0024715 | 0.00049429 | 0.00049429 | 0.00049429 | 0.058145 | 0.011659 | 0.011665 | 0.011795 | 4.474% | 5.5391 | 130.3161 | 2.019% | 16.9919 | 405.4822
9 | 1 | 19 | 24.1733 | 24.2367 | 24.2433 | 24.5033 | 0% | 0 | 0 | 0 | 0 | 0 | 0 | 0 | 0 | 5.252% | 6.5018 | 157.17 | 1.973% | 16.6048 | 406.8722
9 | 1 | 20 | 20.85 | 20.9033 | 20.91 | 21.1467 | 0% | 0 | 0 | 0 | 0 | 0 | 0 | 0 | 0 | 6.597% | 8.168 | 170.3028 | 2.082% | 17.5178 | 370.444
9 | 1 | 21 | 18.5433 | 18.6033 | 18.6167 | 18.89 | 0% | 0 | 0 | 0 | 0 | 0 | 0 | 0 | 0 | 3.623% | 4.4853 | 83.1733 | 1.926% | 16.2093 | 306.1941
9 | 1 | 22 | 17.7333 | 17.8067 | 17.8167 | 18.8833 | 0% | 0 | 0 | 0 | 0 | 0 | 0 | 0 | 0 | 3.215% | 3.9804 | 70.5849 | 0.8375% | 7.0475 | 133.0812
9 | 1 | 23 | 18.9367 | 19.01 | 19.04 | 19.2967 | 0% | 0 | 0 | 0 | 0 | 0 | 0 | 0 | 0 | 4.664% | 5.7747 | 109.3538 | 0.725% | 6.1006 | 117.7205
9 | 2 | 0 | 18.0967 | 18.1833 | 18.1867 | 19.01 | 0% | 0 | 0 | 0 | 0 | 0 | 0 | 0 | 0 | 5.002% | 6.1928 | 112.0682 | 1.114% | 9.3742 | 178.204
9 | 2 | 1 | 15.56 | 15.67 | 15.64 | 16.8 | 0% | 0 | 0 | 0 | 0 | 0 | 0 | 0 | 0 | 5.104% | 6.3187 | 98.3189 | 0.9597% | 8.0752 | 135.6632
9 | 2 | 2 | 11.8433 | 11.9533 | 11.9033 | 12.1667 | 0% | 0 | 0 | 0 | 0 | 0 | 0 | 0 | 0 | 5.841% | 7.2318 | 85.6489 | 0.796% | 6.6977 | 81.4886
9 | 2 | 3 | 11.92 | 12.0167 | 11.97 | 12.0333 | 0% | 0 | 0 | 0 | 0 | 0 | 0 | 0 | 0 | 4.48% | 5.5463 | 66.112 | 0.814% | 6.8495 | 82.4222
9 | 2 | 4 | 12.2533 | 12.3267 | 12.2967 | 12.3733 | 0% | 0 | 0 | 0 | 0 | 0 | 0 | 0 | 0 | 3.576% | 4.4267 | 54.2423 | 1.043% | 8.7784 | 108.6177
9 | 2 | 5 | 15.03 | 15.1167 | 15.0767 | 15.1633 | 0.002772% | 0.0030893 | 0.00061786 | 0.00061786 | 0.00061786 | 0.046432 | 0.00934 | 0.0093153 | 0.0093689 | 2.535% | 3.1382 | 47.1665 | 1.431% | 12.0439 | 182.6261
9 | 2 | 6 | 13.27 | 13.38 | 13.3233 | 13.39 | 4.364% | 4.8632 | 0.97264 | 0.97264 | 0.97264 | 64.5347 | 13.0139 | 12.9588 | 13.0237 | 1.476% | 1.8273 | 24.2484 | 2.842% | 23.9137 | 320.2048
9 | 2 | 7 | 13.97 | 14.0433 | 14.02 | 14.13 | 12.34% | 13.753 | 2.7506 | 2.7506 | 2.7506 | 192.1296 | 38.6276 | 38.5635 | 38.866 | 0.5584% | 0.69128 | 9.6572 | 3.477% | 29.2588 | 413.4268
9 | 2 | 8 | 14.5233 | 14.58 | 14.58 | 14.7133 | 12.6% | 14.0409 | 2.8082 | 2.8082 | 2.8082 | 203.9213 | 40.9434 | 40.9434 | 41.3178 | 0.4205% | 0.5206 | 7.5609 | 3.262% | 27.448 | 403.8511
9 | 2 | 9 | 15.4533 | 15.4967 | 15.5133 | 15.6733 | 12.06% | 13.4435 | 2.6887 | 2.6887 | 2.6887 | 207.7464 | 41.6658 | 41.7106 | 42.1408 | 0.5648% | 0.69929 | 10.8063 | 2.359% | 19.8468 | 311.0653
9 | 2 | 10 | 17.5133 | 17.5633 | 17.5833 | 17.77 | 11.25% | 12.5358 | 2.5072 | 2.5072 | 2.5072 | 219.5441 | 44.0342 | 44.0843 | 44.5523 | 1.024% | 1.2681 | 22.209 | 1.538% | 12.9404 | 229.951
9 | 2 | 11 | 18.6167 | 18.6767 | 18.6867 | 19.3633 | 11.41% | 12.7206 | 2.5441 | 2.5441 | 2.5441 | 236.8146 | 47.5156 | 47.541 | 49.2625 | 1.253% | 1.551 | 28.8749 | 1.086% | 9.1397 | 176.9747
9 | 2 | 12 | 20.4133 | 20.4733 | 20.49 | 22.78 | 12.27% | 13.6727 | 2.7345 | 2.7345 | 2.7345 | 279.1053 | 55.9851 | 56.0307 | 62.2928 | 2.123% | 2.6278 | 53.6428 | 1.497% | 12.5996 | 287.0199
9 | 2 | 13 | 21.4467 | 21.5 | 21.5033 | 22.6467 | 10.75% | 11.9847 | 2.3969 | 2.3969 | 2.3969 | 257.0317 | 51.5342 | 51.5422 | 54.2827 | 2.606% | 3.2265 | 69.1976 | 1.922% | 16.1692 | 366.1782
9 | 2 | 14 | 19.5567 | 19.61 | 19.62 | 23.9867 | 8.613% | 9.5979 | 1.9196 | 1.9196 | 1.9196 | 187.7027 | 37.6429 | 37.6621 | 46.0443 | 2.062% | 2.5528 | 49.9249 | 3.695% | 31.0952 | 745.8713
9 | 2 | 15 | 19.7233 | 19.76 | 19.76 | 20.0467 | 3.97% | 4.4239 | 0.88478 | 0.88478 | 0.88478 | 87.2541 | 17.4833 | 17.4833 | 17.7369 | 2.687% | 3.3271 | 65.6219 | 4.413% | 37.1329 | 744.3901
9 | 2 | 16 | 21.6033 | 21.6333 | 21.6367 | 23.87 | 1.697% | 1.8913 | 0.37826 | 0.37826 | 0.37826 | 40.8579 | 8.1829 | 8.1842 | 9.029 | 2.46% | 3.0453 | 65.7894 | 3.349% | 28.1785 | 672.6219
9 | 2 | 17 | 23.5267 | 23.55 | 23.5433 | 23.7567 | 1.998% | 2.2268 | 0.44536 | 0.44536 | 0.44536 | 52.3887 | 10.4881 | 10.4852 | 10.5802 | 3.651% | 4.5204 | 106.3509 | 2.676% | 22.5148 | 534.8758
9 | 2 | 18 | 22.3433 | 22.3733 | 22.36 | 22.6633 | 0.00998% | 0.011122 | 0.0022243 | 0.0022243 | 0.0022243 | 0.24849 | 0.049765 | 0.049736 | 0.05041 | 5.84% | 7.2301 | 161.5444 | 2.786% | 23.444 | 531.3197
9 | 2 | 19 | 22.57 | 22.6133 | 22.6067 | 28.9633 | 0% | 0 | 0 | 0 | 0 | 0 | 0 | 0 | 0 | 7.675% | 9.5024 | 214.4699 | 2.827% | 23.7887 | 689.0001
9 | 2 | 20 | 21.49 | 21.5433 | 21.54 | 22.0067 | 0% | 0 | 0 | 0 | 0 | 0 | 0 | 0 | 0 | 3.444% | 4.2639 | 91.632 | 3.026% | 25.4622 | 560.3387
9 | 2 | 21 | 21.8967 | 21.95 | 21.96 | 22.7433 | 0% | 0 | 0 | 0 | 0 | 0 | 0 | 0 | 0 | 2.757% | 3.4131 | 74.7344 | 3.042% | 25.6002 | 582.2344
9 | 2 | 22 | 23.0033 | 23.0833 | 23.1033 | 26.4667 | 0% | 0 | 0 | 0 | 0 | 0 | 0 | 0 | 0 | 1.824% | 2.2576 | 51.9325 | 4.421% | 37.199 | 984.5334
9 | 2 | 23 | 23.7567 | 23.83 | 23.86 | 27.1067 | 0% | 0 | 0 | 0 | 0 | 0 | 0 | 0 | 0 | 1.741% | 2.1554 | 51.204 | 3.992% | 33.5904 | 910.5247
9 | 3 | 0 | 18.06 | 18.1133 | 18.1433 | 19.02 | 0% | 0 | 0 | 0 | 0 | 0 | 0 | 0 | 0 | 2.113% | 2.6154 | 47.235 | 3.205% | 26.9692 | 512.9547
9 | 3 | 1 | 15.73 | 15.7933 | 15.8167 | 15.9867 | 0% | 0 | 0 | 0 | 0 | 0 | 0 | 0 | 0 | 2.143% | 2.6527 | 41.7271 | 3.051% | 25.6715 | 410.4011
9 | 3 | 2 | 15.37 | 15.4133 | 15.4467 | 15.6167 | 0% | 0 | 0 | 0 | 0 | 0 | 0 | 0 | 0 | 1.804% | 2.2335 | 34.3285 | 3.529% | 29.6911 | 463.6767
9 | 3 | 3 | 14.7 | 14.73 | 14.76 | 14.9167 | 0% | 0 | 0 | 0 | 0 | 0 | 0 | 0 | 0 | 2.417% | 2.9924 | 43.9887 | 4.221% | 35.5187 | 529.8205
9 | 3 | 4 | 16.8433 | 16.8733 | 16.9067 | 17.0733 | 0% | 0 | 0 | 0 | 0 | 0 | 0 | 0 | 0 | 1.786% | 2.2115 | 37.2488 | 5.406% | 45.4878 | 776.6292
9 | 3 | 5 | 16.41 | 16.4433 | 16.4733 | 16.6467 | 0.003327% | 0.0037072 | 0.00074144 | 0.00074144 | 0.00074144 | 0.060835 | 0.012192 | 0.012214 | 0.012342 | 1.352% | 1.6741 | 27.4728 | 6.753% | 56.8247 | 945.9426
9 | 3 | 6 | 17.4033 | 17.4467 | 17.4867 | 17.6833 | 3.068% | 3.4186 | 0.68373 | 0.68373 | 0.68373 | 59.4957 | 11.9288 | 11.9561 | 12.0906 | 0.853% | 1.0561 | 18.3792 | 8.958% | 75.3755 | 1332.8892
9 | 3 | 7 | 17.1367 | 17.1867 | 17.2233 | 17.79 | 10.58% | 11.7882 | 2.3576 | 2.3576 | 2.3576 | 202.0107 | 40.52 | 40.6065 | 41.9425 | 0.36% | 0.44564 | 7.6367 | 10.1% | 85.0038 | 1512.2182
9 | 3 | 8 | 20.3433 | 20.4133 | 20.45 | 21 | 16.84% | 18.7651 | 3.753 | 3.753 | 3.753 | 381.7452 | 76.6117 | 76.7494 | 78.8135 | 0.1454% | 0.18001 | 3.6619 | 9.779% | 82.2874 | 1728.0351
9 | 3 | 9 | 25.2567 | 25.3467 | 25.3733 | 36.6567 | 19.87% | 22.1461 | 4.4292 | 4.4292 | 4.4292 | 559.3359 | 112.2658 | 112.3839 | 162.3602 | 0.3316% | 0.41051 | 10.3681 | 11.37% | 95.6793 | 3507.2845
9 | 3 | 10 | 20.7167 | 20.7767 | 20.7767 | 25.1833 | 24.92% | 27.7748 | 5.555 | 5.555 | 5.555 | 575.4014 | 115.4136 | 115.4136 | 139.8924 | 0.3448% | 0.4269 | 8.844 | 12.17% | 102.3848 | 2578.3901
9 | 3 | 11 | 29.1067 | 29.16 | 29.1367 | 30.13 | 28.94% | 32.2537 | 6.4507 | 6.4507 | 6.4507 | 938.7975 | 188.1035 | 187.953 | 194.3608 | 0.488% | 0.60413 | 17.5841 | 11.86% | 99.8082 | 3007.221
9 | 3 | 12 | 44.3767 | 44.48 | 44.3667 | 65.7433 | 30.55% | 34.0474 | 6.8095 | 6.8095 | 6.8095 | 1510.908 | 302.8852 | 302.1135 | 447.6773 | 0.9026% | 1.1174 | 49.588 | 11.32% | 95.2322 | 6260.8813
9 | 3 | 13 | 37.6433 | 37.7067 | 37.6567 | 47.2967 | 34.44% | 38.378 | 7.6756 | 7.6756 | 7.6756 | 1444.6741 | 289.4209 | 289.0372 | 363.0299 | 1.071% | 1.3254 | 49.8939 | 10.57% | 88.9473 | 4206.912
9 | 3 | 14 | 41.86 | 41.93 | 41.81 | 54.87 | 33.38% | 37.1941 | 7.4388 | 7.4388 | 7.4388 | 1556.9462 | 311.91 | 311.0173 | 408.1684 | 1.603% | 1.9851 | 83.0943 | 9.766% | 82.1776 | 4509.0834
9 | 3 | 15 | 114.18 | 115.3967 | 114.4467 | 114.9233 | 27.39% | 30.5212 | 6.1042 | 6.1042 | 6.1042 | 3484.9113 | 704.4091 | 698.6101 | 701.5197 | 2.04% | 2.5262 | 288.4365 | 9.947% | 83.7023 | 9619.3458
9 | 3 | 16 | 126.34 | 126.5567 | 126.02 | 126.68 | 16.98% | 18.9221 | 3.7844 | 3.7844 | 3.7844 | 2390.6131 | 478.9426 | 476.9116 | 479.4093 | 1.735% | 2.1477 | 271.3424 | 12.27% | 103.2178 | 13075.6332
9 | 3 | 17 | 165.4733 | 165.6633 | 164.9767 | 165.72 | 5.32% | 5.9284 | 1.1857 | 1.1857 | 1.1857 | 980.9917 | 196.4236 | 195.6094 | 196.4908 | 2.32% | 2.872 | 475.2419 | 14.04% | 118.0999 | 19571.516
9 | 3 | 18 | 82.7033 | 83.0567 | 82.59 | 82.9233 | 0.0005544% | 0.00061786 | 0.00012357 | 0.00012357 | 0.00012357 | 0.051099 | 0.010264 | 0.010206 | 0.010247 | 5.227% | 6.471 | 535.1713 | 13.52% | 113.73 | 9430.8738
9 | 3 | 19 | 58.8933 | 59.24 | 58.92 | 59.7133 | 0% | 0 | 0 | 0 | 0 | 0 | 0 | 0 | 0 | 5.778% | 7.1533 | 421.2814 | 12.44% | 104.7074 | 6252.4282
9 | 3 | 20 | 50.1067 | 50.1633 | 50 | 50.23 | 0% | 0 | 0 | 0 | 0 | 0 | 0 | 0 | 0 | 4.51% | 5.5837 | 279.7793 | 14.72% | 123.8942 | 6223.2078
9 | 3 | 21 | 39.08 | 39.15 | 39.08 | 43.0333 | 0% | 0 | 0 | 0 | 0 | 0 | 0 | 0 | 0 | 2.051% | 2.5396 | 99.246 | 13.08% | 110.0922 | 4737.6327
9 | 3 | 22 | 25.6767 | 25.73 | 25.7133 | 30.1733 | 0% | 0 | 0 | 0 | 0 | 0 | 0 | 0 | 0 | 1.264% | 1.565 | 40.1832 | 14.68% | 123.502 | 3726.4658
9 | 3 | 23 | 20.31 | 20.4 | 20.3767 | 23.72 | 0% | 0 | 0 | 0 | 0 | 0 | 0 | 0 | 0 | 1.41% | 1.7459 | 35.4598 | 17.54% | 147.5508 | 3499.9044
9 | 4 | 0 | 20.5067 | 20.6233 | 20.5967 | 23.7333 | 0% | 0 | 0 | 0 | 0 | 0 | 0 | 0 | 0 | 1.658% | 2.0525 | 42.0897 | 18.43% | 155.1207 | 3681.5318
9 | 4 | 1 | 22 | 22.1933 | 22.12 | 23.66 | 0% | 0 | 0 | 0 | 0 | 0 | 0 | 0 | 0 | 1.467% | 1.8167 | 39.9664 | 19.99% | 168.2296 | 3980.3119
9 | 4 | 2 | 20.9467 | 21.0567 | 21.0333 | 24.4333 | 0% | 0 | 0 | 0 | 0 | 0 | 0 | 0 | 0 | 1.17% | 1.449 | 30.3526 | 23.67% | 199.1782 | 4866.587
9 | 4 | 3 | 17.1467 | 17.2367 | 17.22 | 18.2433 | 0% | 0 | 0 | 0 | 0 | 0 | 0 | 0 | 0 | 0.5297% | 0.65575 | 11.2438 | 30.68% | 258.1944 | 4710.3257
9 | 4 | 4 | 16.6733 | 16.74 | 16.7367 | 17.4567 | 0% | 0 | 0 | 0 | 0 | 0 | 0 | 0 | 0 | 0.2892% | 0.35808 | 5.9703 | 38.16% | 321.0992 | 5605.3225
9 | 4 | 5 | 16.8733 | 16.9667 | 16.9267 | 17.2367 | 0.002772% | 0.0030893 | 0.00061786 | 0.00061786 | 0.00061786 | 0.052127 | 0.010483 | 0.010458 | 0.01065 | 0.1167% | 0.14447 | 2.4377 | 40.98% | 344.7946 | 5943.109
9 | 4 | 6 | 19.03 | 19.1233 | 19.1067 | 28.8733 | 12.96% | 14.4444 | 2.8889 | 2.8889 | 2.8889 | 274.877 | 55.245 | 55.1969 | 83.4116 | 0.1323% | 0.16375 | 3.1162 | 40.53% | 341.0612 | 9847.575
9 | 4 | 7 | 19.3833 | 19.49 | 19.4933 | 20.27 | 27.34% | 30.4644 | 6.0929 | 6.0929 | 6.0929 | 590.5009 | 118.7501 | 118.7704 | 123.5025 | 0.05049% | 0.062513 | 1.2117 | 34.78% | 292.6873 | 5932.7711
9 | 4 | 8 | 22.31 | 22.4167 | 22.4333 | 24.82 | 33.15% | 36.9377 | 7.3875 | 7.3875 | 7.3875 | 824.0804 | 165.6041 | 165.7272 | 183.3588 | 0.0432% | 0.053486 | 1.1933 | 27.87% | 234.507 | 5820.4649
9 | 4 | 9 | 20.2533 | 20.37 | 20.3533 | 24.6633 | 42.01% | 46.8186 | 9.3637 | 9.3637 | 9.3637 | 948.2324 | 190.7389 | 190.5828 | 230.9405 | 0.2772% | 0.34318 | 6.9505 | 21.63% | 181.9755 | 4488.1223
9 | 4 | 10 | 23.36 | 23.48 | 23.4533 | 35.5633 | 47.47% | 52.9045 | 10.5809 | 10.5809 | 10.5809 | 1235.85 | 248.4397 | 248.1575 | 376.2923 | 0.614% | 0.76017 | 17.7576 | 15.43% | 129.8615 | 4618.3086
9 | 4 | 11 | 26.3867 | 26.55 | 26.48 | 40.0467 | 50.49% | 56.2614 | 11.2523 | 11.2523 | 11.2523 | 1484.5505 | 298.748 | 297.9603 | 450.6162 | 1.066% | 1.3203 | 34.8387 | 9.621% | 80.9604 | 3242.194
9 | 4 | 12 | 28.5733 | 28.7133 | 28.63 | 48.64 | 52.34% | 58.3213 | 11.6643 | 11.6643 | 11.6643 | 1666.4352 | 334.92 | 333.948 | 567.35 | 1.943% | 2.4051 | 68.7227 | 5.484% | 46.1445 | 2244.469
9 | 4 | 13 | 32.1733 | 32.3567 | 32.2867 | 51.1533 | 40.86% | 45.539 | 9.1078 | 9.1078 | 9.1078 | 1465.1411 | 294.698 | 294.0604 | 465.8942 | 2.572% | 3.1837 | 102.4302 | 3.517% | 29.5963 | 1513.9513
9 | 4 | 14 | 40.9867 | 42.41 | 43.1967 | 54.8367 | 31.41% | 35.0026 | 7.0005 | 7.0005 | 7.0005 | 1434.6386 | 296.8918 | 302.3988 | 383.8848 | 2.538% | 3.142 | 128.7811 | 3.076% | 25.8799 | 1419.1694
9 | 4 | 15 | 45.4633 | 49.52 | 52.8333 | 61.4233 | 29.71% | 33.1057 | 6.6211 | 6.6211 | 6.6211 | 1505.0967 | 327.8791 | 349.8172 | 406.6928 | 2.255% | 2.7916 | 126.9162 | 2.023% | 17.0235 | 1045.643
9 | 4 | 16 | 60.1333 | 65.68 | 70.8467 | 103.35 | 21.39% | 23.8372 | 4.7674 | 4.7674 | 4.7674 | 1433.408 | 313.125 | 337.7567 | 492.7141 | 2.748% | 3.4021 | 204.5769 | 1.98% | 16.663 | 1722.1219
9 | 4 | 17 | 70.2933 | 76.98 | 83.24 | 90.13 | 8.291% | 9.2395 | 1.8479 | 1.8479 | 1.8479 | 649.4771 | 142.2517 | 153.8196 | 166.5517 | 4.943% | 6.1194 | 430.1517 | 1.149% | 9.667 | 871.2826
9 | 4 | 18 | 35.9933 | 39.4067 | 41.82 | 46.3667 | 0.4424% | 0.49305 | 0.098611 | 0.098611 | 0.098611 | 17.7467 | 3.8859 | 4.1239 | 4.5723 | 8.344% | 10.3303 | 371.821 | 0.09546% | 0.80328 | 37.2453
9 | 4 | 19 | 30.7333 | 30.93 | 30.8367 | 53.1067 | 0% | 0 | 0 | 0 | 0 | 0 | 0 | 0 | 0 | 6.831% | 8.4571 | 259.9164 | 0.0008739% | 0.0073536 | 0.39052
9 | 4 | 20 | 29.3367 | 29.48 | 29.4533 | 43.7033 | 0% | 0 | 0 | 0 | 0 | 0 | 0 | 0 | 0 | 3.254% | 4.0292 | 118.202 | 0.2293% | 1.9295 | 84.3265
9 | 4 | 21 | 24.7933 | 24.9233 | 24.9267 | 32.73 | 0% | 0 | 0 | 0 | 0 | 0 | 0 | 0 | 0 | 2.61% | 3.2308 | 80.1024 | 0.5597% | 4.7095 | 154.1422
9 | 4 | 22 | 22.2967 | 22.4167 | 22.4433 | 29.4467 | 0% | 0 | 0 | 0 | 0 | 0 | 0 | 0 | 0 | 1.908% | 2.3622 | 52.6692 | 1.219% | 10.2598 | 302.1174
9 | 4 | 23 | 19.4967 | 19.6 | 19.6367 | 30.29 | 0% | 0 | 0 | 0 | 0 | 0 | 0 | 0 | 0 | 1.093% | 1.3532 | 26.3829 | 1.11% | 9.3367 | 282.8072
9 | 5 | 0 | 22.2633 | 22.4233 | 22.43 | 33.2567 | 0% | 0 | 0 | 0 | 0 | 0 | 0 | 0 | 0 | 1.454% | 1.7996 | 40.0647 | 0.7339% | 6.1752 | 205.3654
9 | 5 | 1 | 20.64 | 20.8267 | 20.7967 | 32.7533 | 0% | 0 | 0 | 0 | 0 | 0 | 0 | 0 | 0 | 1.804% | 2.2338 | 46.1067 | 0.7727% | 6.5015 | 212.9467
9 | 5 | 2 | 16.51 | 16.63 | 16.6267 | 19.76 | 0% | 0 | 0 | 0 | 0 | 0 | 0 | 0 | 0 | 3.559% | 4.4062 | 72.7464 | 1.465% | 12.325 | 243.5417
9 | 5 | 3 | 17.28 | 17.3867 | 17.3867 | 18.0233 | 0% | 0 | 0 | 0 | 0 | 0 | 0 | 0 | 0 | 5.581% | 6.91 | 119.4047 | 2.549% | 21.4489 | 386.5805
9 | 5 | 4 | 17.1367 | 17.24 | 17.2433 | 17.8433 | 0% | 0 | 0 | 0 | 0 | 0 | 0 | 0 | 0 | 5.291% | 6.5504 | 112.2513 | 3.489% | 29.3604 | 523.8877
9 | 5 | 5 | 19.89 | 20.03 | 20.0333 | 21.2033 | 0.0815% | 0.090826 | 0.018165 | 0.018165 | 0.018165 | 1.8065 | 0.36385 | 0.36391 | 0.38516 | 4.8% | 5.9425 | 118.1956 | 5.543% | 46.6427 | 988.98
9 | 5 | 6 | 23.25 | 23.3567 | 23.4067 | 25.0233 | 7.06% | 7.8679 | 1.5736 | 1.5736 | 1.5736 | 182.928 | 36.7534 | 36.8321 | 39.3761 | 5.442% | 6.7371 | 156.6372 | 7.563% | 63.6404 | 1592.4952
9 | 5 | 7 | 22.9933 | 23.1 | 23.1433 | 27.1167 | 15.09% | 16.8189 | 3.3638 | 3.3638 | 3.3638 | 386.7215 | 77.7031 | 77.8489 | 91.2143 | 4.675% | 5.7876 | 133.0756 | 7.17% | 60.3316 | 1635.9924
9 | 5 | 8 | 22.7967 | 22.8933 | 22.9267 | 27.42 | 16.1% | 17.9403 | 3.5881 | 3.5881 | 3.5881 | 408.9785 | 82.1425 | 82.2621 | 98.3845 | 3.006% | 3.722 | 84.8481 | 4.984% | 41.9392 | 1149.9741
9 | 5 | 9 | 25.1567 | 25.25 | 25.28 | 36.6867 | 17.56% | 19.5727 | 3.9145 | 3.9145 | 3.9145 | 492.3831 | 98.842 | 98.9594 | 143.6112 | 2.885% | 3.5724 | 89.8694 | 4.191% | 35.2641 | 1293.7213
9 | 5 | 10 | 29.4267 | 29.55 | 29.5733 | 54.3333 | 16.87% | 18.7954 | 3.7591 | 3.7591 | 3.7591 | 553.0859 | 111.0808 | 111.1685 | 204.2433 | 3.761% | 4.6567 | 137.0311 | 2.363% | 19.8861 | 1080.4762
9 | 5 | 11 | 29.1633 | 29.2833 | 29.2933 | 46.7267 | 15.21% | 16.9523 | 3.3905 | 3.3905 | 3.3905 | 494.3859 | 99.284 | 99.3179 | 158.425 | 5.071% | 6.2777 | 183.0797 | 1.247% | 10.4931 | 490.3059
9 | 5 | 12 | 35.49 | 35.6333 | 35.6067 | 55.2733 | 12.78% | 14.2368 | 2.8474 | 2.8474 | 2.8474 | 505.2642 | 101.461 | 101.385 | 157.3831 | 6% | 7.4288 | 263.6482 | 0.5679% | 4.7787 | 264.1326
9 | 5 | 13 | 33.6033 | 33.7433 | 33.7267 | 48.2667 | 9.898% | 11.0301 | 2.206 | 2.206 | 2.206 | 370.6479 | 74.4384 | 74.4017 | 106.4772 | 6.909% | 8.5532 | 287.4169 | 0.1886% | 1.5868 | 76.5876
9 | 5 | 14 | 37.3767 | 37.5333 | 37.48 | 45.15 | 9.408% | 10.4845 | 2.0969 | 2.0969 | 2.0969 | 391.8764 | 78.7038 | 78.592 | 94.6752 | 8.182% | 10.1303 | 378.6374 | 0.1486% | 1.2503 | 56.4489
9 | 5 | 15 | 63.4567 | 63.7367 | 63.5533 | 75.8233 | 5.638% | 6.2824 | 1.2565 | 1.2565 | 1.2565 | 398.6623 | 80.0843 | 79.8539 | 95.271 | 8.37% | 10.3621 | 657.5427 | 0.1469% | 1.2357 | 93.6968
9 | 5 | 16 | 52.4967 | 52.7367 | 52.6167 | 66.5533 | 4.048% | 4.511 | 0.9022 | 0.9022 | 0.9022 | 236.8135 | 47.5792 | 47.471 | 60.0447 | 8.603% | 10.6512 | 559.1538 | 0.1714% | 1.4425 | 96.0039
9 | 5 | 17 | 48.6433 | 48.8333 | 48.7067 | 53.4267 | 1.029% | 1.1468 | 0.22935 | 0.22935 | 0.22935 | 55.7819 | 11.2 | 11.1709 | 12.2534 | 9.936% | 12.3015 | 598.3883 | 0.7228% | 6.0821 | 324.947
9 | 5 | 18 | 40.43 | 40.5933 | 40.4833 | 44.0233 | 0.03493% | 0.038925 | 0.0077851 | 0.0077851 | 0.0077851 | 1.5738 | 0.31602 | 0.31517 | 0.34273 | 21.2% | 26.2509 | 1061.3243 | 1.261% | 10.6134 | 467.2392
9 | 5 | 19 | 41.56 | 41.7433 | 41.66 | 47.88 | 0% | 0 | 0 | 0 | 0 | 0 | 0 | 0 | 0 | 23.5% | 29.0988 | 1209.3445 | 1.119% | 9.4131 | 450.6981
9 | 5 | 20 | 32.0467 | 32.1667 | 32.1233 | 37.7433 | 0% | 0 | 0 | 0 | 0 | 0 | 0 | 0 | 0 | 17.83% | 22.0704 | 707.2814 | 0.9379% | 7.8922 | 297.8787
9 | 5 | 21 | 29.1833 | 29.3033 | 29.2867 | 39.0967 | 0% | 0 | 0 | 0 | 0 | 0 | 0 | 0 | 0 | 17.42% | 21.5722 | 629.5483 | 0.11% | 0.92548 | 36.1832
9 | 5 | 22 | 24.09 | 24.2 | 24.2067 | 28.7 | 0% | 0 | 0 | 0 | 0 | 0 | 0 | 0 | 0 | 21.25% | 26.3072 | 633.7399 | 0.01984% | 0.16692 | 4.7905
9 | 5 | 23 | 23.96 | 24.0733 | 24.1033 | 39.2733 | 0% | 0 | 0 | 0 | 0 | 0 | 0 | 0 | 0 | 22.15% | 27.4257 | 657.1189 | 1.14% | 9.5963 | 376.879
9 | 6 | 0 | 24.38 | 24.4933 | 24.5333 | 28.8533 | 0% | 0 | 0 | 0 | 0 | 0 | 0 | 0 | 0 | 16.84% | 20.8456 | 508.2152 | 10.55% | 88.7864 | 2561.7845
9 | 6 | 1 | 22.5967 | 22.6933 | 22.7333 | 23.84 | 0% | 0 | 0 | 0 | 0 | 0 | 0 | 0 | 0 | 13.89% | 17.1963 | 388.5795 | 46.93% | 394.8567 | 9413.3846
9 | 6 | 2 | 20.53 | 20.6167 | 20.66 | 21.0033 | 0% | 0 | 0 | 0 | 0 | 0 | 0 | 0 | 0 | 15.61% | 19.3223 | 396.6872 | 74.84% | 629.7353 | 13226.5397
9 | 6 | 3 | 19.55 | 19.6367 | 19.68 | 19.9367 | 0% | 0 | 0 | 0 | 0 | 0 | 0 | 0 | 0 | 21.82% | 27.0165 | 528.1735 | 80.7% | 679.0349 | 13537.6934
9 | 6 | 4 | 20.2567 | 20.3333 | 20.3767 | 20.63 | 0% | 0 | 0 | 0 | 0 | 0 | 0 | 0 | 0 | 26.85% | 33.2412 | 673.3566 | 82.66% | 695.5699 | 14349.6062
9 | 6 | 5 | 22.71 | 22.79 | 22.8233 | 23.32 | 0.00499% | 0.0055608 | 0.0011122 | 0.0011122 | 0.0011122 | 0.12629 | 0.025346 | 0.025383 | 0.025935 | 30.97% | 38.3403 | 870.7077 | 82% | 690.025 | 16091.3837
9 | 6 | 6 | 28.32 | 28.42 | 28.45 | 30.1667 | 5.455% | 6.0792 | 1.2158 | 1.2158 | 1.2158 | 172.1617 | 34.5539 | 34.5904 | 36.6776 | 32.39% | 40.1026 | 1135.7046 | 80.18% | 674.6491 | 20351.9138
9 | 6 | 7 | 29.6633 | 29.7833 | 29.8033 | 30.3233 | 11.06% | 12.3251 | 2.465 | 2.465 | 2.465 | 365.6046 | 73.4167 | 73.466 | 74.7478 | 22.03% | 27.2727 | 809.0004 | 74.26% | 624.8615 | 18947.8836
9 | 6 | 8 | 28.31 | 28.4233 | 28.4267 | 29.6667 | 20.34% | 22.6694 | 4.5339 | 4.5339 | 4.5339 | 641.7707 | 128.868 | 128.8831 | 134.5051 | 9.1% | 11.2659 | 318.9368 | 63.28% | 532.4376 | 15795.6479
9 | 6 | 9 | 29.81 | 29.9433 | 29.9233 | 30.9433 | 36.79% | 40.9983 | 8.1997 | 8.1997 | 8.1997 | 1222.1597 | 245.5252 | 245.3612 | 253.7249 | 4.828% | 5.9771 | 178.1768 | 53.45% | 449.7681 | 13917.3241
9 | 6 | 10 | 29.35 | 29.4667 | 29.4633 | 29.7733 | 49.58% | 55.2561 | 11.0512 | 11.0512 | 11.0512 | 1621.7672 | 325.6428 | 325.6059 | 329.0318 | 3.063% | 3.7923 | 111.3051 | 47.7% | 401.3709 | 11950.1501
9 | 6 | 11 | 28.29 | 28.3933 | 28.39 | 28.6767 | 52.14% | 58.1026 | 11.6205 | 11.6205 | 11.6205 | 1643.7231 | 329.9454 | 329.9067 | 333.2379 | 1.702% | 2.1076 | 59.624 | 48.9% | 411.4658 | 11799.4673
9 | 6 | 12 | 30.9633 | 31.0767 | 31.06 | 65.3567 | 37.87% | 42.1988 | 8.4398 | 8.4398 | 8.4398 | 1306.6161 | 262.2797 | 262.1391 | 551.5948 | 1.259% | 1.5592 | 48.2791 | 55.74% | 469.0523 | 30655.6961
9 | 6 | 13 | 32.96 | 33.0867 | 33.0567 | 57.7667 | 26.29% | 29.2978 | 5.8596 | 5.8596 | 5.8596 | 965.6567 | 193.8736 | 193.6978 | 338.4877 | 1.757% | 2.1756 | 71.7082 | 57.93% | 487.4405 | 28157.8124
9 | 6 | 14 | 34.8267 | 34.97 | 34.92 | 35.2933 | 25.14% | 28.0127 | 5.6025 | 5.6025 | 5.6025 | 975.5883 | 195.9207 | 195.6406 | 197.7322 | 2.702% | 3.3449 | 116.4918 | 59.18% | 497.9721 | 17575.0969
9 | 6 | 15 | 36.8133 | 37 | 36.94 | 49.2667 | 28.87% | 32.1715 | 6.4343 | 6.4343 | 6.4343 | 1184.3408 | 238.0692 | 237.6832 | 316.9967 | 2.821% | 3.492 | 128.5505 | 51.92% | 436.9065 | 21524.9292
9 | 6 | 16 | 32.8033 | 32.9767 | 32.9333 | 65.0867 | 23.97% | 26.7096 | 5.3419 | 5.3419 | 5.3419 | 876.1642 | 176.1588 | 175.9273 | 347.6879 | 3.874% | 4.7958 | 157.3197 | 48.4% | 407.2419 | 26506.0164
9 | 6 | 17 | 23.0067 | 52.07 | 95.9 | 126.08 | 8.427% | 9.3909 | 1.8782 | 1.8782 | 1.8782 | 216.0534 | 97.7969 | 180.1175 | 236.801 | 9.743% | 12.0623 | 277.513 | 45.43% | 382.2581 | 48195.0982
9 | 6 | 18 | 26.7533 | 30.0733 | 40.4 | 52.0933 | 1.055% | 1.1758 | 0.23516 | 0.23516 | 0.23516 | 31.4564 | 7.072 | 9.5004 | 12.2502 | 20.65% | 25.5626 | 683.8853 | 44.09% | 370.9992 | 19326.5837
9 | 6 | 19 | 18.6867 | 31.68 | 42.7267 | 42.76 | 0% | 0 | 0 | 0 | 0 | 0 | 0 | 0 | 0 | 23.13% | 28.6418 | 535.2202 | 41.65% | 350.5032 | 14987.5186
9 | 6 | 20 | 24.4733 | 24.7967 | 24.9933 | 27.0433 | 0% | 0 | 0 | 0 | 0 | 0 | 0 | 0 | 0 | 39.86% | 49.35 | 1207.7595 | 43.45% | 365.5809 | 9886.5262
9 | 6 | 21 | 22.2967 | 22.3733 | 22.3767 | 23.7067 | 0% | 0 | 0 | 0 | 0 | 0 | 0 | 0 | 0 | 37.22% | 46.0853 | 1027.5496 | 39.53% | 332.6518 | 7886.0652
9 | 6 | 22 | 20.7533 | 20.8133 | 20.83 | 24.9833 | 0% | 0 | 0 | 0 | 0 | 0 | 0 | 0 | 0 | 47.17% | 58.3955 | 1211.9009 | 34.16% | 287.463 | 7181.784
9 | 6 | 23 | 19.1033 | 19.1633 | 19.1867 | 20.8933 | 0% | 0 | 0 | 0 | 0 | 0 | 0 | 0 | 0 | 56.51% | 69.9575 | 1336.4206 | 30.07% | 253.0006 | 5286.0261
9 | 7 | 0 | 20.7 | 20.77 | 20.8 | 25.6333 | 0% | 0 | 0 | 0 | 0 | 0 | 0 | 0 | 0 | 59.54% | 73.7137 | 1525.8733 | 29.19% | 245.6467 | 6296.7449
9 | 7 | 1 | 19.1567 | 19.2567 | 19.2633 | 21.7667 | 0% | 0 | 0 | 0 | 0 | 0 | 0 | 0 | 0 | 60.46% | 74.8469 | 1433.8165 | 28.6% | 240.6698 | 5238.5804
9 | 7 | 2 | 17.9567 | 18.0633 | 18.0667 | 19.03 | 0% | 0 | 0 | 0 | 0 | 0 | 0 | 0 | 0 | 61.52% | 76.1621 | 1367.6167 | 23.73% | 199.6863 | 3800.0297
9 | 7 | 3 | 19.0767 | 19.17 | 19.1833 | 19.5433 | 0% | 0 | 0 | 0 | 0 | 0 | 0 | 0 | 0 | 62.56% | 77.4546 | 1477.5751 | 22.39% | 188.3999 | 3681.9616
9 | 7 | 4 | 17.0933 | 17.1867 | 17.1933 | 18.4567 | 0% | 0 | 0 | 0 | 0 | 0 | 0 | 0 | 0 | 48.18% | 59.6468 | 1019.5632 | 20.63% | 173.6143 | 3204.3417
9 | 7 | 5 | 17.1167 | 17.1667 | 17.2 | 19.59 | 0.001663% | 0.0018536 | 0.00037072 | 0.00037072 | 0.00037072 | 0.031727 | 0.006364 | 0.0063763 | 0.0072624 | 38.53% | 47.7064 | 816.5743 | 18.49% | 155.5848 | 3047.9056
9 | 7 | 6 | 20.26 | 20.3067 | 20.3267 | 24.41 | 9.13% | 10.1737 | 2.0347 | 2.0347 | 2.0347 | 206.1199 | 41.3189 | 41.3596 | 49.6682 | 35.23% | 43.6153 | 883.6458 | 18.39% | 154.7156 | 3776.6083
9 | 7 | 7 | 26.0867 | 26.1667 | 26.19 | 26.8667 | 26.05% | 29.0266 | 5.8053 | 5.8053 | 5.8053 | 757.2071 | 151.9058 | 152.0413 | 155.9696 | 22.73% | 28.1453 | 734.2165 | 17.24% | 145.0691 | 3897.524
9 | 7 | 8 | 24.34 | 24.42 | 24.44 | 25.7533 | 39.52% | 44.0456 | 8.8091 | 8.8091 | 8.8091 | 1072.0702 | 215.1188 | 215.295 | 226.8643 | 13.84% | 17.1397 | 417.1814 | 16.11% | 135.5745 | 3491.4947
9 | 7 | 9 | 25.7 | 25.7867 | 25.8133 | 26.0667 | 47.18% | 52.5789 | 10.5158 | 10.5158 | 10.5158 | 1351.2783 | 271.167 | 271.4474 | 274.1114 | 8.078% | 10.0014 | 257.0356 | 15.66% | 131.7648 | 3434.669
9 | 7 | 10 | 36.6967 | 36.7933 | 36.81 | 37.47 | 55.78% | 62.1614 | 12.4323 | 12.4323 | 12.4323 | 2281.1148 | 457.4247 | 457.6319 | 465.8372 | 4.38% | 5.4226 | 198.9916 | 15.32% | 128.9467 | 4831.6314
9 | 7 | 11 | 25.6367 | 25.6967 | 25.7133 | 25.98 | 58.63% | 65.3329 | 13.0666 | 13.0666 | 13.0666 | 1674.9166 | 335.7673 | 335.9851 | 339.4695 | 3.334% | 4.1274 | 105.8129 | 13.36% | 112.4508 | 2921.4721
9 | 7 | 12 | 22.6233 | 22.7 | 22.7267 | 22.9733 | 59.33% | 66.1188 | 13.2238 | 13.2238 | 13.2238 | 1495.8271 | 300.1792 | 300.5319 | 303.7937 | 2.542% | 3.1467 | 71.189 | 12.04% | 101.2963 | 2327.1135
9 | 7 | 13 | 28.1067 | 28.19 | 28.21 | 28.5167 | 57.54% | 64.1212 | 12.8242 | 12.8242 | 12.8242 | 1802.2339 | 361.5155 | 361.7719 | 365.7047 | 4.105% | 5.0827 | 142.8564 | 11.55% | 97.1848 | 2771.3856
9 | 7 | 14 | 25.8533 | 25.91 | 25.9233 | 26.1967 | 53.57% | 59.6942 | 11.9388 | 11.9388 | 11.9388 | 1543.2949 | 309.3355 | 309.4947 | 312.758 | 3.964% | 4.9074 | 126.8717 | 12.85% | 108.1503 | 2833.1777
9 | 7 | 15 | 23.26 | 23.3133 | 23.3367 | 23.5767 | 46.58% | 51.9055 | 10.3811 | 10.3811 | 10.3811 | 1207.3208 | 242.0178 | 242.26 | 244.7515 | 3.897% | 4.8249 | 112.2263 | 10.52% | 88.5552 | 2087.8366
9 | 7 | 16 | 23.6033 | 23.6567 | 23.69 | 23.9367 | 32.97% | 36.7425 | 7.3485 | 7.3485 | 7.3485 | 867.2448 | 173.8409 | 174.0858 | 175.8985 | 3.151% | 3.9007 | 92.0696 | 10.02% | 84.3074 | 2018.038
9 | 7 | 17 | 21.5233 | 21.5667 | 21.6033 | 22.35 | 11.71% | 13.0524 | 2.6105 | 2.6105 | 2.6105 | 280.9303 | 56.2992 | 56.3949 | 58.344 | 2.702% | 3.3453 | 72.003 | 8.697% | 73.1823 | 1635.6234
9 | 7 | 18 | 21.6 | 21.64 | 21.6533 | 21.8667 | 0.3565% | 0.39729 | 0.079457 | 0.079457 | 0.079457 | 8.5814 | 1.7195 | 1.7205 | 1.7375 | 7.142% | 8.8422 | 190.9917 | 8.061% | 67.8313 | 1483.2447
9 | 7 | 19 | 25.0067 | 25.0433 | 25.04 | 24.79 | 0% | 0 | 0 | 0 | 0 | 0 | 0 | 0 | 0 | 7.571% | 9.3734 | 234.3975 | 6.796% | 57.184 | 1417.5919
9 | 7 | 20 | 24.76 | 24.8067 | 24.81 | 25.1633 | 0% | 0 | 0 | 0 | 0 | 0 | 0 | 0 | 0 | 5.226% | 6.4701 | 160.2004 | 6.209% | 52.2459 | 1314.6817
9 | 7 | 21 | 23.51 | 23.74 | 23.86 | 22.5333 | 0% | 0 | 0 | 0 | 0 | 0 | 0 | 0 | 0 | 3.445% | 4.2656 | 100.2835 | 5.571% | 46.8751 | 1056.252
9 | 7 | 22 | 12.3133 | 10.85 | 45.38 | 40.54 | 0% | 0 | 0 | 0 | 0 | 0 | 0 | 0 | 0 | 5.418% | 6.708 | 82.5978 | 4.805% | 40.4307 | 1639.0586
9 | 7 | 23 | 16.64 | 16.4133 | 21.98 | 23.6 | 0% | 0 | 0 | 0 | 0 | 0 | 0 | 0 | 0 | 7.854% | 9.7241 | 161.8092 | 4.327% | 36.4058 | 859.1764
9 | 8 | 0 | 19.7967 | 19.85 | 19.8667 | 20.71 | 0% | 0 | 0 | 0 | 0 | 0 | 0 | 0 | 0 | 7.846% | 9.7132 | 192.288 | 4.488% | 37.7622 | 782.0558
9 | 8 | 1 | 16.41 | 16.4733 | 16.48 | 16.6467 | 0% | 0 | 0 | 0 | 0 | 0 | 0 | 0 | 0 | 5.438% | 6.7322 | 110.4753 | 5.296% | 44.56 | 741.7749
9 | 8 | 2 | 16.7633 | 16.81 | 16.8233 | 16.99 | 0% | 0 | 0 | 0 | 0 | 0 | 0 | 0 | 0 | 5.416% | 6.7054 | 112.4052 | 6.241% | 52.5113 | 892.1663
9 | 8 | 3 | 16.42 | 16.47 | 16.4667 | 16.82 | 0% | 0 | 0 | 0 | 0 | 0 | 0 | 0 | 0 | 6.084% | 7.5327 | 123.6872 | 8.591% | 72.292 | 1215.9511
9 | 8 | 4 | 15.9133 | 15.9333 | 15.9667 | 16.13 | 0% | 0 | 0 | 0 | 0 | 0 | 0 | 0 | 0 | 7.479% | 9.2589 | 147.3399 | 11.02% | 92.6995 | 1495.2428
9 | 8 | 5 | 16.7667 | 16.7933 | 16.83 | 17.01 | 0.001109% | 0.0012357 | 0.00024715 | 0.00024715 | 0.00024715 | 0.020719 | 0.0041504 | 0.0041595 | 0.0042039 | 6.07% | 7.5144 | 125.9907 | 12.27% | 103.2384 | 1756.0858
9 | 8 | 6 | 15.71 | 15.74 | 15.7733 | 16.0167 | 13.01% | 14.5025 | 2.9005 | 2.9005 | 2.9005 | 227.834 | 45.6538 | 45.7505 | 46.4563 | 4.443% | 5.5011 | 86.4229 | 14.05% | 118.1909 | 1893.024
9 | 8 | 7 | 17.71 | 17.7433 | 17.77 | 18.2333 | 34.14% | 38.0425 | 7.6085 | 7.6085 | 7.6085 | 673.7319 | 135 | 135.2029 | 138.7282 | 3.075% | 3.8067 | 67.4172 | 16.03% | 134.9107 | 2459.8725
9 | 8 | 8 | 18.6667 | 18.7067 | 18.7267 | 19.0967 | 47.65% | 53.1029 | 10.6206 | 10.6206 | 10.6206 | 991.2536 | 198.6755 | 198.8879 | 202.8176 | 0.799% | 0.98915 | 18.4641 | 15.41% | 129.7094 | 2477.0171
9 | 8 | 9 | 20.81 | 20.8633 | 20.8833 | 21.0867 | 55.11% | 61.4088 | 12.2818 | 12.2818 | 12.2818 | 1277.9172 | 256.2385 | 256.4841 | 258.9814 | 0.008635% | 0.01069 | 0.22247 | 14.08% | 118.4596 | 2497.9189
9 | 8 | 10 | 29.7267 | 29.7733 | 29.78 | 30.16 | 61.58% | 68.6248 | 13.725 | 13.725 | 13.725 | 2039.9874 | 408.638 | 408.7295 | 413.945 | 0.07177% | 0.088849 | 2.6412 | 11.03% | 92.8008 | 2798.8727
9 | 8 | 11 | 25.4067 | 25.45 | 25.46 | 25.6733 | 62.04% | 69.137 | 13.8274 | 13.8274 | 13.8274 | 1756.5417 | 351.9075 | 352.0458 | 354.9956 | 0.8024% | 0.99336 | 25.2379 | 8% | 67.3173 | 1728.2595
9 | 8 | 12 | 20.4167 | 20.46 | 20.4867 | 20.7367 | 59.76% | 66.597 | 13.3194 | 13.3194 | 13.3194 | 1359.6888 | 272.5149 | 272.8701 | 276.2 | 2.771% | 3.43 | 70.0296 | 6.68% | 56.2075 | 1165.556
9 | 8 | 13 | 22.7433 | 22.8033 | 22.83 | 23.0467 | 58.39% | 65.0666 | 13.0133 | 13.0133 | 13.0133 | 1479.8303 | 296.7469 | 297.0939 | 299.9134 | 2.981% | 3.6908 | 83.9418 | 6.176% | 51.971 | 1197.7584
9 | 8 | 14 | 20.5333 | 20.5967 | 20.6267 | 20.6333 | 54.97% | 61.2624 | 12.2525 | 12.2525 | 12.2525 | 1257.9207 | 252.3601 | 252.7277 | 252.8094 | 3.603% | 4.4601 | 91.5814 | 4.752% | 39.9854 | 825.0328
9 | 8 | 15 | 21.0867 | 21.15 | 21.1833 | 21.4333 | 47.9% | 53.3766 | 10.6753 | 10.6753 | 10.6753 | 1125.5342 | 225.7829 | 226.1388 | 228.8076 | 2.507% | 3.1036 | 65.4454 | 4.513% | 37.9781 | 813.9964
9 | 8 | 16 | 21.84 | 21.9167 | 21.9467 | 22.1567 | 33.59% | 37.4308 | 7.4862 | 7.4862 | 7.4862 | 817.488 | 164.0715 | 164.2961 | 165.8682 | 3.952% | 4.8926 | 106.8544 | 3.135% | 26.3816 | 584.5287
9 | 8 | 17 | 33.8967 | 34.0033 | 34.0367 | 34.3467 | 8.601% | 9.5849 | 1.917 | 1.917 | 1.917 | 324.8966 | 65.1838 | 65.2477 | 65.842 | 4.173% | 5.1666 | 175.1298 | 0.9192% | 7.7348 | 265.666
9 | 8 | 18 | 40.9633 | 41.1067 | 41.1267 | 41.48 | 0.04047% | 0.045104 | 0.0090208 | 0.0090208 | 0.0090208 | 1.8476 | 0.37082 | 0.371 | 0.37418 | 9.075% | 11.2351 | 460.2253 | 0.03018% | 0.25391 | 10.5322
9 | 8 | 19 | 31.4733 | 31.57 | 31.59 | 31.8533 | 0% | 0 | 0 | 0 | 0 | 0 | 0 | 0 | 0 | 18.38% | 22.7492 | 715.9947 | 0.04027% | 0.33885 | 10.7936
9 | 8 | 20 | 22.27 | 22.3433 | 22.3633 | 22.5767 | 0% | 0 | 0 | 0 | 0 | 0 | 0 | 0 | 0 | 20.66% | 25.5772 | 569.6045 | 0.1624% | 1.3666 | 30.8524
9 | 8 | 21 | 19.6333 | 19.7067 | 19.7333 | 19.92 | 0% | 0 | 0 | 0 | 0 | 0 | 0 | 0 | 0 | 22.96% | 28.4303 | 558.1807 | 1.307% | 10.9945 | 219.0101
9 | 8 | 22 | 18.9167 | 18.99 | 19.0167 | 19.21 | 0% | 0 | 0 | 0 | 0 | 0 | 0 | 0 | 0 | 29.29% | 36.2636 | 685.9863 | 3.264% | 27.4636 | 527.5762
9 | 8 | 23 | 18.4733 | 18.5333 | 18.5667 | 18.7567 | 0% | 0 | 0 | 0 | 0 | 0 | 0 | 0 | 0 | 31.6% | 39.1163 | 722.6078 | 4.771% | 40.146 | 753.0045
9 | 9 | 0 | 17.7633 | 17.82 | 17.86 | 18.0267 | 0% | 0 | 0 | 0 | 0 | 0 | 0 | 0 | 0 | 33.18% | 41.08 | 729.7178 | 6.029% | 50.7304 | 914.5007
9 | 9 | 1 | 16.5267 | 16.57 | 16.6067 | 16.7533 | 0% | 0 | 0 | 0 | 0 | 0 | 0 | 0 | 0 | 33.75% | 41.7806 | 690.4943 | 8.8% | 74.0473 | 1240.5393
9 | 9 | 2 | 15.49 | 15.5167 | 15.55 | 15.6933 | 0% | 0 | 0 | 0 | 0 | 0 | 0 | 0 | 0 | 31.58% | 39.097 | 605.6129 | 13.62% | 114.6009 | 1798.4703
9 | 9 | 3 | 16.3333 | 16.36 | 16.3933 | 16.5333 | 0% | 0 | 0 | 0 | 0 | 0 | 0 | 0 | 0 | 30.88% | 38.2354 | 624.5117 | 16.66% | 140.2164 | 2318.2452
9 | 9 | 4 | 14.81 | 14.8367 | 14.8633 | 14.9867 | 0% | 0 | 0 | 0 | 0 | 0 | 0 | 0 | 0 | 24.81% | 30.722 | 454.9924 | 20.07% | 168.8712 | 2530.8168
9 | 9 | 5 | 14.99 | 15.0133 | 15.0433 | 15.17 | 0% | 0 | 0 | 0 | 0 | 0 | 0 | 0 | 0 | 21.41% | 26.5084 | 397.3608 | 23.57% | 198.3325 | 3008.7039
9 | 9 | 6 | 17.59 | 17.6333 | 17.6633 | 17.8167 | 14.39% | 16.0329 | 3.2066 | 3.2066 | 3.2066 | 282.0193 | 56.5428 | 56.639 | 57.1307 | 19.27% | 23.8535 | 419.5839 | 14.78% | 124.3862 | 2216.1479
9 | 9 | 7 | 19.74 | 19.8167 | 19.85 | 20.0167 | 35.85% | 39.9479 | 7.9896 | 7.9896 | 7.9896 | 788.5724 | 158.327 | 158.5933 | 159.9249 | 13.8% | 17.0848 | 337.254 | 6.614% | 55.657 | 1114.0675
9 | 9 | 8 | 16.16 | 16.2333 | 16.2633 | 16.42 | 51.89% | 57.8258 | 11.5652 | 11.5652 | 11.5652 | 934.4652 | 187.7411 | 188.0881 | 189.9 | 4.862% | 6.019 | 97.2664 | 7.941% | 66.8207 | 1097.1952
9 | 9 | 9 | 17.6833 | 17.76 | 17.7933 | 17.9533 | 58.98% | 65.7295 | 13.1459 | 13.1459 | 13.1459 | 1162.317 | 233.4713 | 233.9095 | 236.0128 | 3.582% | 4.4348 | 78.4223 | 17.99% | 151.4103 | 2718.3195
9 | 9 | 10 | 18.62 | 18.7133 | 18.74 | 18.9233 | 63.23% | 70.4624 | 14.0925 | 14.0925 | 14.0925 | 1312.009 | 263.7171 | 264.0929 | 266.6765 | 4.24% | 5.2492 | 97.7398 | 24.98% | 210.1949 | 3977.5877
9 | 9 | 11 | 20.1567 | 20.26 | 20.2833 | 20.48 | 63.36% | 70.6094 | 14.1219 | 14.1219 | 14.1219 | 1423.2502 | 286.1093 | 286.4388 | 289.2161 | 5.79% | 7.1688 | 144.4985 | 29.16% | 245.368 | 5025.137
9 | 9 | 12 | 20.3933 | 20.4933 | 20.5133 | 20.1467 | 59.41% | 66.2053 | 13.2411 | 13.2411 | 13.2411 | 1350.1463 | 271.3534 | 271.6182 | 266.7631 | 8.322% | 10.3032 | 210.1164 | 29.39% | 247.3324 | 4982.9241
9 | 9 | 13 | 21.3367 | 21.44 | 21.4633 | 21.6667 | 54.82% | 61.09 | 12.218 | 12.218 | 12.218 | 1303.4567 | 261.9539 | 262.239 | 264.7233 | 13.7% | 16.9652 | 361.9816 | 29.63% | 249.3432 | 5402.4364
9 | 9 | 14 | 19.21 | 19.4667 | 19.5167 | 18.76 | 49.75% | 55.4378 | 11.0876 | 11.0876 | 11.0876 | 1064.9597 | 215.8377 | 216.3921 | 208.0025 | 18.98% | 23.5023 | 451.4784 | 27.35% | 230.1364 | 4317.3593
9 | 9 | 15 | 16.4533 | 16.6767 | 16.7267 | 16.8767 | 40.36% | 44.9798 | 8.996 | 8.996 | 8.996 | 740.068 | 150.0227 | 150.4725 | 151.8219 | 16.88% | 20.8941 | 343.7772 | 30.99% | 260.7737 | 4400.9902
9 | 9 | 16 | 17.36 | 17.4533 | 17.48 | 17.64 | 21.25% | 23.6821 | 4.7364 | 4.7364 | 4.7364 | 411.1209 | 82.6662 | 82.7925 | 83.5504 | 19.14% | 23.6906 | 411.269 | 43.36% | 364.884 | 6436.5538
9 | 9 | 17 | 21.0533 | 21.1767 | 21.2067 | 21.3867 | 3.348% | 3.7313 | 0.74626 | 0.74626 | 0.74626 | 78.5558 | 15.8032 | 15.8256 | 15.9599 | 28.76% | 35.6091 | 749.6904 | 62.24% | 523.7042 | 11200.2866
9 | 9 | 18 | 21.9933 | 22.1 | 22.1233 | 22.3033 | 0.0377% | 0.042015 | 0.0084029 | 0.0084029 | 0.0084029 | 0.92404 | 0.1857 | 0.1859 | 0.18741 | 57.06% | 70.647 | 1553.7631 | 85.89% | 722.7401 | 16119.5125
9 | 9 | 19 | 21.1167 | 21.23 | 21.2333 | 21.4033 | 0% | 0 | 0 | 0 | 0 | 0 | 0 | 0 | 0 | 61.67% | 76.3478 | 1612.211 | 97.06% | 816.6827 | 17479.7313
9 | 9 | 20 | 22.0167 | 22.1233 | 22.1367 | 22.3233 | 0% | 0 | 0 | 0 | 0 | 0 | 0 | 0 | 0 | 56.69% | 70.1888 | 1545.3237 | 98.67% | 830.2248 | 18533.3842
9 | 9 | 21 | 19.5433 | 19.6533 | 19.66 | 19.84 | 0% | 0 | 0 | 0 | 0 | 0 | 0 | 0 | 0 | 57.81% | 71.5758 | 1398.83 | 97.38% | 819.3901 | 16256.7003
9 | 9 | 22 | 16.0933 | 16.2233 | 16.24 | 16.3933 | 0% | 0 | 0 | 0 | 0 | 0 | 0 | 0 | 0 | 51.39% | 63.6247 | 1023.9337 | 96.3% | 810.2996 | 13283.512
9 | 9 | 23 | 14.3867 | 14.4733 | 14.4967 | 14.6433 | 0% | 0 | 0 | 0 | 0 | 0 | 0 | 0 | 0 | 45.32% | 56.1076 | 807.2019 | 95.75% | 805.7222 | 11798.4589
9 | 10 | 0 | 14.6633 | 14.7633 | 14.7633 | 14.8767 | 0% | 0 | 0 | 0 | 0 | 0 | 0 | 0 | 0 | 40.03% | 49.5538 | 726.6241 | 96.28% | 810.1477 | 12052.2971
9 | 10 | 1 | 13.09 | 13.1533 | 13.1667 | 13.28 | 0% | 0 | 0 | 0 | 0 | 0 | 0 | 0 | 0 | 38.86% | 48.1068 | 629.7178 | 96.51% | 812.125 | 10785.0203
9 | 10 | 2 | 14.2667 | 14.34 | 14.3367 | 14.44 | 0% | 0 | 0 | 0 | 0 | 0 | 0 | 0 | 0 | 30.45% | 37.6941 | 537.7687 | 96.44% | 811.5133 | 11718.2527
9 | 10 | 3 | 13.5233 | 13.5833 | 13.5867 | 13.69 | 0% | 0 | 0 | 0 | 0 | 0 | 0 | 0 | 0 | 25.45% | 31.5056 | 426.0602 | 96.39% | 811.0387 | 11103.1205
9 | 10 | 4 | 13.7867 | 13.8467 | 13.8433 | 13.9433 | 0% | 0 | 0 | 0 | 0 | 0 | 0 | 0 | 0 | 31.41% | 38.8883 | 536.1396 | 97.86% | 823.4104 | 11481.0854
9 | 10 | 5 | 13.08 | 13.1733 | 13.15 | 13.24 | 0.0005544% | 0.00061786 | 0.00012357 | 0.00012357 | 0.00012357 | 0.0080817 | 0.0016279 | 0.001625 | 0.0016361 | 38.49% | 47.6471 | 623.2235 | 98.85% | 831.7722 | 11012.6639
9 | 10 | 6 | 14.4367 | 14.4833 | 14.5 | 14.6267 | 8.937% | 9.9593 | 1.9919 | 1.9919 | 1.9919 | 143.7796 | 28.8489 | 28.8821 | 29.1344 | 31.14% | 38.5554 | 556.6116 | 99.14% | 834.2574 | 12202.4054
9 | 10 | 7 | 15.2467 | 15.31 | 15.33 | 15.47 | 29.21% | 32.5552 | 6.511 | 6.511 | 6.511 | 496.3585 | 99.6841 | 99.8143 | 100.7258 | 16.44% | 20.3511 | 310.287 | 99.23% | 834.9423 | 12916.5574
9 | 10 | 8 | 18.1667 | 18.2633 | 18.2833 | 18.46 | 48.05% | 53.5422 | 10.7084 | 10.7084 | 10.7084 | 972.6828 | 195.5717 | 195.7859 | 197.6777 | 10.48% | 12.9713 | 235.6455 | 99.63% | 838.3494 | 15475.9304
9 | 10 | 9 | 17.1567 | 17.26 | 17.28 | 17.2267 | 56.98% | 63.4959 | 12.6992 | 12.6992 | 12.6992 | 1089.3788 | 219.188 | 219.442 | 218.7647 | 8.716% | 10.7911 | 185.1396 | 99.71% | 838.9877 | 14452.9607
9 | 10 | 10 | 18.0467 | 18.1533 | 18.1733 | 17.4467 | 60.22% | 67.1067 | 13.4213 | 13.4213 | 13.4213 | 1211.053 | 243.6422 | 243.9106 | 234.1578 | 5.931% | 7.3423 | 132.5045 | 99.93% | 840.8388 | 14669.8334
9 | 10 | 11 | 18.8467 | 18.96 | 18.98 | 19.1667 | 57.06% | 63.5824 | 12.7165 | 12.7165 | 12.7165 | 1198.3172 | 241.1046 | 241.359 | 243.7327 | 5.05% | 6.252 | 117.8302 | 99.92% | 840.7644 | 16114.6519
9 | 10 | 12 | 20.09 | 20.1967 | 20.2233 | 20.4033 | 56.09% | 62.5024 | 12.5005 | 12.5005 | 12.5005 | 1255.6737 | 252.4681 | 252.8015 | 255.0516 | 4.624% | 5.7242 | 114.9994 | 99.98% | 841.3014 | 17165.3536
9 | 10 | 13 | 19.9333 | 20.0433 | 20.07 | 20.2533 | 55.97% | 62.3751 | 12.475 | 12.475 | 12.475 | 1243.3445 | 250.0412 | 250.3738 | 252.6609 | 5.285% | 6.5431 | 130.4257 | 99.95% | 841.022 | 17033.4979
9 | 10 | 14 | 20.4167 | 20.52 | 20.5433 | 20.7367 | 51.63% | 57.5348 | 11.507 | 11.507 | 11.507 | 1174.6689 | 236.1228 | 236.3913 | 238.616 | 6.189% | 7.6625 | 156.4426 | 99.87% | 840.3837 | 17426.7567
9 | 10 | 15 | 21.9433 | 22.0533 | 22.08 | 22.2833 | 43.76% | 48.7649 | 9.753 | 9.753 | 9.753 | 1070.0634 | 215.0855 | 215.3456 | 217.3287 | 6.712% | 8.3095 | 182.3386 | 99.83% | 840.0206 | 18718.4591
9 | 10 | 16 | 22.83 | 22.94 | 22.9667 | 23.1733 | 31.8% | 35.4375 | 7.0875 | 7.0875 | 7.0875 | 809.0391 | 162.5874 | 162.7764 | 164.2412 | 8.36% | 10.3503 | 236.2981 | 99.86% | 840.2497 | 19471.3863
9 | 10 | 17 | 23.4033 | 23.51 | 23.53 | 23.8267 | 10.04% | 11.1926 | 2.2385 | 2.2385 | 2.2385 | 261.944 | 52.6276 | 52.6723 | 53.3364 | 15.68% | 19.408 | 454.2121 | 99.96% | 841.102 | 20040.6578
9 | 10 | 18 | 29.9633 | 30.0833 | 30.1067 | 30.3667 | 0.05489% | 0.061168 | 0.012234 | 0.012234 | 0.012234 | 1.8328 | 0.36803 | 0.36832 | 0.3715 | 36.69% | 45.4228 | 1361.0189 | 99.97% | 841.2068 | 25544.6477
9 | 10 | 19 | 36.9467 | 37.08 | 37.08 | 37.3733 | 0% | 0 | 0 | 0 | 0 | 0 | 0 | 0 | 0 | 58.24% | 72.1098 | 2664.2176 | 99.95% | 841.0496 | 31432.8286
9 | 10 | 20 | 22.09 | 22.18 | 22.2033 | 22.4 | 0% | 0 | 0 | 0 | 0 | 0 | 0 | 0 | 0 | 59.39% | 73.5226 | 1624.1131 | 99.97% | 841.2131 | 18843.1729
9 | 10 | 21 | 19.22 | 19.2967 | 19.33 | 19.5167 | 0% | 0 | 0 | 0 | 0 | 0 | 0 | 0 | 0 | 56.89% | 70.4364 | 1353.7867 | 99.99% | 841.3757 | 16420.8486
9 | 10 | 22 | 17.31 | 17.38 | 17.4167 | 17.5967 | 0% | 0 | 0 | 0 | 0 | 0 | 0 | 0 | 0 | 57.92% | 71.7083 | 1241.2708 | 99.99% | 841.3368 | 14804.7231
9 | 10 | 23 | 14.5 | 14.55 | 14.58 | 14.7167 | 0% | 0 | 0 | 0 | 0 | 0 | 0 | 0 | 0 | 55.92% | 69.2376 | 1003.9458 | 100% | 841.4191 | 12382.8841
9 | 11 | 0 | 16.0167 | 16.0567 | 16.09 | 16.2467 | 0% | 0 | 0 | 0 | 0 | 0 | 0 | 0 | 0 | 48.8% | 60.4161 | 967.6645 | 100% | 841.4565 | 13670.8627
9 | 11 | 1 | 14.3967 | 14.42 | 14.45 | 14.7433 | 0% | 0 | 0 | 0 | 0 | 0 | 0 | 0 | 0 | 40.85% | 50.5761 | 728.1271 | 100% | 841.4559 | 12405.8654
9 | 11 | 2 | 10.41 | 10.4233 | 10.44 | 10.54 | 0% | 0 | 0 | 0 | 0 | 0 | 0 | 0 | 0 | 38.14% | 47.2221 | 491.5823 | 100% | 841.4568 | 8868.9548
9 | 11 | 3 | 13.1833 | 13.19 | 13.2167 | 13.3233 | 0% | 0 | 0 | 0 | 0 | 0 | 0 | 0 | 0 | 30.59% | 37.8745 | 499.3124 | 100% | 841.4568 | 11211.0098
9 | 11 | 4 | 12.2933 | 12.3233 | 12.3433 | 12.4367 | 0% | 0 | 0 | 0 | 0 | 0 | 0 | 0 | 0 | 19.47% | 24.1051 | 296.3315 | 100% | 841.4568 | 10464.9181
9 | 11 | 5 | 11.4733 | 11.5633 | 11.5333 | 11.5967 | 0% | 0 | 0 | 0 | 0 | 0 | 0 | 0 | 0 | 13.21% | 16.3546 | 187.6417 | 100% | 841.4568 | 9758.0943
9 | 11 | 6 | 16.67 | 16.75 | 16.7367 | 16.8533 | 16.9% | 18.8356 | 3.7671 | 3.7671 | 3.7671 | 313.9888 | 63.0991 | 63.0489 | 63.4884 | 9.888% | 12.2421 | 204.0751 | 100% | 841.4568 | 14181.3524
9 | 11 | 7 | 14.0233 | 14.1667 | 14.11 | 14.1767 | 41.85% | 46.6419 | 9.3284 | 9.3284 | 9.3284 | 654.0746 | 132.152 | 131.6234 | 132.2453 | 6.162% | 7.6288 | 106.9807 | 100% | 841.4568 | 11929.053
9 | 11 | 8 | 14.7467 | 14.81 | 14.83 | 14.96 | 57.97% | 64.6044 | 12.9209 | 12.9209 | 12.9209 | 952.6995 | 191.3582 | 191.6166 | 193.2963 | 2.2% | 2.7243 | 40.1736 | 100% | 841.4568 | 12588.1941
9 | 11 | 9 | 16.44 | 16.49 | 16.5233 | 16.68 | 64.7% | 72.1009 | 14.4202 | 14.4202 | 14.4202 | 1185.3392 | 237.7889 | 238.2695 | 240.5287 | 2.38% | 2.9461 | 48.4345 | 100% | 841.434 | 14035.1199
9 | 11 | 10 | 19.59 | 19.6567 | 19.69 | 19.87 | 65.83% | 73.3564 | 14.6713 | 14.6713 | 14.6713 | 1437.0524 | 288.3886 | 288.8776 | 291.5184 | 3.294% | 4.0779 | 79.8865 | 99.98% | 841.313 | 16716.8888
9 | 11 | 11 | 20.73 | 20.81 | 20.85 | 20.6967 | 64.9% | 72.3277 | 14.4655 | 14.4655 | 14.4655 | 1499.3529 | 301.0278 | 301.6064 | 299.3884 | 5.11% | 6.3258 | 131.1344 | 99.19% | 834.6139 | 17273.7257
9 | 11 | 12 | 19.24 | 19.3167 | 19.3667 | 19.5467 | 61.65% | 68.7058 | 13.7412 | 13.7412 | 13.7412 | 1321.899 | 265.4333 | 266.1203 | 268.5938 | 7.722% | 9.5607 | 183.9473 | 98.12% | 825.6003 | 16137.7338
9 | 11 | 13 | 21.3 | 21.3933 | 21.45 | 21.72 | 56.1% | 62.5142 | 12.5028 | 12.5028 | 12.5028 | 1331.5516 | 267.4773 | 268.1858 | 271.5615 | 9.764% | 12.0879 | 257.4718 | 98.47% | 828.5408 | 17995.9072
9 | 11 | 14 | 22.6733 | 22.78 | 22.8333 | 23.05 | 47.89% | 53.3648 | 10.673 | 10.673 | 10.673 | 1209.9589 | 243.1302 | 243.6995 | 246.0119 | 11.33% | 14.0248 | 317.9898 | 96.19% | 809.3592 | 18655.7307
9 | 11 | 15 | 25.9433 | 26.0667 | 26.1367 | 28.8 | 41.84% | 46.6215 | 9.3243 | 9.3243 | 9.3243 | 1209.5167 | 243.0533 | 243.706 | 268.5398 | 13.5% | 16.7127 | 433.5842 | 87.92% | 739.7698 | 21305.3692
9 | 11 | 16 | 28.28 | 28.49 | 28.5667 | 29.35 | 31.21% | 34.7783 | 6.9557 | 6.9557 | 6.9557 | 983.5299 | 198.1667 | 198.6999 | 204.1485 | 18.74% | 23.2029 | 656.1788 | 63.99% | 538.4329 | 15803.0051
9 | 11 | 17 | 39.0167 | 39.2933 | 39.4033 | 39.73 | 8.782% | 9.787 | 1.9574 | 1.9574 | 1.9574 | 381.8543 | 76.9124 | 77.1277 | 77.7671 | 20.88% | 25.8537 | 1008.7266 | 48.15% | 405.1939 | 16098.3522
9 | 11 | 18 | 26.35 | 26.47 | 26.5167 | 26.8633 | 0.005544% | 0.0061786 | 0.0012357 | 0.0012357 | 0.0012357 | 0.16281 | 0.03271 | 0.032767 | 0.033196 | 42.4% | 52.4981 | 1383.3237 | 42.18% | 354.9443 | 9534.9878
9 | 11 | 19 | 37.58 | 37.74 | 37.7967 | 39.1367 | 0% | 0 | 0 | 0 | 0 | 0 | 0 | 0 | 0 | 31.77% | 39.329 | 1477.9833 | 44.73% | 376.3728 | 14729.9775
9 | 11 | 20 | 30.96 | 31.09 | 31.14 | 31.8367 | 0% | 0 | 0 | 0 | 0 | 0 | 0 | 0 | 0 | 28.12% | 34.8186 | 1077.9837 | 40.29% | 338.9911 | 10792.3457
9 | 11 | 21 | 21.51 | 21.6 | 21.63 | 22.7933 | 0% | 0 | 0 | 0 | 0 | 0 | 0 | 0 | 0 | 23.1% | 28.6042 | 615.2761 | 39.66% | 333.7321 | 7606.8662
9 | 11 | 22 | 19.7333 | 19.8433 | 19.86 | 20.69 | 0% | 0 | 0 | 0 | 0 | 0 | 0 | 0 | 0 | 17.95% | 22.2204 | 438.4825 | 39.97% | 336.29 | 6957.8401
9 | 11 | 23 | 17.2633 | 17.3433 | 17.3733 | 18.14 | 0% | 0 | 0 | 0 | 0 | 0 | 0 | 0 | 0 | 15.15% | 18.761 | 323.8772 | 40.04% | 336.8947 | 6111.2698
9 | 12 | 0 | 22.6333 | 22.8067 | 22.7833 | 23.0133 | 0% | 0 | 0 | 0 | 0 | 0 | 0 | 0 | 0 | 15.48% | 19.165 | 433.7674 | 32.17% | 270.6817 | 6229.2877
9 | 12 | 1 | 20.35 | 20.47 | 20.4767 | 20.64 | 0% | 0 | 0 | 0 | 0 | 0 | 0 | 0 | 0 | 14.99% | 18.5601 | 377.6982 | 29.66% | 249.5623 | 5150.9652
9 | 12 | 2 | 17.5733 | 17.6333 | 17.67 | 17.83 | 0% | 0 | 0 | 0 | 0 | 0 | 0 | 0 | 0 | 16.37% | 20.2655 | 356.1326 | 24.46% | 205.8602 | 3670.4877
9 | 12 | 3 | 17.4967 | 17.5367 | 17.58 | 17.7467 | 0% | 0 | 0 | 0 | 0 | 0 | 0 | 0 | 0 | 15.55% | 19.2525 | 336.8541 | 17.72% | 149.0899 | 2645.8494
9 | 12 | 4 | 2.76 | 2.8 | 2.8267 | 2.8267 | 0% | 0 | 0 | 0 | 0 | 0 | 0 | 0 | 0 | 14.61% | 18.093 | 49.9366 | 10.68% | 89.8878 | 254.0829
9 | 12 | 5 | 20.7533 | 20.8633 | 20.8633 | 21.02 | 0% | 0 | 0 | 0 | 0 | 0 | 0 | 0 | 0 | 13.3% | 16.4641 | 341.6859 | 8.851% | 74.4765 | 1565.4963
9 | 12 | 6 | 24.8367 | 24.9167 | 24.9633 | 25.2067 | 9.97% | 11.1104 | 2.2221 | 2.2221 | 2.2221 | 275.9457 | 55.3669 | 55.4706 | 56.0113 | 12.13% | 15.021 | 373.0727 | 6.938% | 58.3805 | 1471.5782
9 | 12 | 7 | 26.5733 | 26.75 | 26.7333 | 24.4367 | 26.9% | 29.9713 | 5.9943 | 5.9943 | 5.9943 | 796.4375 | 160.3465 | 160.2466 | 146.4798 | 9.673% | 11.9754 | 318.2265 | 6.014% | 50.6047 | 1236.6099
9 | 12 | 8 | 22.9167 | 23.1033 | 23.0733 | 25.1067 | 45.63% | 50.8458 | 10.1692 | 10.1692 | 10.1692 | 1165.2166 | 234.9416 | 234.6365 | 255.3138 | 6.422% | 7.9503 | 182.1941 | 4.58% | 38.5389 | 967.5821
9 | 12 | 9 | 37.2067 | 37.42 | 37.4067 | 39.3967 | 64.19% | 71.5313 | 14.3063 | 14.3063 | 14.3063 | 2661.4396 | 535.3399 | 535.1492 | 563.6186 | 4.275% | 5.2926 | 196.9184 | 3.684% | 30.9952 | 1221.109
9 | 12 | 10 | 27.8067 | 27.9833 | 27.99 | 30.0733 | 64.43% | 71.7951 | 14.359 | 14.359 | 14.359 | 1996.382 | 401.8132 | 401.9089 | 431.8235 | 4.241% | 5.2503 | 145.9925 | 1.697% | 14.2836 | 429.5557
9 | 12 | 11 | 23.66 | 23.8233 | 23.8367 | 27.8533 | 62.98% | 70.1856 | 14.0371 | 14.0371 | 14.0371 | 1660.5901 | 334.4108 | 334.5979 | 390.9803 | 6.811% | 8.4321 | 199.5044 | 0.4536% | 3.8167 | 106.309
9 | 12 | 12 | 24.2433 | 24.4433 | 24.44 | 28 | 63.16% | 70.387 | 14.0774 | 14.0774 | 14.0774 | 1706.4149 | 344.0985 | 344.0515 | 394.1671 | 6.838% | 8.4663 | 205.2525 | 0.04761% | 0.40062 | 11.2174
9 | 12 | 13 | 27.98 | 28.19 | 28.19 | 29.9267 | 63.39% | 70.6434 | 14.1287 | 14.1287 | 14.1287 | 1976.602 | 398.2874 | 398.2874 | 422.8242 | 7.795% | 9.6503 | 270.0163 | 0.01103% | 0.092789 | 2.7769
9 | 12 | 14 | 25.3233 | 24.6033 | 24.4833 | 27.51 | 61.11% | 68.1015 | 13.6203 | 13.6203 | 13.6203 | 1724.557 | 335.1048 | 333.4703 | 374.6944 | 8.01% | 9.9166 | 251.1224 | 0.1788% | 1.5044 | 41.3859
9 | 12 | 15 | 28.2233 | 28.43 | 28.44 | 30.3433 | 51.49% | 57.381 | 11.4762 | 11.4762 | 11.4762 | 1619.4818 | 326.2681 | 326.3829 | 348.2259 | 7.343% | 9.091 | 256.5784 | 1.085% | 9.1321 | 277.0978
9 | 12 | 16 | 26.05 | 25.4033 | 25.26 | 28.32 | 33.03% | 36.8055 | 7.3611 | 7.3611 | 7.3611 | 958.7831 | 186.9964 | 185.9413 | 208.4663 | 7.519% | 9.3084 | 242.4832 | 2.114% | 17.7895 | 503.7976
9 | 12 | 17 | 29.4633 | 29.65 | 29.66 | 30.9033 | 8.886% | 9.9025 | 1.9805 | 1.9805 | 1.9805 | 291.7605 | 58.7218 | 58.7416 | 61.204 | 6.934% | 8.585 | 252.9415 | 0.872% | 7.3374 | 226.7507
9 | 12 | 18 | 29.22 | 29.3833 | 29.3833 | 29.6867 | 0% | 0 | 0 | 0 | 0 | 0 | 0 | 0 | 0 | 8.034% | 9.9468 | 290.6449 | 1.042% | 8.7705 | 260.3662
9 | 12 | 19 | 28.5067 | 28.6667 | 28.6533 | 29.7833 | 0% | 0 | 0 | 0 | 0 | 0 | 0 | 0 | 0 | 6.709% | 8.3066 | 236.7925 | 0.8816% | 7.418 | 220.9342
9 | 12 | 20 | 27.2967 | 27.4433 | 27.4333 | 28.9033 | 0% | 0 | 0 | 0 | 0 | 0 | 0 | 0 | 0 | 4.81% | 5.9547 | 162.543 | 1.497% | 12.5937 | 364.0004
9 | 12 | 21 | 24.3533 | 24.5333 | 24.4933 | 24.83 | 0% | 0 | 0 | 0 | 0 | 0 | 0 | 0 | 0 | 3.952% | 4.8923 | 119.1437 | 1.971% | 16.5868 | 411.851
9 | 12 | 22 | 18.5167 | 18.6633 | 18.63 | 18.95 | 0% | 0 | 0 | 0 | 0 | 0 | 0 | 0 | 0 | 6.334% | 7.8416 | 145.2 | 5.125% | 43.122 | 817.161
9 | 12 | 23 | 17.5 | 17.6067 | 17.61 | 17.8467 | 0% | 0 | 0 | 0 | 0 | 0 | 0 | 0 | 0 | 9.159% | 11.339 | 198.432 | 10.43% | 87.798 | 1566.9008
9 | 13 | 0 | 18.5433 | 18.64 | 18.6467 | 19.2867 | 0% | 0 | 0 | 0 | 0 | 0 | 0 | 0 | 0 | 10.12% | 12.5293 | 232.3344 | 17.17% | 144.4371 | 2785.7094
9 | 13 | 1 | 18.2433 | 18.3733 | 18.34 | 18.4733 | 0% | 0 | 0 | 0 | 0 | 0 | 0 | 0 | 0 | 10.45% | 12.9423 | 236.1112 | 17.73% | 149.1757 | 2755.7724
9 | 13 | 2 | 15.54 | 15.64 | 15.6233 | 15.7367 | 0% | 0 | 0 | 0 | 0 | 0 | 0 | 0 | 0 | 10.13% | 12.5354 | 194.8009 | 16.68% | 140.3164 | 2208.1122
9 | 13 | 3 | 13.9433 | 14.0133 | 14.0133 | 14.12 | 0% | 0 | 0 | 0 | 0 | 0 | 0 | 0 | 0 | 11.2% | 13.8634 | 193.3015 | 17.88% | 150.4387 | 2124.195
9 | 13 | 4 | 14.8967 | 15 | 14.97 | 15.0667 | 0% | 0 | 0 | 0 | 0 | 0 | 0 | 0 | 0 | 14.61% | 18.0914 | 269.5015 | 21.3% | 179.2055 | 2700.0293
9 | 13 | 5 | 16.6567 | 16.7733 | 16.7367 | 16.8567 | 0% | 0 | 0 | 0 | 0 | 0 | 0 | 0 | 0 | 17.01% | 21.0601 | 350.7905 | 16.72% | 140.7176 | 2372.0294
9 | 13 | 6 | 21.1833 | 21.3167 | 21.2967 | 21.4767 | 3.183% | 3.5465 | 0.70931 | 0.70931 | 0.70931 | 75.1274 | 15.1201 | 15.1059 | 15.2335 | 21.09% | 26.1087 | 553.0695 | 15.21% | 127.9642 | 2748.2453
9 | 13 | 7 | 26.4567 | 26.6833 | 26.6 | 26.8733 | 9.986% | 11.1277 | 2.2255 | 2.2255 | 2.2255 | 294.4023 | 59.3849 | 59.1994 | 59.8078 | 12.3% | 15.2222 | 402.7277 | 12.6% | 105.9826 | 2848.1064
9 | 13 | 8 | 27.7533 | 28 | 27.9133 | 28.08 | 11.45% | 12.762 | 2.5524 | 2.5524 | 2.5524 | 354.187 | 71.467 | 71.2458 | 71.6712 | 9.047% | 11.2005 | 310.8523 | 10.85% | 91.3055 | 2563.8594
9 | 13 | 9 | 26.5533 | 26.78 | 26.7167 | 27.7867 | 11.6% | 12.9319 | 2.5864 | 2.5864 | 2.5864 | 343.3844 | 69.2631 | 69.0993 | 71.8667 | 14.81% | 18.3334 | 486.8121 | 8.889% | 74.7953 | 2078.3119
9 | 13 | 10 | 32.3533 | 32.5467 | 32.5067 | 33.0467 | 18.96% | 21.1291 | 4.2258 | 4.2258 | 4.2258 | 683.5958 | 137.5361 | 137.3671 | 139.6491 | 15.04% | 18.6244 | 602.561 | 7.168% | 60.3152 | 1993.2165
9 | 13 | 11 | 27.4067 | 27.5767 | 27.54 | 29.4767 | 24.86% | 27.7007 | 5.5401 | 5.5401 | 5.5401 | 759.1828 | 152.7784 | 152.5752 | 163.3046 | 18.19% | 22.525 | 617.3348 | 6.344% | 53.3822 | 1573.5307
9 | 13 | 12 | 30.96 | 31.15 | 31.11 | 36.0867 | 26.38% | 29.3936 | 5.8787 | 5.8787 | 5.8787 | 910.026 | 183.1222 | 182.887 | 212.1434 | 22.38% | 27.7018 | 857.6472 | 5.557% | 46.7632 | 1687.5284
9 | 13 | 13 | 31.8367 | 32.0567 | 31.9733 | 32.2267 | 22.81% | 25.4158 | 5.0832 | 5.0832 | 5.0832 | 809.1544 | 162.9492 | 162.5256 | 163.8133 | 21.78% | 26.9627 | 858.402 | 4.625% | 38.9174 | 1254.1779
9 | 13 | 14 | 33.5533 | 33.7467 | 33.67 | 33.82 | 17.42% | 19.4114 | 3.8823 | 3.8823 | 3.8823 | 651.3174 | 131.0141 | 130.7164 | 131.2988 | 23.13% | 28.6327 | 960.7212 | 5.682% | 47.8131 | 1617.0394
9 | 13 | 15 | 42.3933 | 42.5733 | 42.5033 | 43.1633 | 10.27% | 11.4397 | 2.2879 | 2.2879 | 2.2879 | 484.9686 | 97.4055 | 97.2454 | 98.7554 | 27.24% | 33.7239 | 1429.6685 | 6.414% | 53.9748 | 2329.7316
9 | 13 | 16 | 40.6367 | 40.7633 | 40.7233 | 41.3433 | 7.301% | 8.136 | 1.6272 | 1.6272 | 1.6272 | 330.6208 | 66.3303 | 66.2652 | 67.2741 | 29.02% | 35.9253 | 1459.886 | 9.347% | 78.6517 | 3251.7237
9 | 13 | 17 | 37.7333 | 37.8333 | 37.7967 | 38.33 | 1.505% | 1.6769 | 0.33538 | 0.33538 | 0.33538 | 63.2743 | 12.6884 | 12.6761 | 12.855 | 28.34% | 35.0921 | 1324.1406 | 13.37% | 112.5144 | 4312.6758
9 | 13 | 18 | 37.6667 | 37.7567 | 37.7033 | 38.0567 | 0% | 0 | 0 | 0 | 0 | 0 | 0 | 0 | 0 | 45.23% | 56.0024 | 2109.4248 | 26.06% | 219.2867 | 8345.3194
9 | 13 | 19 | 31.2633 | 31.3733 | 31.3233 | 31.6 | 0% | 0 | 0 | 0 | 0 | 0 | 0 | 0 | 0 | 44.96% | 55.6587 | 1740.0757 | 38.7% | 325.6572 | 10290.7676
9 | 13 | 20 | 31.3333 | 31.4633 | 31.4167 | 31.9667 | 0% | 0 | 0 | 0 | 0 | 0 | 0 | 0 | 0 | 40.28% | 49.8739 | 1562.715 | 48.46% | 407.7552 | 13034.5745
9 | 13 | 21 | 26.1 | 26.2467 | 26.2 | 27.0967 | 0% | 0 | 0 | 0 | 0 | 0 | 0 | 0 | 0 | 28.99% | 35.8951 | 936.863 | 51.32% | 431.8648 | 11702.0969
9 | 13 | 22 | 22.9267 | 23.0767 | 23.0433 | 23.41 | 0% | 0 | 0 | 0 | 0 | 0 | 0 | 0 | 0 | 20.53% | 25.4196 | 582.7876 | 45.54% | 383.2145 | 8971.0518
9 | 13 | 23 | 22.2767 | 22.41 | 22.4033 | 22.62 | 0% | 0 | 0 | 0 | 0 | 0 | 0 | 0 | 0 | 14.96% | 18.5187 | 412.5358 | 43.03% | 362.0577 | 8189.7454
9 | 14 | 0 | 21.68 | 21.7667 | 21.77 | 21.9933 | 0% | 0 | 0 | 0 | 0 | 0 | 0 | 0 | 0 | 13.79% | 17.0754 | 370.1939 | 36.07% | 303.5046 | 6675.0771
9 | 14 | 1 | 21.1067 | 21.1733 | 21.1967 | 21.39 | 0% | 0 | 0 | 0 | 0 | 0 | 0 | 0 | 0 | 9.64% | 11.9342 | 251.8906 | 33.57% | 282.4526 | 6041.6619
9 | 14 | 2 | 16.1233 | 16.1567 | 16.1767 | 16.3333 | 0% | 0 | 0 | 0 | 0 | 0 | 0 | 0 | 0 | 7.903% | 9.7844 | 157.7575 | 29.32% | 246.7371 | 4030.0386
9 | 14 | 3 | 16.11 | 16.1467 | 16.1667 | 16.3167 | 0% | 0 | 0 | 0 | 0 | 0 | 0 | 0 | 0 | 6.82% | 8.4433 | 136.0221 | 24.32% | 204.6275 | 3338.8392
9 | 14 | 4 | 17.9367 | 17.9767 | 18 | 18.1633 | 0% | 0 | 0 | 0 | 0 | 0 | 0 | 0 | 0 | 4.944% | 6.1209 | 109.7881 | 18.17% | 152.8759 | 2776.735
9 | 14 | 5 | 19.8233 | 19.8767 | 19.8867 | 20.06 | 0% | 0 | 0 | 0 | 0 | 0 | 0 | 0 | 0 | 4.664% | 5.7747 | 114.4733 | 13.34% | 112.2278 | 2251.2896
9 | 14 | 6 | 24.3767 | 24.4433 | 24.47 | 24.7 | 0.6709% | 0.74761 | 0.14952 | 0.14952 | 0.14952 | 18.2243 | 3.6548 | 3.6588 | 3.6932 | 4.898% | 6.064 | 147.8192 | 8.143% | 68.5214 | 1692.4793
9 | 14 | 7 | 28.6767 | 28.8333 | 28.78 | 29.0833 | 3.945% | 4.3967 | 0.87934 | 0.87934 | 0.87934 | 126.0831 | 25.3544 | 25.3075 | 25.5742 | 4.078% | 5.0487 | 144.7803 | 4.018% | 33.8126 | 983.3831
9 | 14 | 8 | 27.7833 | 27.9367 | 27.8833 | 28.8033 | 6.816% | 7.596 | 1.5192 | 1.5192 | 1.5192 | 211.0425 | 42.4414 | 42.3604 | 43.7581 | 7.568% | 9.3696 | 260.3178 | 2.059% | 17.3251 | 499.0218
9 | 14 | 9 | 39.12 | 36.1333 | 34.38 | 34.8933 | 8.925% | 9.9457 | 1.9891 | 1.9891 | 1.9891 | 389.0775 | 71.8746 | 68.3869 | 69.408 | 15.61% | 19.3277 | 756.1014 | 1.765% | 14.8524 | 518.2495
9 | 14 | 10 | 29.8833 | 30 | 29.94 | 30.2133 | 10.15% | 11.3075 | 2.2615 | 2.2615 | 2.2615 | 337.9062 | 67.8451 | 67.7094 | 68.3275 | 19.4% | 24.0211 | 717.8295 | 1.153% | 9.6978 | 293.0038
9 | 14 | 11 | 40.2767 | 40.2067 | 40.0733 | 40.5333 | 9.461% | 10.5426 | 2.1085 | 2.1085 | 2.1085 | 424.6208 | 84.7766 | 84.4954 | 85.4653 | 22.67% | 28.0715 | 1130.6264 | 2.402% | 20.2157 | 819.4082
9 | 14 | 12 | 32.5133 | 32.6033 | 32.5433 | 33.2067 | 9.047% | 10.0823 | 2.0165 | 2.0165 | 2.0165 | 327.8089 | 65.7433 | 65.6223 | 66.9599 | 27.92% | 34.5645 | 1123.8072 | 4.993% | 42.0148 | 1395.172
9 | 14 | 13 | 62.4467 | 62.5133 | 62.4367 | 62.9633 | 8.99% | 10.018 | 2.0036 | 2.0036 | 2.0036 | 625.5928 | 125.2521 | 125.0985 | 126.1538 | 30.85% | 38.195 | 2385.1478 | 6.434% | 54.1432 | 3409.039
9 | 14 | 14 | 33.9333 | 34.0567 | 33.99 | 40.3233 | 4.923% | 5.486 | 1.0972 | 1.0972 | 1.0972 | 186.1585 | 37.367 | 37.2939 | 44.2428 | 37.03% | 45.8428 | 1555.5976 | 8.695% | 73.1635 | 2950.1979
9 | 14 | 15 | 37.01 | 36.9033 | 36.7333 | 37.2267 | 2.105% | 2.346 | 0.46921 | 0.46921 | 0.46921 | 86.8264 | 17.3152 | 17.2355 | 17.4669 | 38.06% | 47.1162 | 1743.7708 | 13.73% | 115.5225 | 4300.5163
9 | 14 | 16 | 39.0733 | 37.9167 | 37.1867 | 37.9033 | 1.638% | 1.8258 | 0.36516 | 0.36516 | 0.36516 | 71.3395 | 13.8455 | 13.579 | 13.8407 | 36.35% | 45.0075 | 1758.5938 | 22.25% | 187.2083 | 7095.8194
9 | 14 | 17 | 39.6167 | 38.2067 | 37.33 | 38.0833 | 1.754% | 1.9549 | 0.39098 | 0.39098 | 0.39098 | 77.4474 | 14.9382 | 14.5954 | 14.89 | 35.88% | 44.4264 | 1760.0273 | 30.65% | 257.8796 | 9820.9141
9 | 14 | 18 | 53.0967 | 52.1467 | 51.49 | 52.1267 | 0.001109% | 0.0012357 | 0.00024715 | 0.00024715 | 0.00024715 | 0.065613 | 0.012888 | 0.012726 | 0.012883 | 48.66% | 60.2385 | 3198.462 | 33.78% | 284.2502 | 14817.0156
9 | 14 | 19 | 44.3933 | 44.3233 | 44.1033 | 48.5333 | 0% | 0 | 0 | 0 | 0 | 0 | 0 | 0 | 0 | 40.16% | 49.7219 | 2207.3229 | 35.47% | 298.5047 | 14487.4261
9 | 14 | 20 | 36.08 | 35.6933 | 35.29 | 36.2567 | 0% | 0 | 0 | 0 | 0 | 0 | 0 | 0 | 0 | 44.76% | 55.4177 | 1999.4724 | 36.58% | 307.8016 | 11159.8584
9 | 14 | 21 | 32.22 | 32.1433 | 31.94 | 32.8967 | 0% | 0 | 0 | 0 | 0 | 0 | 0 | 0 | 0 | 40.77% | 50.4775 | 1626.3862 | 34.64% | 291.4788 | 9588.6803
9 | 14 | 22 | 29.3 | 29.4533 | 29.4267 | 30.1467 | 0% | 0 | 0 | 0 | 0 | 0 | 0 | 0 | 0 | 39.19% | 48.5213 | 1421.673 | 36.01% | 303.0183 | 9134.9926
9 | 14 | 23 | 29.7167 | 29.8933 | 29.8567 | 30.1933 | 0% | 0 | 0 | 0 | 0 | 0 | 0 | 0 | 0 | 28.2% | 34.918 | 1037.6475 | 30.35% | 255.3994 | 7711.3607
9 | 15 | 0 | 23.22 | 23.37 | 23.3533 | 23.5567 | 0% | 0 | 0 | 0 | 0 | 0 | 0 | 0 | 0 | 22.64% | 28.0355 | 650.9833 | 24.56% | 206.6774 | 4868.6299
9 | 15 | 1 | 21.2733 | 21.3667 | 21.4 | 21.6167 | 0% | 0 | 0 | 0 | 0 | 0 | 0 | 0 | 0 | 25.51% | 31.5875 | 671.9711 | 19.91% | 167.5573 | 3622.0308
9 | 15 | 2 | 19.9533 | 20.07 | 20.0567 | 20.2167 | 0% | 0 | 0 | 0 | 0 | 0 | 0 | 0 | 0 | 22.38% | 27.7061 | 552.8282 | 17.82% | 149.9319 | 3031.1226
9 | 15 | 3 | 18.7667 | 18.8567 | 18.84 | 18.9733 | 0% | 0 | 0 | 0 | 0 | 0 | 0 | 0 | 0 | 19.69% | 24.3815 | 457.5592 | 18.11% | 152.3515 | 2890.6161
9 | 15 | 4 | 17.3067 | 17.37 | 17.3733 | 17.5133 | 0% | 0 | 0 | 0 | 0 | 0 | 0 | 0 | 0 | 14.19% | 17.5666 | 304.0196 | 19.83% | 166.86 | 2922.2756
9 | 15 | 5 | 19.41 | 19.4967 | 19.49 | 19.65 | 0.00998% | 0.011122 | 0.0022243 | 0.0022243 | 0.0022243 | 0.21587 | 0.043367 | 0.043352 | 0.043708 | 11.25% | 13.9303 | 270.3876 | 18.54% | 155.9792 | 3064.9913
9 | 15 | 6 | 25.84 | 25.9633 | 25.9633 | 26.1733 | 6.222% | 6.9337 | 1.3867 | 1.3867 | 1.3867 | 179.1658 | 36.0042 | 36.0042 | 36.2954 | 9.911% | 12.2704 | 317.067 | 17.54% | 147.5978 | 3863.127
9 | 15 | 7 | 21.3267 | 21.4167 | 21.42 | 21.6267 | 16.76% | 18.6768 | 3.7354 | 3.7354 | 3.7354 | 398.3132 | 79.9988 | 80.0113 | 80.7832 | 4.829% | 5.9783 | 127.498 | 16.29% | 137.1084 | 2965.1984
9 | 15 | 8 | 24.9733 | 25.0967 | 25.1 | 25.56 | 18.28% | 20.3716 | 4.0743 | 4.0743 | 4.0743 | 508.7459 | 102.2517 | 102.2653 | 104.1395 | 3.754% | 4.648 | 116.0763 | 14.45% | 121.6314 | 3108.8994
9 | 15 | 9 | 36.5233 | 36.67 | 36.6567 | 37.2067 | 12.61% | 14.0514 | 2.8103 | 2.8103 | 2.8103 | 513.2056 | 103.0533 | 103.0158 | 104.5615 | 6.477% | 8.0191 | 292.8848 | 13.17% | 110.8261 | 4123.4712
9 | 15 | 10 | 29.2833 | 29.42 | 29.4267 | 30.06 | 12.12% | 13.5059 | 2.7012 | 2.7012 | 2.7012 | 395.4969 | 79.4685 | 79.4866 | 81.1973 | 6.114% | 7.5691 | 221.6495 | 9.738% | 81.94 | 2463.1157
9 | 15 | 11 | 28.4867 | 28.6133 | 28.6067 | 30.9367 | 14.22% | 15.8507 | 3.1701 | 3.1701 | 3.1701 | 451.5325 | 90.7081 | 90.6869 | 98.0733 | 5.638% | 6.9805 | 198.8498 | 8.909% | 74.962 | 2319.0743
9 | 15 | 12 | 30.8533 | 30.9967 | 30.9833 | 33.5467 | 14.27% | 15.9044 | 3.1809 | 3.1809 | 3.1809 | 490.7043 | 98.5968 | 98.5544 | 106.708 | 5.255% | 6.5055 | 200.7161 | 7.243% | 60.943 | 2044.4334
9 | 15 | 13 | 38.4133 | 38.5433 | 38.51 | 39.75 | 12.61% | 14.0527 | 2.8105 | 2.8105 | 2.8105 | 539.8103 | 108.3274 | 108.2337 | 111.7188 | 7.48% | 9.2609 | 355.7432 | 5.773% | 48.5751 | 1930.8586
9 | 15 | 14 | 53.37 | 53.4733 | 53.3867 | 54.3333 | 9.938% | 11.0752 | 2.215 | 2.215 | 2.215 | 591.0833 | 118.4455 | 118.2536 | 120.3505 | 9.941% | 12.3075 | 656.8506 | 6.076% | 51.1269 | 2777.897
9 | 15 | 15 | 78.9233 | 79.0067 | 78.83 | 79.4033 | 6.294% | 7.0134 | 1.4027 | 1.4027 | 1.4027 | 553.5182 | 110.8205 | 110.5727 | 111.3769 | 11.16% | 13.8111 | 1090.0153 | 6.661% | 56.052 | 4450.7169
9 | 15 | 16 | 62.0833 | 62.25 | 62.14 | 62.8933 | 2.705% | 3.0146 | 0.60291 | 0.60291 | 0.60291 | 187.1536 | 37.5312 | 37.4649 | 37.9191 | 13.22% | 16.3657 | 1016.0369 | 5.79% | 48.7163 | 3063.9317
9 | 15 | 17 | 68.39 | 68.48 | 68.3 | 69.3 | 0.08206% | 0.091444 | 0.018289 | 0.018289 | 0.018289 | 6.2538 | 1.2524 | 1.2491 | 1.2674 | 18.18% | 22.5049 | 1539.1122 | 5.757% | 48.4403 | 3356.9149
9 | 15 | 18 | 45.5367 | 45.66 | 45.5367 | 46.51 | 0% | 0 | 0 | 0 | 0 | 0 | 0 | 0 | 0 | 40.14% | 49.6942 | 2262.909 | 10.07% | 84.6931 | 3939.0774
9 | 15 | 19 | 41.4467 | 41.54 | 41.4567 | 43.28 | 0% | 0 | 0 | 0 | 0 | 0 | 0 | 0 | 0 | 50.27% | 62.2428 | 2579.7565 | 12.73% | 107.1567 | 4637.7419
9 | 15 | 20 | 78.1267 | 78.16 | 77.9767 | 78.45 | 0% | 0 | 0 | 0 | 0 | 0 | 0 | 0 | 0 | 46.84% | 57.9932 | 4530.8167 | 10.23% | 86.0478 | 6750.4505
9 | 15 | 21 | 31.6233 | 31.73 | 31.7 | 32.4067 | 0% | 0 | 0 | 0 | 0 | 0 | 0 | 0 | 0 | 37.52% | 46.4556 | 1469.0812 | 5.433% | 45.7141 | 1481.4432
9 | 15 | 22 | 31.3133 | 31.4467 | 31.4533 | 31.3367 | 0% | 0 | 0 | 0 | 0 | 0 | 0 | 0 | 0 | 41.51% | 51.389 | 1609.1599 | 3.323% | 27.9642 | 876.304
9 | 15 | 23 | 28.16 | 28.2967 | 28.31 | 28.9667 | 0% | 0 | 0 | 0 | 0 | 0 | 0 | 0 | 0 | 40.51% | 50.156 | 1412.3923 | 5.289% | 44.5039 | 1289.1291
9 | 16 | 0 | 25.26 | 25.3533 | 25.3733 | 26.2067 | 0% | 0 | 0 | 0 | 0 | 0 | 0 | 0 | 0 | 34.11% | 42.232 | 1066.7809 | 5.701% | 47.9703 | 1257.1419
9 | 16 | 1 | 24.1667 | 24.2433 | 24.2633 | 24.5 | 0% | 0 | 0 | 0 | 0 | 0 | 0 | 0 | 0 | 34.52% | 42.7342 | 1032.7431 | 6.116% | 51.4623 | 1260.8255
9 | 16 | 2 | 21.68 | 21.75 | 21.7667 | 21.9633 | 0% | 0 | 0 | 0 | 0 | 0 | 0 | 0 | 0 | 36.33% | 44.9842 | 975.2575 | 7.74% | 65.1329 | 1430.536
9 | 16 | 3 | 21.79 | 21.86 | 21.8733 | 22.0633 | 0% | 0 | 0 | 0 | 0 | 0 | 0 | 0 | 0 | 34.78% | 43.0574 | 938.2205 | 10.63% | 89.4066 | 1972.6086
9 | 16 | 4 | 20.28 | 20.3333 | 20.35 | 20.53 | 0% | 0 | 0 | 0 | 0 | 0 | 0 | 0 | 0 | 36.39% | 45.0479 | 913.5722 | 16.19% | 136.194 | 2796.0638
9 | 16 | 5 | 23.6267 | 23.7233 | 23.73 | 23.9133 | 0% | 0 | 0 | 0 | 0 | 0 | 0 | 0 | 0 | 36.47% | 45.1533 | 1066.8231 | 19.16% | 161.2593 | 3856.2485
9 | 16 | 6 | 24.8367 | 24.9167 | 24.9367 | 25.16 | 7.112% | 7.9253 | 1.5851 | 1.5851 | 1.5851 | 196.8388 | 39.4946 | 39.5263 | 39.8803 | 36.68% | 45.4102 | 1127.8369 | 26.26% | 220.9434 | 5558.935
9 | 16 | 7 | 24.1667 | 24.26 | 24.2767 | 24.4967 | 21.56% | 24.0306 | 4.8061 | 4.8061 | 4.8061 | 580.7384 | 116.5962 | 116.6763 | 117.7337 | 21.67% | 26.8333 | 648.4726 | 36.91% | 310.621 | 7609.1792
9 | 16 | 8 | 25.2367 | 25.3333 | 25.35 | 25.62 | 27.92% | 31.1131 | 6.2226 | 6.2226 | 6.2226 | 785.1914 | 157.6398 | 157.7435 | 159.4236 | 14.45% | 17.8849 | 451.3557 | 58.17% | 489.5052 | 12541.1236
9 | 16 | 9 | 26.4667 | 26.57 | 26.57 | 24.9467 | 35.73% | 39.8126 | 7.9625 | 7.9625 | 7.9625 | 1053.7077 | 211.5643 | 211.5643 | 198.6385 | 17.22% | 21.3204 | 564.2799 | 78.03% | 656.5654 | 16379.1174
9 | 16 | 10 | 31.6 | 29.8233 | 30.1567 | 24.84 | 38.68% | 43.1089 | 8.6218 | 8.6218 | 8.6218 | 1362.2423 | 257.1304 | 260.0043 | 214.1652 | 17.83% | 22.0787 | 697.6882 | 90.14% | 758.5123 | 18841.4452
9 | 16 | 11 | 32.7867 | 31.9867 | 32.2533 | 35.91 | 46.6% | 51.9252 | 10.385 | 10.385 | 10.385 | 1702.455 | 332.183 | 334.9523 | 372.9269 | 18.02% | 22.3071 | 731.3757 | 94.05% | 791.3825 | 28418.5461
9 | 16 | 12 | 33.59 | 33.7067 | 33.6733 | 35.2233 | 49.03% | 54.6376 | 10.9275 | 10.9275 | 10.9275 | 1835.2784 | 368.3306 | 367.9663 | 384.904 | 15.23% | 18.8512 | 633.2127 | 94.5% | 795.1922 | 28009.3187
9 | 16 | 13 | 33.93 | 34.03 | 33.9833 | 36.25 | 50.01% | 55.7313 | 11.1463 | 11.1463 | 11.1463 | 1890.9616 | 379.307 | 378.7868 | 404.0516 | 15.26% | 18.8882 | 640.8761 | 95.08% | 800.0349 | 29001.266
9 | 16 | 14 | 38.02 | 38.1333 | 38.0733 | 40.02 | 52.25% | 58.2231 | 11.6446 | 11.6446 | 11.6446 | 2213.6423 | 444.0482 | 443.3495 | 466.0177 | 20.07% | 24.8523 | 944.8832 | 95.64% | 804.7701 | 32206.8983
9 | 16 | 15 | 49.0733 | 49.2033 | 49.0967 | 50.4633 | 46.58% | 51.9042 | 10.3808 | 10.3808 | 10.3808 | 2547.1129 | 510.7721 | 509.6648 | 523.8519 | 18.61% | 23.0455 | 1130.9207 | 94.03% | 791.2051 | 39926.8447
9 | 16 | 16 | 129.27 | 129.4467 | 129.0467 | 130.25 | 31.33% | 34.9161 | 6.9832 | 6.9832 | 6.9832 | 4513.6 | 903.9537 | 901.1604 | 909.5635 | 17.95% | 22.2203 | 2872.4174 | 93.52% | 786.9613 | 102501.7141
9 | 16 | 17 | 150.56 | 150.7233 | 150.2533 | 151.53 | 7.086% | 7.8969 | 1.5794 | 1.5794 | 1.5794 | 1188.9587 | 238.0497 | 237.3074 | 239.3237 | 25.55% | 31.635 | 4762.9702 | 92.78% | 780.7261 | 118303.4228
9 | 16 | 18 | 117.66 | 117.7833 | 117.4233 | 118.3867 | 0% | 0 | 0 | 0 | 0 | 0 | 0 | 0 | 0 | 47.96% | 59.3815 | 6986.8243 | 93.48% | 786.562 | 93118.4547
9 | 16 | 19 | 57.9767 | 58.0833 | 57.92 | 58.3667 | 0% | 0 | 0 | 0 | 0 | 0 | 0 | 0 | 0 | 54.16% | 67.0569 | 3887.7376 | 96.61% | 812.9174 | 47447.2799
9 | 16 | 20 | 68.1233 | 68.2367 | 68.07 | 68.5967 | 0% | 0 | 0 | 0 | 0 | 0 | 0 | 0 | 0 | 58.71% | 72.6917 | 4952 | 97.94% | 824.0863 | 56529.5756
9 | 16 | 21 | 39.3667 | 39.4967 | 39.4433 | 39.8267 | 0% | 0 | 0 | 0 | 0 | 0 | 0 | 0 | 0 | 55.96% | 69.2822 | 2727.4106 | 98.51% | 828.883 | 33011.6451
9 | 16 | 22 | 31.2467 | 31.3733 | 31.36 | 32.3333 | 0% | 0 | 0 | 0 | 0 | 0 | 0 | 0 | 0 | 47.5% | 58.8044 | 1837.4425 | 98.07% | 825.1767 | 26680.7132
9 | 16 | 23 | 30.0733 | 30.2367 | 30.2233 | 30.9367 | 0% | 0 | 0 | 0 | 0 | 0 | 0 | 0 | 0 | 43.18% | 53.4619 | 1607.776 | 97.01% | 816.3153 | 25254.0733
9 | 17 | 0 | 28.8167 | 29.1033 | 29.0633 | 29.0167 | 0% | 0 | 0 | 0 | 0 | 0 | 0 | 0 | 0 | 35.79% | 44.309 | 1276.837 | 95.96% | 807.4709 | 23430.1152
9 | 17 | 1 | 27.4333 | 27.8233 | 27.7333 | 27.8533 | 0% | 0 | 0 | 0 | 0 | 0 | 0 | 0 | 0 | 28.61% | 35.4193 | 971.6692 | 94.94% | 798.8783 | 22251.4235
9 | 17 | 2 | 27.1567 | 27.52 | 27.4233 | 27.4233 | 0% | 0 | 0 | 0 | 0 | 0 | 0 | 0 | 0 | 19.89% | 24.6219 | 668.6478 | 92.83% | 781.1579 | 21421.954
9 | 17 | 3 | 27.0167 | 27.3667 | 27.24 | 27.1967 | 0% | 0 | 0 | 0 | 0 | 0 | 0 | 0 | 0 | 14.89% | 18.4331 | 498.0013 | 91.7% | 771.6032 | 20985.0339
9 | 17 | 4 | 30.6067 | 30.97 | 30.8533 | 30.97 | 0% | 0 | 0 | 0 | 0 | 0 | 0 | 0 | 0 | 14.12% | 17.4811 | 535.039 | 90.11% | 758.2543 | 23483.1358
9 | 17 | 5 | 26.65 | 26.8233 | 26.7833 | 26.5933 | 0% | 0 | 0 | 0 | 0 | 0 | 0 | 0 | 0 | 13.87% | 17.1733 | 457.6687 | 87.28% | 734.3895 | 19529.864
9 | 17 | 6 | 25.8767 | 25.9733 | 25.9367 | 24.2567 | 4.13% | 4.6018 | 0.92037 | 0.92037 | 0.92037 | 119.0804 | 23.9051 | 23.8713 | 22.3251 | 14.35% | 17.7649 | 459.6967 | 85.25% | 717.3059 | 17399.4497
9 | 17 | 7 | 26.9167 | 27.1967 | 27.2967 | 27.41 | 17.23% | 19.1995 | 3.8399 | 3.8399 | 3.8399 | 516.786 | 104.4324 | 104.8164 | 105.2516 | 11.85% | 14.6662 | 394.7641 | 80.41% | 676.5921 | 18545.3905
9 | 17 | 8 | 21.7367 | 26.8933 | 30.79 | 26.7167 | 28.95% | 32.2574 | 6.4515 | 6.4515 | 6.4515 | 701.1684 | 173.5018 | 198.6411 | 172.362 | 5.084% | 6.2939 | 136.8074 | 71.78% | 603.9673 | 16135.9937
9 | 17 | 9 | 26.24 | 26.7933 | 27.1467 | 27.56 | 33.19% | 36.9896 | 7.3979 | 7.3979 | 7.3979 | 970.6075 | 198.215 | 200.829 | 203.8868 | 2.993% | 3.705 | 97.2188 | 56.36% | 474.2277 | 13069.7153
9 | 17 | 10 | 26.41 | 26.53 | 26.5533 | 25.8833 | 37.5% | 41.7873 | 8.3575 | 8.3575 | 8.3575 | 1103.6032 | 221.7235 | 221.9185 | 216.319 | 2.697% | 3.3389 | 88.1812 | 38.16% | 321.131 | 8311.9401
9 | 17 | 11 | 27.6067 | 27.74 | 27.7467 | 28.05 | 42.81% | 47.7083 | 9.5417 | 9.5417 | 9.5417 | 1317.0673 | 264.6857 | 264.7493 | 267.6436 | 2.985% | 3.6956 | 102.0227 | 24.14% | 203.1224 | 5697.5819
9 | 17 | 12 | 30.9 | 31.0333 | 31.0333 | 31.7367 | 52.73% | 58.7582 | 11.7516 | 11.7516 | 11.7516 | 1815.6275 | 364.6924 | 364.6924 | 372.9577 | 2.61% | 3.231 | 99.8382 | 15.17% | 127.6132 | 4050.0172
9 | 17 | 13 | 47.7133 | 47.8533 | 47.81 | 48.61 | 56.46% | 62.9133 | 12.5827 | 12.5827 | 12.5827 | 3001.8033 | 602.1222 | 601.577 | 611.6431 | 3.324% | 4.1152 | 196.3494 | 8.903% | 74.9183 | 3641.7794
9 | 17 | 14 | 48.33 | 48.4567 | 48.3767 | 48.4433 | 55.06% | 61.3569 | 12.2714 | 12.2714 | 12.2714 | 2965.3792 | 594.6302 | 593.6485 | 594.4666 | 3.246% | 4.0182 | 194.1977 | 3.724% | 31.3352 | 1517.9795
9 | 17 | 15 | 45.0767 | 45.2267 | 45.1733 | 45.4833 | 46.15% | 51.4328 | 10.2866 | 10.2866 | 10.2866 | 2318.4185 | 465.2267 | 464.6781 | 467.8669 | 3.986% | 4.9347 | 222.4391 | 1.486% | 12.5006 | 568.5668
9 | 17 | 16 | 45.4767 | 45.6233 | 45.54 | 45.94 | 30.44% | 33.9182 | 6.7836 | 6.7836 | 6.7836 | 1542.4875 | 309.4924 | 308.9271 | 311.6406 | 5.412% | 6.6999 | 304.6885 | 0.5899% | 4.9641 | 228.0489
9 | 17 | 17 | 62.8733 | 63.0333 | 62.9 | 63.3667 | 6.143% | 6.8459 | 1.3692 | 1.3692 | 1.3692 | 430.4261 | 86.3043 | 86.1217 | 86.7607 | 8.206% | 10.16 | 638.7936 | 0.5588% | 4.7024 | 297.9776
9 | 17 | 18 | 42.15 | 42.2833 | 42.1967 | 42.5167 | 0% | 0 | 0 | 0 | 0 | 0 | 0 | 0 | 0 | 17.2% | 21.2932 | 897.5091 | 0.4026% | 3.3879 | 144.0417
9 | 17 | 19 | 40.6167 | 40.73 | 40.64 | 40.5167 | 0% | 0 | 0 | 0 | 0 | 0 | 0 | 0 | 0 | 23.26% | 28.7978 | 1169.6693 | 0.4544% | 3.8233 | 154.9063
9 | 17 | 20 | 34.7233 | 34.82 | 34.7467 | 35.0167 | 0% | 0 | 0 | 0 | 0 | 0 | 0 | 0 | 0 | 26.85% | 33.24 | 1154.2041 | 0.517% | 4.3505 | 152.3417
9 | 17 | 21 | 31.32 | 31.42 | 31.38 | 32.0733 | 0% | 0 | 0 | 0 | 0 | 0 | 0 | 0 | 0 | 25.5% | 31.575 | 988.9278 | 0.2631% | 2.2138 | 71.0039
9 | 17 | 22 | 28.8933 | 28.99 | 28.99 | 29.4733 | 0% | 0 | 0 | 0 | 0 | 0 | 0 | 0 | 0 | 21.62% | 26.7721 | 773.535 | 0.8448% | 7.1085 | 209.5114
9 | 17 | 23 | 23.4667 | 23.55 | 23.5633 | 23.83 | 0% | 0 | 0 | 0 | 0 | 0 | 0 | 0 | 0 | 20.67% | 25.5865 | 600.4301 | 2.761% | 23.2293 | 553.5532
9 | 18 | 0 | 23.2433 | 23.3067 | 23.3267 | 23.57 | 0% | 0 | 0 | 0 | 0 | 0 | 0 | 0 | 0 | 17.52% | 21.6912 | 504.1759 | 6.793% | 57.1565 | 1347.1789
9 | 18 | 1 | 22.0767 | 22.1267 | 22.1567 | 22.3833 | 0% | 0 | 0 | 0 | 0 | 0 | 0 | 0 | 0 | 22.43% | 27.769 | 613.048 | 10.23% | 86.0516 | 1926.1213
9 | 18 | 2 | 21.44 | 21.54 | 21.5467 | 21.7533 | 0% | 0 | 0 | 0 | 0 | 0 | 0 | 0 | 0 | 27.24% | 33.7241 | 723.0455 | 14.41% | 121.2818 | 2638.2826
9 | 18 | 3 | 19.9 | 19.9833 | 19.9867 | 20.18 | 0% | 0 | 0 | 0 | 0 | 0 | 0 | 0 | 0 | 34.45% | 42.6463 | 848.6614 | 19.85% | 167.0455 | 3370.9781
9 | 18 | 4 | 19.9567 | 20.0133 | 20.0233 | 20.2267 | 0% | 0 | 0 | 0 | 0 | 0 | 0 | 0 | 0 | 45.34% | 56.138 | 1120.3282 | 26.62% | 223.9652 | 4530.0691
9 | 18 | 5 | 24.7933 | 24.85 | 24.8733 | 24.33 | 0% | 0 | 0 | 0 | 0 | 0 | 0 | 0 | 0 | 51% | 63.1372 | 1565.3807 | 33.44% | 281.3831 | 6846.0501
9 | 18 | 6 | 32.53 | 32.62 | 32.6267 | 32.9667 | 5.458% | 6.0822 | 1.2164 | 1.2164 | 1.2164 | 197.8554 | 39.6806 | 39.6887 | 40.1023 | 54.13% | 67.02 | 2180.1599 | 34.7% | 292.0091 | 9626.568
9 | 18 | 7 | 31.73 | 31.8433 | 31.8433 | 32.2433 | 21.89% | 24.3976 | 4.8795 | 4.8795 | 4.8795 | 774.1347 | 155.38 | 155.38 | 157.3318 | 48.59% | 60.1604 | 1908.8899 | 35.63% | 299.7857 | 9666.0915
9 | 18 | 8 | 36.7833 | 36.89 | 36.8867 | 37.33 | 39.5% | 44.0129 | 8.8026 | 8.8026 | 8.8026 | 1618.9399 | 324.7269 | 324.6976 | 328.6001 | 47.05% | 58.2445 | 2142.4278 | 40.22% | 338.394 | 12632.2469
9 | 18 | 9 | 35.0567 | 35.1567 | 35.14 | 35.72 | 50.44% | 56.2064 | 11.2413 | 11.2413 | 11.2413 | 1970.4089 | 395.2059 | 395.0186 | 401.5385 | 48.11% | 59.5593 | 2087.9496 | 41.13% | 346.0816 | 12362.0331
9 | 18 | 10 | 35.33 | 35.42 | 35.39 | 35.7767 | 56.36% | 62.8021 | 12.5604 | 12.5604 | 12.5604 | 2218.7977 | 444.89 | 444.5132 | 449.3699 | 43.69% | 54.0942 | 1911.1497 | 41.02% | 345.195 | 12349.9267
9 | 18 | 11 | 47.03 | 47.1467 | 47.11 | 47.7933 | 59.01% | 65.7586 | 13.1517 | 13.1517 | 13.1517 | 3092.6252 | 620.0594 | 619.5772 | 628.5642 | 41.58% | 51.4753 | 2420.8836 | 39.22% | 329.9844 | 15771.0541
9 | 18 | 12 | 43.0533 | 43.18 | 43.1433 | 43.6233 | 58.8% | 65.5219 | 13.1044 | 13.1044 | 13.1044 | 2820.9371 | 565.8473 | 565.3668 | 571.6569 | 51.64% | 63.9322 | 2752.4923 | 35.83% | 301.4897 | 13151.9876
9 | 18 | 13 | 34.9067 | 35 | 34.9767 | 35.3567 | 57.15% | 63.6906 | 12.7381 | 12.7381 | 12.7381 | 2223.2256 | 445.834 | 445.5368 | 450.3773 | 55.63% | 68.8734 | 2404.1415 | 33.41% | 281.0971 | 9938.6554
9 | 18 | 14 | 32.78 | 32.87 | 32.8433 | 33.2 | 56.72% | 63.2086 | 12.6417 | 12.6417 | 12.6417 | 2071.9792 | 415.5336 | 415.1965 | 419.7054 | 52.39% | 64.8654 | 2126.2891 | 32.45% | 273.0581 | 9065.5276
9 | 18 | 15 | 36.0733 | 36.1367 | 36.0967 | 36.45 | 46.9% | 52.2589 | 10.4518 | 10.4518 | 10.4518 | 1885.1516 | 377.6923 | 377.2742 | 380.9672 | 47.33% | 58.5992 | 2113.8676 | 39.31% | 330.8168 | 12058.2708
9 | 18 | 16 | 37.6133 | 37.64 | 37.5867 | 37.9833 | 30.67% | 34.1728 | 6.8346 | 6.8346 | 6.8346 | 1285.3521 | 257.2527 | 256.8882 | 259.5992 | 44.05% | 54.5361 | 2051.2851 | 46.6% | 392.0894 | 14892.8637
9 | 18 | 17 | 43.16 | 43.17 | 43.08 | 43.55 | 5.87% | 6.5413 | 1.3083 | 1.3083 | 1.3083 | 282.3233 | 56.4777 | 56.36 | 56.9749 | 47.19% | 58.4212 | 2521.4607 | 50.01% | 420.8263 | 18326.9857
9 | 18 | 18 | 47.9333 | 47.9267 | 47.8133 | 48.1667 | 0% | 0 | 0 | 0 | 0 | 0 | 0 | 0 | 0 | 71.25% | 88.2143 | 4228.407 | 53.71% | 451.9336 | 21768.1368
9 | 18 | 19 | 36.7733 | 36.8133 | 36.7267 | 36.9867 | 0% | 0 | 0 | 0 | 0 | 0 | 0 | 0 | 0 | 71.87% | 88.975 | 3271.9066 | 52.94% | 445.4851 | 16477.008
9 | 18 | 20 | 34.1033 | 34.1567 | 34.0833 | 34.38 | 0% | 0 | 0 | 0 | 0 | 0 | 0 | 0 | 0 | 71.18% | 88.1295 | 3005.5082 | 52.49% | 441.6969 | 15185.5399
9 | 18 | 21 | 31.3067 | 31.3833 | 31.3433 | 31.6133 | 0% | 0 | 0 | 0 | 0 | 0 | 0 | 0 | 0 | 75.42% | 93.372 | 2923.1657 | 46.46% | 390.9459 | 12359.1043
9 | 18 | 22 | 27.3133 | 27.39 | 27.3733 | 27.6467 | 0% | 0 | 0 | 0 | 0 | 0 | 0 | 0 | 0 | 66.86% | 82.7724 | 2260.7906 | 51.36% | 432.1784 | 11948.2924
9 | 18 | 23 | 23.82 | 23.8933 | 23.9033 | 24.08 | 0% | 0 | 0 | 0 | 0 | 0 | 0 | 0 | 0 | 64.83% | 80.2587 | 1911.7618 | 67.19% | 565.3685 | 13614.0726
9 | 19 | 0 | 22.02 | 22.0733 | 22.0833 | 22.2933 | 0% | 0 | 0 | 0 | 0 | 0 | 0 | 0 | 0 | 76.69% | 94.94 | 2090.5783 | 67.24% | 565.7724 | 12612.9534
9 | 19 | 1 | 22.0167 | 22.0967 | 22.09 | 22.27 | 0% | 0 | 0 | 0 | 0 | 0 | 0 | 0 | 0 | 61.64% | 76.3091 | 1680.073 | 68.16% | 573.5496 | 12772.9505
9 | 19 | 2 | 21.2467 | 21.3467 | 21.3267 | 21.4933 | 0% | 0 | 0 | 0 | 0 | 0 | 0 | 0 | 0 | 52.27% | 64.7144 | 1374.9649 | 74.96% | 630.7278 | 13556.4428
9 | 19 | 3 | 19.8733 | 19.9433 | 19.9367 | 20.0933 | 0% | 0 | 0 | 0 | 0 | 0 | 0 | 0 | 0 | 49.19% | 60.9009 | 1210.3032 | 73.15% | 615.5675 | 12368.8032
9 | 19 | 4 | 20.6433 | 20.6967 | 20.71 | 20.8933 | 0% | 0 | 0 | 0 | 0 | 0 | 0 | 0 | 0 | 39.91% | 49.4114 | 1020.017 | 66.84% | 562.4375 | 11751.1938
9 | 19 | 5 | 23.29 | 23.35 | 23.3767 | 23.6067 | 0% | 0 | 0 | 0 | 0 | 0 | 0 | 0 | 0 | 31.52% | 39.0249 | 908.8908 | 63.31% | 532.7621 | 12576.7372
9 | 19 | 6 | 27.7067 | 27.7967 | 27.81 | 28.1 | 6.079% | 6.7743 | 1.3549 | 1.3549 | 1.3549 | 187.6919 | 37.6603 | 37.6784 | 38.0713 | 25.54% | 31.6162 | 875.9784 | 60.07% | 505.4718 | 14203.7581
9 | 19 | 7 | 29.8 | 29.9067 | 29.9 | 29.8333 | 20% | 22.2863 | 4.4573 | 4.4573 | 4.4573 | 664.1325 | 133.3019 | 133.2722 | 132.9751 | 13.48% | 16.6831 | 497.1568 | 53.05% | 446.4019 | 13317.6569
9 | 19 | 8 | 32.0133 | 32.14 | 32.13 | 32.5533 | 33.42% | 37.2411 | 7.4482 | 7.4482 | 7.4482 | 1192.2113 | 239.3857 | 239.3112 | 242.4643 | 7.597% | 9.4056 | 301.1048 | 42.16% | 354.7935 | 11549.71
9 | 19 | 9 | 34.3467 | 34.4767 | 34.4433 | 35.03 | 36.41% | 40.5763 | 8.1153 | 8.1153 | 8.1153 | 1393.661 | 279.7872 | 279.5167 | 284.2776 | 4.383% | 5.4259 | 186.3603 | 26.41% | 222.2413 | 7785.1133
9 | 19 | 10 | 33.5333 | 33.6633 | 33.6233 | 34.0067 | 30.87% | 34.3995 | 6.8799 | 6.8799 | 6.8799 | 1153.531 | 231.6006 | 231.3254 | 233.9627 | 4.241% | 5.2509 | 176.0818 | 18.02% | 151.6725 | 5157.8754
9 | 19 | 11 | 33.7167 | 33.8567 | 33.8233 | 34.21 | 21.12% | 23.54 | 4.708 | 4.708 | 4.708 | 793.6893 | 159.397 | 159.24 | 161.0605 | 3.835% | 4.7484 | 160.1013 | 11.71% | 98.5316 | 3370.7661
9 | 19 | 12 | 33.8967 | 34.0233 | 34.0033 | 34.24 | 9.771% | 10.8886 | 2.1777 | 2.1777 | 2.1777 | 369.0873 | 74.0933 | 74.0498 | 74.5652 | 4.253% | 5.266 | 178.5004 | 6.962% | 58.5856 | 2005.9708
9 | 19 | 13 | 36.7433 | 36.8533 | 36.83 | 37.2567 | 5.885% | 6.5586 | 1.3117 | 1.3117 | 1.3117 | 240.9855 | 48.3414 | 48.3108 | 48.8704 | 5.912% | 7.3187 | 268.915 | 3.827% | 32.2055 | 1199.8685
9 | 19 | 14 | 42.8733 | 42.9933 | 42.95 | 43.4233 | 4.199% | 4.6791 | 0.93582 | 0.93582 | 0.93582 | 200.6077 | 40.2338 | 40.1933 | 40.6362 | 5.382% | 6.6629 | 285.659 | 2.161% | 18.1821 | 789.5271
9 | 19 | 15 | 46.7067 | 46.8267 | 46.77 | 47.2767 | 2.269% | 2.5289 | 0.50578 | 0.50578 | 0.50578 | 118.1171 | 23.6841 | 23.6555 | 23.9117 | 4.168% | 5.16 | 241.0062 | 0.9914% | 8.3419 | 394.3758
9 | 19 | 16 | 74.5 | 74.6767 | 74.5633 | 75.3 | 1.301% | 1.4495 | 0.2899 | 0.2899 | 0.2899 | 107.9883 | 21.6489 | 21.616 | 21.8296 | 3.048% | 3.7737 | 281.1412 | 0.9389% | 7.9001 | 594.8799
9 | 19 | 17 | 42.42 | 42.5367 | 42.4867 | 43.0233 | 0.239% | 0.2663 | 0.05326 | 0.05326 | 0.05326 | 11.2964 | 2.2655 | 2.2628 | 2.2914 | 4.069% | 5.0374 | 213.687 | 1.431% | 12.0385 | 517.9368
9 | 19 | 18 | 35.8633 | 35.9733 | 35.9267 | 36.28 | 0% | 0 | 0 | 0 | 0 | 0 | 0 | 0 | 0 | 6.202% | 7.6779 | 275.3565 | 1.71% | 14.389 | 522.0313
9 | 19 | 19 | 33.33 | 33.4367 | 33.39 | 33.7333 | 0% | 0 | 0 | 0 | 0 | 0 | 0 | 0 | 0 | 5.738% | 7.1039 | 236.7746 | 1.593% | 13.4011 | 452.0621
9 | 19 | 20 | 33.87 | 33.9933 | 33.9433 | 34.4533 | 0% | 0 | 0 | 0 | 0 | 0 | 0 | 0 | 0 | 7.073% | 8.7573 | 296.6084 | 1.72% | 14.4751 | 498.717
9 | 19 | 21 | 32.24 | 32.37 | 32.34 | 32.8433 | 0% | 0 | 0 | 0 | 0 | 0 | 0 | 0 | 0 | 4.729% | 5.855 | 188.7654 | 1.523% | 12.8173 | 420.9638
9 | 19 | 22 | 28.4267 | 28.5567 | 28.5667 | 28.95 | 0% | 0 | 0 | 0 | 0 | 0 | 0 | 0 | 0 | 6.532% | 8.0866 | 229.8746 | 1.118% | 9.4095 | 272.4054
9 | 19 | 23 | 27.7767 | 27.9 | 27.91 | 28.2267 | 0% | 0 | 0 | 0 | 0 | 0 | 0 | 0 | 0 | 13.53% | 16.7492 | 465.2358 | 0.4833% | 4.0667 | 114.7907
9 | 20 | 0 | 22.64 | 22.7833 | 22.8067 | 23.04 | 0% | 0 | 0 | 0 | 0 | 0 | 0 | 0 | 0 | 24.62% | 30.4812 | 690.0955 | 0.3509% | 2.9531 | 68.0393
9 | 20 | 1 | 18.59 | 18.8567 | 18.83 | 19.34 | 0% | 0 | 0 | 0 | 0 | 0 | 0 | 0 | 0 | 25.44% | 31.4942 | 585.477 | 0.3961% | 3.333 | 64.4602
9 | 20 | 2 | 18.33 | 18.55 | 18.5433 | 18.71 | 0% | 0 | 0 | 0 | 0 | 0 | 0 | 0 | 0 | 23.77% | 29.4333 | 539.5115 | 0.4794% | 4.0339 | 75.4749
9 | 20 | 3 | 19.4867 | 19.6967 | 19.6733 | 19.8433 | 0% | 0 | 0 | 0 | 0 | 0 | 0 | 0 | 0 | 24.05% | 29.7745 | 580.2063 | 0.5008% | 4.2143 | 83.6253
9 | 20 | 4 | 19.3333 | 19.57 | 19.55 | 19.7067 | 0% | 0 | 0 | 0 | 0 | 0 | 0 | 0 | 0 | 26.86% | 33.2515 | 642.8614 | 0.3078% | 2.5898 | 51.036
9 | 20 | 5 | 19.4567 | 19.5267 | 19.5533 | 19.75 | 0% | 0 | 0 | 0 | 0 | 0 | 0 | 0 | 0 | 27.73% | 34.3324 | 667.9941 | 0.1676% | 1.41 | 27.8484
9 | 20 | 6 | 25.8767 | 25.9733 | 26.0033 | 26.3 | 13.79% | 15.3626 | 3.0725 | 3.0725 | 3.0725 | 397.5316 | 79.8033 | 79.8955 | 80.807 | 25.07% | 31.0384 | 803.1696 | 0.06139% | 0.51659 | 13.5862
9 | 20 | 7 | 29.3367 | 29.4567 | 29.49 | 29.8333 | 38.74% | 43.1676 | 8.6335 | 8.6335 | 8.6335 | 1266.3944 | 254.3149 | 254.6027 | 257.5669 | 15.7% | 19.4318 | 570.0632 | 0% | 0 | 0
9 | 20 | 8 | 28.61 | 28.7467 | 28.7833 | 31.8867 | 53.94% | 60.1101 | 12.022 | 12.022 | 12.022 | 1719.7487 | 345.5928 | 346.0336 | 383.3419 | 4.195% | 5.1942 | 148.6062 | 0% | 0 | 0
9 | 20 | 9 | 29.8033 | 29.92 | 29.95 | 30.95 | 61.02% | 67.994 | 13.5988 | 13.5988 | 13.5988 | 2026.4476 | 406.876 | 407.284 | 420.8828 | 0.7544% | 0.93397 | 27.8353 | 0% | 0 | 0
9 | 20 | 10 | 29.57 | 29.6867 | 29.71 | 38.3867 | 55.87% | 62.2652 | 12.453 | 12.453 | 12.453 | 1841.1809 | 369.689 | 369.9796 | 478.0304 | 0.5464% | 0.67651 | 20.0045 | 0% | 0 | 0
9 | 20 | 11 | 33.95 | 34.0467 | 34.07 | 36.6 | 47.72% | 53.1758 | 10.6352 | 10.6352 | 10.6352 | 1805.3177 | 362.0916 | 362.3397 | 389.2467 | 0.6916% | 0.85622 | 29.0685 | 0.005778% | 0.048619 | 1.7794
9 | 20 | 12 | 30.3267 | 30.44 | 30.48 | 31.0767 | 39.16% | 43.6384 | 8.7277 | 8.7277 | 8.7277 | 1323.4085 | 265.6708 | 266.0199 | 271.2275 | 1.302% | 1.612 | 48.8869 | 0.1014% | 0.85357 | 26.5261
9 | 20 | 13 | 30.5 | 30.62 | 30.6733 | 31.5667 | 37.34% | 41.6137 | 8.3227 | 8.3227 | 8.3227 | 1269.218 | 254.8423 | 255.2862 | 262.7212 | 1.853% | 2.2945 | 69.9811 | 1.035% | 8.7089 | 274.9112
9 | 20 | 14 | 39.15 | 39.2467 | 39.3067 | 40.1267 | 31.03% | 34.5837 | 6.9167 | 6.9167 | 6.9167 | 1353.9501 | 271.4586 | 271.8737 | 277.5454 | 2.489% | 3.0814 | 120.6359 | 3.432% | 28.8781 | 1158.7833
9 | 20 | 15 | 50.82 | 50.92 | 50.99 | 51.5367 | 27.36% | 30.4878 | 6.0976 | 6.0976 | 6.0976 | 1549.3921 | 310.4882 | 310.915 | 314.2483 | 3.515% | 4.3513 | 221.131 | 5.717% | 48.1095 | 2479.4051
9 | 20 | 16 | 45.56 | 45.67 | 45.73 | 46.2167 | 12.92% | 14.3968 | 2.8794 | 2.8794 | 2.8794 | 655.9196 | 131.5006 | 131.6734 | 133.0747 | 5.663% | 7.0108 | 319.4132 | 6.933% | 58.3369 | 2696.1349
9 | 20 | 17 | 30.3933 | 30.4933 | 30.5467 | 30.88 | 2.09% | 2.3287 | 0.46575 | 0.46575 | 0.46575 | 70.7778 | 14.2021 | 14.227 | 14.3822 | 14.57% | 18.0425 | 548.3714 | 7.423% | 62.4653 | 1928.9275
9 | 20 | 18 | 32.4267 | 32.5333 | 32.5767 | 32.89 | 0% | 0 | 0 | 0 | 0 | 0 | 0 | 0 | 0 | 25.39% | 31.4362 | 1019.3697 | 7.7% | 64.795 | 2131.1081
9 | 20 | 19 | 36.6033 | 36.7133 | 36.7333 | 38.0033 | 0% | 0 | 0 | 0 | 0 | 0 | 0 | 0 | 0 | 48.63% | 60.208 | 2203.8145 | 7.663% | 64.4829 | 2450.5651
9 | 20 | 20 | 29.22 | 29.3133 | 29.33 | 31.1633 | 0% | 0 | 0 | 0 | 0 | 0 | 0 | 0 | 0 | 58.68% | 72.6455 | 2122.7014 | 7.148% | 60.1491 | 1874.4458
9 | 20 | 21 | 32.5067 | 32.63 | 32.67 | 33.95 | 0% | 0 | 0 | 0 | 0 | 0 | 0 | 0 | 0 | 55.73% | 69.0008 | 2242.9867 | 6.464% | 54.3893 | 1846.517
9 | 20 | 22 | 24.5833 | 24.6967 | 24.7533 | 26.72 | 0% | 0 | 0 | 0 | 0 | 0 | 0 | 0 | 0 | 55.58% | 68.8117 | 1691.6206 | 5.585% | 46.9966 | 1255.7484
9 | 20 | 23 | 22.1933 | 22.3067 | 22.36 | 24.29 | 0% | 0 | 0 | 0 | 0 | 0 | 0 | 0 | 0 | 56.56% | 70.0194 | 1553.9638 | 4.15% | 34.9179 | 848.1561
9 | 21 | 0 | 23.68 | 23.79 | 23.8267 | 24.0667 | 0% | 0 | 0 | 0 | 0 | 0 | 0 | 0 | 0 | 56.73% | 70.2303 | 1663.0539 | 2.525% | 21.246 | 511.3207
9 | 21 | 1 | 22.8667 | 23.0367 | 23.06 | 23.29 | 0% | 0 | 0 | 0 | 0 | 0 | 0 | 0 | 0 | 55.68% | 68.9377 | 1576.3746 | 1.727% | 14.5326 | 338.4653
9 | 21 | 2 | 19.7033 | 19.91 | 19.9133 | 20.0967 | 0% | 0 | 0 | 0 | 0 | 0 | 0 | 0 | 0 | 54.63% | 67.6328 | 1332.5921 | 0.9096% | 7.6538 | 153.8149
9 | 21 | 3 | 16.78 | 17.05 | 17.0367 | 17.18 | 0% | 0 | 0 | 0 | 0 | 0 | 0 | 0 | 0 | 52.13% | 64.544 | 1083.048 | 0.7559% | 6.361 | 109.2818
9 | 21 | 4 | 18.0067 | 18.1433 | 18.1567 | 18.3167 | 0% | 0 | 0 | 0 | 0 | 0 | 0 | 0 | 0 | 47.63% | 58.9716 | 1061.8827 | 0.3918% | 3.2972 | 60.3937
9 | 21 | 5 | 19.36 | 19.4233 | 19.4533 | 19.6667 | 0% | 0 | 0 | 0 | 0 | 0 | 0 | 0 | 0 | 44.97% | 55.6753 | 1077.8745 | 0.2478% | 2.0851 | 41.0078
9 | 21 | 6 | 22.99 | 23.1233 | 23.1567 | 23.79 | 13.44% | 14.9819 | 2.9964 | 2.9964 | 2.9964 | 344.435 | 69.2865 | 69.3864 | 71.2841 | 50.15% | 62.0929 | 1427.5149 | 0.1259% | 1.0591 | 25.195
9 | 21 | 7 | 23.4633 | 23.5667 | 23.6033 | 24.2467 | 39.35% | 43.8504 | 8.7701 | 8.7701 | 8.7701 | 1028.8758 | 206.6814 | 207.003 | 212.6451 | 49.23% | 60.9513 | 1430.1206 | 0.01153% | 0.097041 | 2.3529
9 | 21 | 8 | 25.36 | 25.4733 | 25.5067 | 26.66 | 56.01% | 62.4172 | 12.4834 | 12.4834 | 12.4834 | 1582.8991 | 317.9946 | 318.4107 | 332.8083 | 35.33% | 43.7353 | 1109.1271 | 0% | 0 | 0
9 | 21 | 9 | 26.7567 | 26.8733 | 26.9033 | 28.09 | 62.87% | 70.0601 | 14.012 | 14.012 | 14.012 | 1874.5754 | 376.5498 | 376.9702 | 393.5978 | 25.75% | 31.8793 | 852.9842 | 0.0002341% | 0.0019697 | 0.055329
9 | 21 | 10 | 25.5667 | 25.68 | 25.7067 | 27.32 | 63.12% | 70.3437 | 14.0687 | 14.0687 | 14.0687 | 1798.4546 | 361.2854 | 361.6605 | 384.3581 | 21.92% | 27.1327 | 693.6922 | 0.003843% | 0.032336 | 0.88342
9 | 21 | 11 | 26.3467 | 26.4733 | 26.4933 | 28.8967 | 63.16% | 70.3808 | 14.0762 | 14.0762 | 14.0762 | 1854.2994 | 372.6429 | 372.9244 | 406.7541 | 18.35% | 22.7188 | 598.5657 | 0.02703% | 0.22743 | 6.5721
9 | 21 | 12 | 27.1933 | 27.3333 | 27.3467 | 31.0633 | 58.66% | 65.3699 | 13.074 | 13.074 | 13.074 | 1777.6262 | 357.3556 | 357.5299 | 406.1216 | 15.51% | 19.2051 | 522.2515 | 0.07655% | 0.64414 | 20.0092
9 | 21 | 13 | 30.5767 | 30.6933 | 30.7067 | 32.9667 | 52.86% | 58.9077 | 11.7815 | 11.7815 | 11.7815 | 1801.2009 | 361.6147 | 361.7718 | 388.3981 | 19.75% | 24.4567 | 747.803 | 0.4426% | 3.724 | 122.7679
9 | 21 | 14 | 26.6133 | 26.7067 | 26.7233 | 31.45 | 46.24% | 51.5261 | 10.3052 | 10.3052 | 10.3052 | 1371.2808 | 275.218 | 275.3897 | 324.0991 | 25.68% | 31.7939 | 846.1406 | 1.642% | 13.8136 | 434.4379
9 | 21 | 15 | 23.86 | 23.9433 | 23.9633 | 27.28 | 35.58% | 39.6446 | 7.9289 | 7.9289 | 7.9289 | 945.9195 | 189.8446 | 190.0032 | 216.3008 | 27.46% | 33.9966 | 811.1578 | 3.626% | 30.5136 | 832.41
9 | 21 | 16 | 22.87 | 22.9467 | 22.97 | 26.2233 | 25.32% | 28.216 | 5.6432 | 5.6432 | 5.6432 | 645.299 | 129.4924 | 129.6241 | 147.9833 | 29.05% | 35.9631 | 822.4763 | 5.807% | 48.862 | 1281.3235
9 | 21 | 17 | 24.0867 | 24.17 | 24.1867 | 26.8267 | 3.726% | 4.152 | 0.83041 | 0.83041 | 0.83041 | 100.0088 | 20.071 | 20.0848 | 22.2771 | 41.53% | 51.4182 | 1238.4919 | 6.451% | 54.2825 | 1456.219
9 | 21 | 18 | 24.2067 | 24.3 | 24.31 | 25.98 | 0% | 0 | 0 | 0 | 0 | 0 | 0 | 0 | 0 | 46.62% | 57.7172 | 1397.1411 | 8.041% | 67.6651 | 1757.9389
9 | 21 | 19 | 26.48 | 26.5867 | 26.5967 | 28.5667 | 0% | 0 | 0 | 0 | 0 | 0 | 0 | 0 | 0 | 64.19% | 79.4696 | 2104.3558 | 7.332% | 61.6923 | 1762.3422
9 | 21 | 20 | 23.5667 | 23.67 | 23.6867 | 28.04 | 0% | 0 | 0 | 0 | 0 | 0 | 0 | 0 | 0 | 79.84% | 98.8491 | 2329.5437 | 9.305% | 78.2972 | 2195.4528
9 | 21 | 21 | 20.9267 | 21.0233 | 21.0567 | 30.8967 | 0% | 0 | 0 | 0 | 0 | 0 | 0 | 0 | 0 | 83.96% | 103.9487 | 2175.2995 | 9.61% | 80.863 | 2498.3969
9 | 21 | 22 | 22.62 | 22.7367 | 22.78 | 25.7567 | 0% | 0 | 0 | 0 | 0 | 0 | 0 | 0 | 0 | 79.09% | 97.9114 | 2214.7558 | 10.16% | 85.489 | 2201.9126
9 | 21 | 23 | 19.44 | 19.5867 | 19.6433 | 20.2633 | 0% | 0 | 0 | 0 | 0 | 0 | 0 | 0 | 0 | 76.53% | 94.7493 | 1841.9267 | 8.879% | 74.7131 | 1513.9356
9 | 22 | 0 | 22.3233 | 22.4267 | 22.4667 | 22.71 | 0% | 0 | 0 | 0 | 0 | 0 | 0 | 0 | 0 | 71.71% | 88.7765 | 1981.7884 | 9.292% | 78.189 | 1775.672
9 | 22 | 1 | 17.31 | 17.5267 | 17.53 | 17.6933 | 0% | 0 | 0 | 0 | 0 | 0 | 0 | 0 | 0 | 68.87% | 85.2604 | 1475.858 | 8.985% | 75.6041 | 1337.6877
9 | 22 | 2 | 18.04 | 18.4467 | 18.4167 | 18.5433 | 0% | 0 | 0 | 0 | 0 | 0 | 0 | 0 | 0 | 69.52% | 86.0661 | 1552.632 | 9.48% | 79.769 | 1479.1838
9 | 22 | 3 | 16.04 | 16.3133 | 16.3033 | 16.43 | 0% | 0 | 0 | 0 | 0 | 0 | 0 | 0 | 0 | 67.49% | 83.5599 | 1340.3015 | 9.622% | 80.9637 | 1330.2335
9 | 22 | 4 | 16.29 | 16.6667 | 16.6367 | 16.75 | 0% | 0 | 0 | 0 | 0 | 0 | 0 | 0 | 0 | 62.62% | 77.5302 | 1262.9662 | 10% | 84.1746 | 1409.9252
9 | 22 | 5 | 18.3833 | 18.62 | 18.6267 | 18.7867 | 0% | 0 | 0 | 0 | 0 | 0 | 0 | 0 | 0 | 60.88% | 75.3785 | 1385.7088 | 10.14% | 85.2924 | 1602.3592
9 | 22 | 6 | 19.7733 | 20.0567 | 20.0567 | 20.24 | 7.854% | 8.7526 | 1.7505 | 1.7505 | 1.7505 | 173.0691 | 35.1098 | 35.1098 | 35.4307 | 57.23% | 70.8564 | 1401.0679 | 9.916% | 83.4427 | 1688.8802
9 | 22 | 7 | 20.25 | 20.4033 | 20.43 | 20.6467 | 28.66% | 31.9373 | 6.3875 | 6.3875 | 6.3875 | 646.7313 | 130.3257 | 130.496 | 131.88 | 50.82% | 62.9157 | 1274.0426 | 9.215% | 77.5409 | 1600.961
9 | 22 | 8 | 19.3 | 19.4033 | 19.4333 | 19.6533 | 43.15% | 48.0871 | 9.6174 | 9.6174 | 9.6174 | 928.0802 | 186.6098 | 186.8984 | 189.0142 | 40.11% | 49.6566 | 958.372 | 8.341% | 70.1867 | 1379.4026
9 | 22 | 9 | 20.4533 | 20.5667 | 20.59 | 20.8267 | 46.66% | 51.9957 | 10.3991 | 10.3991 | 10.3991 | 1063.4845 | 213.8755 | 214.1181 | 216.5793 | 30.2% | 37.3892 | 764.7346 | 8.174% | 68.7804 | 1432.4671
9 | 22 | 10 | 23.8333 | 23.9733 | 24.01 | 24.3033 | 51.42% | 57.3025 | 11.4605 | 11.4605 | 11.4605 | 1365.7092 | 274.7463 | 275.1665 | 278.5283 | 25.66% | 31.7634 | 757.0281 | 8.127% | 68.3823 | 1661.9167
9 | 22 | 11 | 25.13 | 25.29 | 25.3167 | 26.3533 | 50.96% | 56.7921 | 11.3584 | 11.3584 | 11.3584 | 1427.1863 | 287.2546 | 287.5575 | 299.3324 | 21.23% | 26.2806 | 660.4325 | 7.603% | 63.9742 | 1685.9323
9 | 22 | 12 | 27.7967 | 27.9733 | 28 | 28.86 | 47.69% | 53.1455 | 10.6291 | 10.6291 | 10.6291 | 1477.2678 | 297.3314 | 297.6148 | 306.7558 | 21.12% | 26.1533 | 726.9756 | 9.339% | 78.5811 | 2267.8508
9 | 22 | 13 | 28.73 | 28.9033 | 28.9267 | 30.0933 | 45.97% | 51.2277 | 10.2455 | 10.2455 | 10.2455 | 1471.7705 | 296.13 | 296.3691 | 308.3222 | 26.79% | 33.1621 | 952.7469 | 11.58% | 97.4821 | 2933.5616
9 | 22 | 14 | 28.44 | 28.59 | 28.6067 | 29.6533 | 41.63% | 46.3861 | 9.2772 | 9.2772 | 9.2772 | 1319.2201 | 265.2356 | 265.3902 | 275.1004 | 30.89% | 38.2484 | 1087.7848 | 13.56% | 114.1378 | 3384.5657
9 | 22 | 15 | 27.0167 | 27.1833 | 27.1967 | 28.2233 | 36.89% | 41.104 | 8.2208 | 8.2208 | 8.2208 | 1110.4922 | 223.4686 | 223.5782 | 232.0182 | 28.78% | 35.6297 | 962.595 | 16.35% | 137.5853 | 3883.1148
9 | 22 | 16 | 30.7267 | 30.89 | 30.9067 | 33.7767 | 20.57% | 22.9203 | 4.5841 | 4.5841 | 4.5841 | 704.263 | 141.6013 | 141.6777 | 154.8339 | 29.68% | 36.7398 | 1128.8919 | 19.49% | 163.9931 | 5539.1391
9 | 22 | 17 | 30.43 | 30.5533 | 30.5567 | 34.2433 | 2.828% | 3.1511 | 0.63022 | 0.63022 | 0.63022 | 95.888 | 19.2553 | 19.2574 | 21.5808 | 36.02% | 44.5892 | 1356.8494 | 21.83% | 183.6687 | 6289.4291
9 | 22 | 18 | 30.38 | 30.4967 | 30.5033 | 31.1733 | 0% | 0 | 0 | 0 | 0 | 0 | 0 | 0 | 0 | 50.14% | 62.0776 | 1885.9162 | 20.86% | 175.5474 | 5472.3977
9 | 22 | 19 | 33.7067 | 33.8233 | 33.8333 | 34.6667 | 0% | 0 | 0 | 0 | 0 | 0 | 0 | 0 | 0 | 61.77% | 76.4757 | 2577.7424 | 22.69% | 190.9235 | 6618.6816
9 | 22 | 20 | 23.1267 | 23.2233 | 23.24 | 24.7733 | 0% | 0 | 0 | 0 | 0 | 0 | 0 | 0 | 0 | 66.43% | 82.2474 | 1902.1074 | 24.97% | 210.1187 | 5205.3398
9 | 22 | 21 | 21.62 | 21.74 | 21.7667 | 24.26 | 0% | 0 | 0 | 0 | 0 | 0 | 0 | 0 | 0 | 68.32% | 84.582 | 1828.6631 | 24.35% | 204.8675 | 4970.0861
9 | 22 | 22 | 22.3233 | 22.5367 | 22.5767 | 23.2767 | 0% | 0 | 0 | 0 | 0 | 0 | 0 | 0 | 0 | 66.75% | 82.643 | 1844.8683 | 21.1% | 177.5169 | 4132.0027
9 | 22 | 23 | 19.8733 | 19.97 | 20.0133 | 20.7867 | 0% | 0 | 0 | 0 | 0 | 0 | 0 | 0 | 0 | 64.79% | 80.2117 | 1594.0734 | 16.35% | 137.5362 | 2858.9189
9 | 23 | 0 | 20.5367 | 20.63 | 20.6767 | 20.9 | 0% | 0 | 0 | 0 | 0 | 0 | 0 | 0 | 0 | 65.2% | 80.7245 | 1657.8131 | 13.82% | 116.2734 | 2430.1137
9 | 23 | 1 | 17.8467 | 17.9367 | 17.9667 | 18.15 | 0% | 0 | 0 | 0 | 0 | 0 | 0 | 0 | 0 | 61.7% | 76.3887 | 1363.2836 | 11.63% | 97.8803 | 1776.5266
9 | 23 | 2 | 17.35 | 17.4533 | 17.48 | 17.64 | 0% | 0 | 0 | 0 | 0 | 0 | 0 | 0 | 0 | 37.15% | 45.9916 | 797.955 | 9.539% | 80.2675 | 1415.9179
9 | 23 | 3 | 17.7333 | 17.8033 | 17.84 | 18.0067 | 0% | 0 | 0 | 0 | 0 | 0 | 0 | 0 | 0 | 30.34% | 37.5666 | 666.1811 | 8.333% | 70.1186 | 1262.6016
9 | 23 | 4 | 17.7267 | 17.81 | 17.8433 | 18.01 | 0% | 0 | 0 | 0 | 0 | 0 | 0 | 0 | 0 | 37.71% | 46.6847 | 827.5645 | 6.097% | 51.3006 | 923.9235
9 | 23 | 5 | 18.01 | 18.16 | 18.1833 | 18.3467 | 0% | 0 | 0 | 0 | 0 | 0 | 0 | 0 | 0 | 41.82% | 51.781 | 932.5767 | 4.443% | 37.3882 | 685.9494
9 | 23 | 6 | 19.5733 | 19.6933 | 19.7333 | 19.9267 | 0.962% | 1.072 | 0.2144 | 0.2144 | 0.2144 | 20.9825 | 4.2222 | 4.2308 | 4.2722 | 50.17% | 62.1115 | 1215.7283 | 4.299% | 36.1719 | 720.7859
9 | 23 | 7 | 20.1267 | 20.2033 | 20.27 | 20.9933 | 5.677% | 6.3263 | 1.2653 | 1.2653 | 1.2653 | 127.3274 | 25.5625 | 25.6468 | 26.562 | 44.29% | 54.8379 | 1103.7039 | 4.592% | 38.6398 | 811.1775
9 | 23 | 8 | 19.2067 | 19.2833 | 19.3467 | 20.1467 | 8.583% | 9.5651 | 1.913 | 1.913 | 1.913 | 183.7145 | 36.8896 | 37.0107 | 38.5411 | 33.64% | 41.6433 | 799.8297 | 4.967% | 41.791 | 841.9499
9 | 23 | 9 | 20.9333 | 21.03 | 21.0933 | 21.9533 | 10.7% | 11.9272 | 2.3854 | 2.3854 | 2.3854 | 249.6767 | 50.1659 | 50.317 | 52.3685 | 33.23% | 41.1374 | 861.1428 | 5.17% | 43.502 | 955.0137
9 | 23 | 10 | 23.3433 | 23.45 | 23.5167 | 23.9533 | 9.286% | 10.3486 | 2.0697 | 2.0697 | 2.0697 | 241.5706 | 48.5349 | 48.6729 | 49.5766 | 31.3% | 38.7453 | 904.4443 | 6.983% | 58.7591 | 1407.4757
9 | 23 | 11 | 24.22 | 24.34 | 24.3933 | 24.79 | 8.886% | 9.9019 | 1.9804 | 1.9804 | 1.9804 | 239.8234 | 48.2023 | 48.3079 | 49.0935 | 41.83% | 51.7906 | 1254.3672 | 13.34% | 112.2873 | 2783.6021
9 | 23 | 12 | 36.7333 | 36.9233 | 37.01 | 38.86 | 8.725% | 9.7233 | 1.9447 | 1.9447 | 1.9447 | 357.1697 | 71.8034 | 71.972 | 75.5696 | 55.81% | 69.092 | 2537.9787 | 27.61% | 232.3062 | 9027.4201
9 | 23 | 13 | 34.44 | 34.6533 | 34.7167 | 36.62 | 9.132% | 10.1768 | 2.0354 | 2.0354 | 2.0354 | 350.4898 | 70.5322 | 70.6611 | 74.5351 | 59.76% | 73.9885 | 2548.1633 | 42.3% | 355.9374 | 13034.4271
9 | 23 | 14 | 28.6633 | 29.2567 | 29.3367 | 30.58 | 9.323% | 10.3894 | 2.0779 | 2.0779 | 2.0779 | 297.794 | 60.7917 | 60.9579 | 63.5414 | 55.57% | 68.7961 | 1971.9248 | 56.79% | 477.8972 | 14614.0949
9 | 23 | 15 | 42.6333 | 44.83 | 45.0433 | 50.86 | 7.886% | 8.7879 | 1.7576 | 1.7576 | 1.7576 | 374.6561 | 78.792 | 79.167 | 89.3902 | 46.72% | 57.8447 | 2466.1126 | 71.38% | 600.6579 | 30549.4606
9 | 23 | 16 | 34.81 | 35.8633 | 35.96 | 37.4267 | 1.746% | 1.9457 | 0.38913 | 0.38913 | 0.38913 | 67.7281 | 13.9555 | 13.9931 | 14.5638 | 38.08% | 47.1472 | 1641.1937 | 77.79% | 654.5285 | 24496.8206
9 | 23 | 17 | 53.5033 | 54.3133 | 54.3433 | 55.13 | 0.2645% | 0.29472 | 0.058944 | 0.058944 | 0.058944 | 15.7685 | 3.2015 | 3.2032 | 3.2496 | 45.13% | 55.8727 | 2989.3749 | 86.8% | 730.3451 | 40263.9271
9 | 23 | 18 | 32.4333 | 32.6067 | 32.6267 | 33.3233 | 0% | 0 | 0 | 0 | 0 | 0 | 0 | 0 | 0 | 46.34% | 57.3728 | 1860.7901 | 88.57% | 745.2728 | 24834.9745
9 | 23 | 19 | 29.4033 | 29.5533 | 29.56 | 30.8467 | 0% | 0 | 0 | 0 | 0 | 0 | 0 | 0 | 0 | 39.39% | 48.7669 | 1433.9105 | 89.96% | 756.9497 | 23349.3742
9 | 23 | 20 | 25.53 | 25.68 | 25.7033 | 29.3967 | 0% | 0 | 0 | 0 | 0 | 0 | 0 | 0 | 0 | 29.29% | 36.2635 | 925.807 | 89.33% | 751.714 | 22097.8861
9 | 23 | 21 | 22.7567 | 23.56 | 24.06 | 27.2767 | 0% | 0 | 0 | 0 | 0 | 0 | 0 | 0 | 0 | 26.73% | 33.0952 | 753.1365 | 89.46% | 752.7814 | 20533.3683
9 | 23 | 22 | 22.4267 | 24.2167 | 25.51 | 28.8033 | 0% | 0 | 0 | 0 | 0 | 0 | 0 | 0 | 0 | 20.32% | 25.1562 | 564.17 | 86.19% | 725.2835 | 20890.5821
9 | 23 | 23 | 21.8733 | 22.0067 | 22.0567 | 22.5667 | 0% | 0 | 0 | 0 | 0 | 0 | 0 | 0 | 0 | 15.41% | 19.0783 | 417.3068 | 79.53% | 669.1975 | 15101.5576
9 | 24 | 0 | 19.9267 | 20.0267 | 20.0967 | 20.4467 | 0% | 0 | 0 | 0 | 0 | 0 | 0 | 0 | 0 | 14.19% | 17.5698 | 350.1077 | 78.87% | 663.674 | 13569.9209
9 | 24 | 1 | 15.96 | 16.0267 | 16.0867 | 16.28 | 0% | 0 | 0 | 0 | 0 | 0 | 0 | 0 | 0 | 11.96% | 14.8127 | 236.4102 | 73.98% | 622.468 | 10133.7788
9 | 24 | 2 | 11.8367 | 11.89 | 11.93 | 12.06 | 0% | 0 | 0 | 0 | 0 | 0 | 0 | 0 | 0 | 10.54% | 13.0476 | 154.4397 | 72.42% | 609.3578 | 7348.8546
9 | 24 | 3 | 10.3633 | 10.4033 | 10.4433 | 10.55 | 0% | 0 | 0 | 0 | 0 | 0 | 0 | 0 | 0 | 10.05% | 12.4482 | 129.0044 | 57% | 479.6101 | 5059.8862
9 | 24 | 4 | 12.3133 | 12.36 | 12.4 | 12.5367 | 0% | 0 | 0 | 0 | 0 | 0 | 0 | 0 | 0 | 8.986% | 11.1252 | 136.9883 | 47.79% | 402.1431 | 5041.5339
9 | 24 | 5 | 11.8267 | 11.8767 | 11.9133 | 12.0467 | 0% | 0 | 0 | 0 | 0 | 0 | 0 | 0 | 0 | 7.53% | 9.323 | 110.26 | 43.1% | 362.6751 | 4369.0258
9 | 24 | 6 | 16.2233 | 16.29 | 16.3433 | 16.53 | 3.039% | 3.3871 | 0.67743 | 0.67743 | 0.67743 | 54.9505 | 11.0353 | 11.0714 | 11.1978 | 4.43% | 5.4847 | 88.9798 | 33.91% | 285.3083 | 4716.1464
9 | 24 | 7 | 18.8333 | 18.91 | 18.9633 | 19.1833 | 6.856% | 7.6405 | 1.5281 | 1.5281 | 1.5281 | 143.896 | 28.8964 | 28.9779 | 29.314 | 2.257% | 2.7942 | 52.6247 | 23.18% | 195.045 | 3741.6132
9 | 24 | 8 | 18.2533 | 18.3333 | 18.3767 | 19.23 | 11.41% | 12.7187 | 2.5437 | 2.5437 | 2.5437 | 232.1589 | 46.6353 | 46.7455 | 48.9162 | 1.52% | 1.8823 | 34.3574 | 17.09% | 143.8407 | 2766.0569
9 | 24 | 9 | 20.47 | 20.57 | 20.62 | 22.85 | 12.37% | 13.7889 | 2.7578 | 2.7578 | 2.7578 | 282.2578 | 56.7273 | 56.8652 | 63.0151 | 1.676% | 2.0755 | 42.4861 | 12.97% | 109.1087 | 2493.1335
9 | 24 | 10 | 21.7233 | 21.8333 | 21.88 | 23.2267 | 14.66% | 16.3406 | 3.2681 | 3.2681 | 3.2681 | 354.9729 | 71.3541 | 71.5066 | 75.9077 | 2.549% | 3.1558 | 68.5553 | 8.848% | 74.45 | 1729.2262
9 | 24 | 11 | 22.4867 | 22.6133 | 22.6533 | 38.4133 | 18.78% | 20.9252 | 4.185 | 4.185 | 4.185 | 470.5374 | 94.6376 | 94.805 | 160.7611 | 5.383% | 6.665 | 149.8728 | 7.185% | 60.4591 | 2322.4359
9 | 24 | 12 | 24.36 | 24.4933 | 24.53 | 27.75 | 18.83% | 20.9845 | 4.1969 | 4.1969 | 4.1969 | 511.1821 | 102.796 | 102.9499 | 116.4639 | 9.57% | 11.8476 | 288.6083 | 7.369% | 62.0097 | 1720.769
9 | 24 | 13 | 23.9233 | 24.0567 | 24.0867 | 29.7967 | 19.38% | 21.5925 | 4.3185 | 4.3185 | 4.3185 | 516.5637 | 103.8885 | 104.0181 | 128.6767 | 12.73% | 15.7645 | 377.1383 | 8.295% | 69.7977 | 2079.7397
9 | 24 | 14 | 25.84 | 26.04 | 26.0333 | 30.73 | 14.76% | 16.4438 | 3.2888 | 3.2888 | 3.2888 | 424.9081 | 85.6394 | 85.6174 | 101.0637 | 13.29% | 16.4587 | 425.2924 | 8.668% | 72.9353 | 2241.3003
9 | 24 | 15 | 27.57 | 27.72 | 27.71 | 33.6667 | 18.3% | 20.3981 | 4.0796 | 4.0796 | 4.0796 | 562.3766 | 113.0873 | 113.0465 | 137.3474 | 13.69% | 16.9514 | 467.3508 | 12.17% | 102.3963 | 3447.3422
9 | 24 | 16 | 40.37 | 40.6533 | 40.57 | 44.4233 | 16.26% | 18.1145 | 3.6229 | 3.6229 | 3.6229 | 731.2829 | 147.2831 | 146.9812 | 160.9414 | 13.9% | 17.2079 | 694.6813 | 21.94% | 184.6286 | 8201.8172
9 | 24 | 17 | 36.1833 | 36.4233 | 36.3533 | 40.4733 | 2.197% | 2.448 | 0.48959 | 0.48959 | 0.48959 | 88.5759 | 17.8327 | 17.7984 | 19.8155 | 15.82% | 19.5805 | 708.4871 | 27.03% | 227.456 | 9205.902
9 | 24 | 18 | 29.78 | 30.1333 | 30.0533 | 32.34 | 0% | 0 | 0 | 0 | 0 | 0 | 0 | 0 | 0 | 26.67% | 33.0182 | 983.2829 | 25.12% | 211.3665 | 6835.5918
9 | 24 | 19 | 34.7667 | 35.2967 | 35.16 | 36.5167 | 0% | 0 | 0 | 0 | 0 | 0 | 0 | 0 | 0 | 30.8% | 38.135 | 1325.8253 | 34.34% | 288.9677 | 10552.1374
9 | 24 | 20 | 27.0133 | 27.2967 | 27.24 | 29.11 | 0% | 0 | 0 | 0 | 0 | 0 | 0 | 0 | 0 | 33.5% | 41.4775 | 1120.4442 | 52.46% | 441.4076 | 12849.3746
9 | 24 | 21 | 19.1 | 19.2067 | 19.2067 | 20.4067 | 0% | 0 | 0 | 0 | 0 | 0 | 0 | 0 | 0 | 37.87% | 46.8806 | 895.4196 | 57.79% | 486.3036 | 9923.8364
9 | 24 | 22 | 17.07 | 17.1867 | 17.1967 | 20.14 | 0% | 0 | 0 | 0 | 0 | 0 | 0 | 0 | 0 | 44.76% | 55.418 | 945.985 | 55.83% | 469.7815 | 9461.3991
9 | 24 | 23 | 14.7833 | 14.87 | 14.9 | 16.6867 | 0% | 0 | 0 | 0 | 0 | 0 | 0 | 0 | 0 | 42.58% | 52.7127 | 779.27 | 52% | 437.5188 | 7300.7311
9 | 25 | 0 | 15.47 | 15.5467 | 15.59 | 16.9767 | 0% | 0 | 0 | 0 | 0 | 0 | 0 | 0 | 0 | 37.84% | 46.8434 | 724.6676 | 45.51% | 382.9738 | 6501.6185
9 | 25 | 1 | 15.0333 | 15.1033 | 15.15 | 15.33 | 0% | 0 | 0 | 0 | 0 | 0 | 0 | 0 | 0 | 42.39% | 52.4776 | 788.9136 | 46.43% | 390.7137 | 5989.6407
9 | 25 | 2 | 15.8 | 15.86 | 15.91 | 16.0867 | 0% | 0 | 0 | 0 | 0 | 0 | 0 | 0 | 0 | 38.58% | 47.7684 | 754.7405 | 57.54% | 484.2046 | 7789.2388
9 | 25 | 3 | 11.1633 | 11.2033 | 11.23 | 11.35 | 0% | 0 | 0 | 0 | 0 | 0 | 0 | 0 | 0 | 32.46% | 40.1865 | 448.6148 | 64.65% | 543.9993 | 6174.3922
9 | 25 | 4 | 16.6933 | 16.7533 | 16.7933 | 16.9733 | 0% | 0 | 0 | 0 | 0 | 0 | 0 | 0 | 0 | 35.18% | 43.5597 | 727.156 | 63.93% | 537.9463 | 9130.7419
9 | 25 | 5 | 12.5467 | 12.59 | 12.6167 | 12.7567 | 0% | 0 | 0 | 0 | 0 | 0 | 0 | 0 | 0 | 39.61% | 49.0419 | 615.3128 | 64.03% | 538.7523 | 6872.6835
9 | 25 | 6 | 18.18 | 18.2867 | 18.32 | 18.5133 | 6.027% | 6.7168 | 1.3434 | 1.3434 | 1.3434 | 122.1113 | 24.5655 | 24.6103 | 24.87 | 41.08% | 50.8635 | 924.698 | 75.07% | 631.7049 | 11694.9625
9 | 25 | 7 | 16.8433 | 16.95 | 16.98 | 17.8367 | 28.43% | 31.6785 | 6.3357 | 6.3357 | 6.3357 | 533.5709 | 107.39 | 107.5801 | 113.0076 | 27.66% | 34.2431 | 576.7687 | 80.45% | 676.9414 | 12074.3781
9 | 25 | 8 | 18.54 | 18.6367 | 18.6767 | 23.0367 | 45.7% | 50.9218 | 10.1844 | 10.1844 | 10.1844 | 944.0904 | 189.8026 | 190.2099 | 234.6138 | 19.14% | 23.6989 | 439.3781 | 76.99% | 647.8108 | 14923.4025
9 | 25 | 9 | 22.1533 | 22.3033 | 22.3333 | 27.3133 | 48.76% | 54.3411 | 10.8682 | 10.8682 | 10.8682 | 1203.8358 | 242.3974 | 242.7234 | 296.8471 | 20.07% | 24.8513 | 550.5395 | 66.67% | 560.9856 | 15322.3862
9 | 25 | 10 | 26.5633 | 26.7767 | 26.8 | 29.09 | 45.68% | 50.9076 | 10.1815 | 10.1815 | 10.1815 | 1352.2756 | 272.6272 | 272.8647 | 296.1804 | 19.2% | 23.7691 | 631.3859 | 55.38% | 465.9971 | 13555.857
9 | 25 | 11 | 29.35 | 29.5533 | 29.55 | 32.7567 | 47.86% | 53.3321 | 10.6664 | 10.6664 | 10.6664 | 1565.297 | 315.2282 | 315.1927 | 349.3963 | 18.48% | 22.8836 | 671.6339 | 49% | 412.3231 | 13506.3304
9 | 25 | 12 | 32.6067 | 32.83 | 32.8133 | 35.4033 | 50.49% | 56.2595 | 11.2519 | 11.2519 | 11.2519 | 1834.4358 | 369.4001 | 369.2126 | 398.355 | 16.86% | 20.8731 | 680.6012 | 46.09% | 387.8453 | 13731.017
9 | 25 | 13 | 36.7 | 37.03 | 37.0867 | 38.98 | 51.45% | 57.334 | 11.4668 | 11.4668 | 11.4668 | 2104.1577 | 424.6156 | 425.2654 | 446.9758 | 17.48% | 21.6453 | 794.3808 | 38.49% | 323.9081 | 12625.9367
9 | 25 | 14 | 46.4 | 46.88 | 46.8667 | 49.49 | 50.3% | 56.0575 | 11.2115 | 11.2115 | 11.2115 | 2601.0676 | 525.595 | 525.4456 | 554.8571 | 16.83% | 20.8355 | 966.7671 | 35.39% | 297.8002 | 14738.1341
9 | 25 | 15 | 50.6333 | 50.9167 | 51.8767 | 57.0367 | 41.94% | 46.7383 | 9.3477 | 9.3477 | 9.3477 | 2366.514 | 475.9513 | 484.925 | 533.1589 | 17.06% | 21.1152 | 1069.1336 | 37.35% | 314.3009 | 17926.6766
9 | 25 | 16 | 54.1633 | 54.3967 | 54.28 | 57.32 | 26.39% | 29.4109 | 5.8822 | 5.8822 | 5.8822 | 1592.9927 | 319.971 | 319.2848 | 337.1666 | 16.04% | 19.8525 | 1075.2753 | 42.23% | 355.3382 | 20367.9858
9 | 25 | 17 | 80.5467 | 80.87 | 80.6167 | 82.2333 | 2.989% | 3.3309 | 0.66618 | 0.66618 | 0.66618 | 268.2929 | 53.874 | 53.7052 | 54.7822 | 28.34% | 35.0881 | 2826.229 | 48.98% | 412.1483 | 33892.3292
9 | 25 | 18 | 41.9233 | 42.1 | 42.6667 | 45.8133 | 0% | 0 | 0 | 0 | 0 | 0 | 0 | 0 | 0 | 47.2% | 58.4335 | 2449.7282 | 49.07% | 412.9178 | 18917.1396
9 | 25 | 19 | 37.39 | 37.5633 | 38.35 | 41.0467 | 0% | 0 | 0 | 0 | 0 | 0 | 0 | 0 | 0 | 50.36% | 62.3461 | 2331.1196 | 45.62% | 383.8417 | 15755.4223
9 | 25 | 20 | 29.51 | 29.6467 | 30.3067 | 32.6567 | 0% | 0 | 0 | 0 | 0 | 0 | 0 | 0 | 0 | 59.73% | 73.943 | 2182.0591 | 44.7% | 376.0992 | 12282.1449
9 | 25 | 21 | 23.3533 | 23.53 | 25.0967 | 30.04 | 0% | 0 | 0 | 0 | 0 | 0 | 0 | 0 | 0 | 67.54% | 83.6186 | 1952.7735 | 44.26% | 372.4296 | 11187.7844
9 | 25 | 22 | 20.2833 | 20.4233 | 21.6067 | 25.1567 | 0% | 0 | 0 | 0 | 0 | 0 | 0 | 0 | 0 | 68.98% | 85.3959 | 1732.1129 | 42.73% | 359.5783 | 9045.7923
9 | 25 | 23 | 18.8467 | 18.96 | 19.8867 | 22.2367 | 0% | 0 | 0 | 0 | 0 | 0 | 0 | 0 | 0 | 66.79% | 82.6908 | 1558.4459 | 41.18% | 346.4997 | 7704.9981
9 | 26 | 0 | 19.0267 | 19.1233 | 19.31 | 19.8733 | 0% | 0 | 0 | 0 | 0 | 0 | 0 | 0 | 0 | 70.84% | 87.6975 | 1668.5904 | 44.02% | 370.3814 | 7360.7132
9 | 26 | 1 | 19.58 | 19.6533 | 19.7033 | 19.9267 | 0% | 0 | 0 | 0 | 0 | 0 | 0 | 0 | 0 | 73.88% | 91.4675 | 1790.9331 | 49.16% | 413.6268 | 8242.203
9 | 26 | 2 | 18.4567 | 18.5433 | 18.5833 | 18.7867 | 0% | 0 | 0 | 0 | 0 | 0 | 0 | 0 | 0 | 76.06% | 94.1628 | 1737.9315 | 43.56% | 366.5449 | 6886.1573
9 | 26 | 3 | 13.62 | 13.6667 | 13.7033 | 13.8667 | 0% | 0 | 0 | 0 | 0 | 0 | 0 | 0 | 0 | 75.81% | 93.8623 | 1278.4039 | 34.72% | 292.1162 | 4050.6786
9 | 26 | 4 | 15.2067 | 15.2567 | 15.2967 | 15.4767 | 0% | 0 | 0 | 0 | 0 | 0 | 0 | 0 | 0 | 75.82% | 93.8712 | 1427.4687 | 29.49% | 248.16 | 3840.6892
9 | 26 | 5 | 18.2867 | 18.3467 | 18.3933 | 18.6067 | 0% | 0 | 0 | 0 | 0 | 0 | 0 | 0 | 0 | 76.54% | 94.7574 | 1732.7963 | 25.71% | 216.3475 | 4025.5062
9 | 26 | 6 | 23.7667 | 23.8333 | 25.0333 | 28.4267 | 12.89% | 14.3672 | 2.8734 | 2.8734 | 2.8734 | 341.4598 | 68.4835 | 71.9316 | 81.6822 | 78.12% | 96.7117 | 2298.5155 | 25.2% | 212.032 | 6027.3635
9 | 26 | 7 | 28.7033 | 28.84 | 29.3333 | 30.8833 | 39.16% | 43.6397 | 8.7279 | 8.7279 | 8.7279 | 1252.6042 | 251.7137 | 256.0194 | 269.5477 | 74.65% | 92.4208 | 2652.7845 | 25.55% | 215.0216 | 6640.5828
9 | 26 | 8 | 27.76 | 27.9 | 27.9733 | 29.4367 | 54.78% | 61.0467 | 12.2093 | 12.2093 | 12.2093 | 1694.6574 | 340.6408 | 341.5361 | 359.4025 | 68.81% | 85.1886 | 2364.835 | 23.93% | 201.3648 | 5927.5076
9 | 26 | 9 | 30.5033 | 30.66 | 30.7467 | 32.2 | 60.08% | 66.9572 | 13.3914 | 13.3914 | 13.3914 | 2042.4183 | 410.5816 | 411.7422 | 431.2045 | 71.28% | 88.2457 | 2691.7878 | 22.48% | 189.1828 | 6091.6872
9 | 26 | 10 | 30.3267 | 30.4933 | 30.9133 | 33.01 | 59.52% | 66.3313 | 13.2663 | 13.2663 | 13.2663 | 2011.6079 | 404.5326 | 410.1044 | 437.9194 | 73.83% | 91.4112 | 2772.196 | 18.6% | 156.4893 | 5165.7119
9 | 26 | 11 | 33.0367 | 33.21 | 33.8033 | 36.7867 | 56.6% | 63.0739 | 12.6148 | 12.6148 | 12.6148 | 2083.7529 | 418.9371 | 426.4219 | 464.056 | 74.73% | 92.5157 | 3056.4094 | 19.1% | 160.7221 | 5912.4289
9 | 26 | 12 | 39.7867 | 39.9833 | 40.0367 | 42.3533 | 53.22% | 59.3044 | 11.8609 | 11.8609 | 11.8609 | 2359.5229 | 474.2372 | 474.8698 | 502.3475 | 73.97% | 91.5805 | 3643.6835 | 18.36% | 154.4686 | 6542.2581
9 | 26 | 13 | 33.2833 | 33.47 | 33.89 | 37.6033 | 50.71% | 56.511 | 11.3022 | 11.3022 | 11.3022 | 1880.8746 | 378.2847 | 383.0316 | 425.0004 | 78.65% | 97.3754 | 3240.9785 | 15.99% | 134.5476 | 5059.4385
9 | 26 | 14 | 35.35 | 35.7467 | 36.8933 | 43.15 | 44.71% | 49.8282 | 9.9656 | 9.9656 | 9.9656 | 1761.4267 | 356.2384 | 367.6656 | 430.0173 | 80.47% | 99.6221 | 3521.6423 | 13.68% | 115.1512 | 4968.7754
9 | 26 | 15 | 43.2033 | 44.18 | 45.84 | 52.5567 | 37.64% | 41.9498 | 8.39 | 8.39 | 8.39 | 1812.3721 | 370.6686 | 384.596 | 440.9486 | 80.92% | 100.1795 | 4328.0865 | 13.75% | 115.7362 | 6082.7095
9 | 26 | 16 | 67.4533 | 67.98 | 68.5867 | 80.9933 | 24.27% | 27.0439 | 5.4088 | 5.4088 | 5.4088 | 1824.1993 | 367.6885 | 370.9698 | 438.0747 | 76.68% | 94.9314 | 6403.4366 | 21.41% | 180.12 | 14588.5194
9 | 26 | 17 | 71.55 | 72.01 | 71.8567 | 75.2033 | 3.135% | 3.4934 | 0.69868 | 0.69868 | 0.69868 | 249.9527 | 50.3119 | 50.2048 | 52.543 | 82.97% | 102.7197 | 7349.5967 | 26.72% | 224.7978 | 16905.5445
9 | 26 | 18 | 53.5433 | 54.1133 | 54.3967 | 58.12 | 0% | 0 | 0 | 0 | 0 | 0 | 0 | 0 | 0 | 79.65% | 98.6067 | 5279.734 | 25.44% | 214.0652 | 12441.472
9 | 26 | 19 | 288.2967 | 289.6933 | 289.4533 | 293.0567 | 0% | 0 | 0 | 0 | 0 | 0 | 0 | 0 | 0 | 78.46% | 97.1337 | 28003.3261 | 28.6% | 240.6795 | 70532.7324
9 | 26 | 20 | 36.3533 | 36.53 | 36.51 | 38.51 | 0% | 0 | 0 | 0 | 0 | 0 | 0 | 0 | 0 | 79.16% | 98.0009 | 3562.6591 | 34.59% | 291.0912 | 11209.9212
9 | 26 | 21 | 29.6167 | 29.79 | 29.8 | 31.5367 | 0% | 0 | 0 | 0 | 0 | 0 | 0 | 0 | 0 | 71.51% | 88.5284 | 2621.9159 | 42.62% | 358.5944 | 11308.8721
9 | 26 | 22 | 23.5267 | 23.7933 | 23.8067 | 27.44 | 0% | 0 | 0 | 0 | 0 | 0 | 0 | 0 | 0 | 74.04% | 91.6657 | 2156.5892 | 31.59% | 265.7941 | 7293.3908
9 | 26 | 23 | 20.9 | 21.1467 | 23.16 | 28.32 | 0% | 0 | 0 | 0 | 0 | 0 | 0 | 0 | 0 | 72.45% | 89.6962 | 1874.6504 | 32.5% | 273.5107 | 7745.8238
9 | 27 | 0 | 25.4733 | 25.6667 | 26.0633 | 27.22 | 0% | 0 | 0 | 0 | 0 | 0 | 0 | 0 | 0 | 70.69% | 87.5165 | 2229.3371 | 32.72% | 275.3359 | 7494.6433
9 | 27 | 1 | 20.57 | 20.67 | 20.7167 | 20.9533 | 0% | 0 | 0 | 0 | 0 | 0 | 0 | 0 | 0 | 70.24% | 86.9618 | 1788.8048 | 31.92% | 268.595 | 5627.9614
9 | 27 | 2 | 18.8233 | 19.07 | 19.0667 | 19.25 | 0% | 0 | 0 | 0 | 0 | 0 | 0 | 0 | 0 | 70.79% | 87.6437 | 1649.7473 | 32.74% | 275.5051 | 5303.4726
9 | 27 | 3 | 15.5867 | 15.6467 | 15.68 | 15.85 | 0% | 0 | 0 | 0 | 0 | 0 | 0 | 0 | 0 | 67.46% | 83.5126 | 1301.6836 | 30.89% | 259.9083 | 4119.5464
9 | 27 | 4 | 17.32 | 17.3867 | 17.4267 | 17.6133 | 0% | 0 | 0 | 0 | 0 | 0 | 0 | 0 | 0 | 63.45% | 78.5583 | 1360.6298 | 45.85% | 385.808 | 6795.3641
9 | 27 | 5 | 20.13 | 20.21 | 20.2533 | 20.4767 | 0% | 0 | 0 | 0 | 0 | 0 | 0 | 0 | 0 | 56.16% | 69.5304 | 1399.646 | 55.49% | 466.9307 | 9561.185
9 | 27 | 6 | 24.7767 | 24.8833 | 25.01 | 25.3633 | 9.842% | 10.9677 | 2.1935 | 2.1935 | 2.1935 | 271.7428 | 54.5825 | 54.8604 | 55.6354 | 50.82% | 62.9132 | 1558.7795 | 51.98% | 437.422 | 11094.4809
9 | 27 | 7 | 27.8867 | 28.0267 | 28.2333 | 28.7033 | 33.29% | 37.094 | 7.4188 | 7.4188 | 7.4188 | 1034.429 | 207.9244 | 209.4576 | 212.9445 | 44.02% | 54.4981 | 1519.7705 | 53.77% | 452.4213 | 12985.9999
9 | 27 | 8 | 26.7 | 26.8067 | 27.7233 | 29.1833 | 45.96% | 51.2159 | 10.2432 | 10.2432 | 10.2432 | 1367.4649 | 274.5856 | 283.9752 | 298.9302 | 40.01% | 49.5318 | 1322.4988 | 59.1% | 497.2962 | 14512.7605
9 | 27 | 9 | 25.4033 | 25.5367 | 25.97 | 27.33 | 51.14% | 56.9942 | 11.3988 | 11.3988 | 11.3988 | 1447.842 | 291.0882 | 296.0277 | 311.5301 | 29.1% | 36.0237 | 915.1226 | 50.56% | 425.4491 | 11627.5244
9 | 27 | 10 | 34.9067 | 35.1067 | 35.8467 | 37.4567 | 54.77% | 61.0369 | 12.2074 | 12.2074 | 12.2074 | 2130.593 | 428.5601 | 437.5935 | 457.2474 | 17.51% | 21.6811 | 756.8158 | 47.79% | 402.0911 | 15060.9913
9 | 27 | 11 | 29.62 | 29.8067 | 30.4333 | 32.9633 | 55.8% | 62.1855 | 12.4371 | 12.4371 | 12.4371 | 1841.9333 | 370.7082 | 378.5022 | 409.968 | 15.94% | 19.7364 | 584.5919 | 35.49% | 298.621 | 9843.5447
9 | 27 | 12 | 38.5733 | 40.2967 | 40.6033 | 41.6467 | 48.17% | 53.6775 | 10.7355 | 10.7355 | 10.7355 | 2070.5194 | 432.6047 | 435.8969 | 447.0976 | 16.31% | 20.1922 | 778.8821 | 23.58% | 198.3751 | 8261.6626
9 | 27 | 13 | 39.5633 | 42.7067 | 45.1567 | 53.1933 | 39.52% | 44.0388 | 8.8078 | 8.8078 | 8.8078 | 1742.3224 | 376.1502 | 397.7292 | 468.5143 | 23% | 28.4804 | 1126.7802 | 17.76% | 149.4421 | 7949.3209
9 | 27 | 14 | 39.66 | 42.87 | 45.09 | 51.64 | 36.32% | 40.4719 | 8.0944 | 8.0944 | 8.0944 | 1605.1153 | 347.006 | 364.9755 | 417.9937 | 26.92% | 33.3232 | 1321.5993 | 15.31% | 128.8076 | 6651.6219
9 | 27 | 15 | 50.7867 | 56.11 | 57.16 | 58.1267 | 29.23% | 32.5688 | 6.5138 | 6.5138 | 6.5138 | 1654.061 | 365.4871 | 372.3266 | 378.6232 | 28.57% | 35.3659 | 1796.1183 | 17.04% | 143.3671 | 8333.4515
9 | 27 | 16 | 49.9167 | 54.8667 | 56.31 | 58.91 | 11.2% | 12.4808 | 2.4962 | 2.4962 | 2.4962 | 623.0018 | 136.9564 | 140.5592 | 147.0492 | 28.72% | 35.5575 | 1774.9129 | 22.92% | 192.8564 | 11361.1711
9 | 27 | 17 | 150.0467 | 179.1467 | 183.94 | 181.9933 | 0.5012% | 0.55855 | 0.11171 | 0.11171 | 0.11171 | 83.8083 | 20.0124 | 20.5479 | 20.3304 | 32.22% | 39.8911 | 5985.5263 | 31.65% | 266.2953 | 48463.9632
9 | 27 | 18 | 77.8533 | 85.9733 | 87.1267 | 87.81 | 0% | 0 | 0 | 0 | 0 | 0 | 0 | 0 | 0 | 40.1% | 49.6478 | 3865.2487 | 44.4% | 373.6452 | 32809.7814
9 | 27 | 19 | 169.53 | 203.25 | 208.1567 | 215.4567 | 0% | 0 | 0 | 0 | 0 | 0 | 0 | 0 | 0 | 46.11% | 57.0905 | 9678.5594 | 62.33% | 524.442 | 112994.5264
9 | 27 | 20 | 44.2367 | 45.9167 | 45.9167 | 47.5167 | 0% | 0 | 0 | 0 | 0 | 0 | 0 | 0 | 0 | 49.55% | 61.3486 | 2713.8564 | 62.15% | 522.9471 | 24848.7046
9 | 27 | 21 | 43.9433 | 46.52 | 47.03 | 50.46 | 0% | 0 | 0 | 0 | 0 | 0 | 0 | 0 | 0 | 44.05% | 54.5358 | 2396.4868 | 71.13% | 598.5342 | 30202.0356
9 | 27 | 22 | 26.7967 | 27.6333 | 28.7067 | 31.7467 | 0% | 0 | 0 | 0 | 0 | 0 | 0 | 0 | 0 | 42.91% | 53.1238 | 1423.5416 | 78.87% | 663.6947 | 21070.0941
9 | 27 | 23 | 24.35 | 24.77 | 26.41 | 28.42 | 0% | 0 | 0 | 0 | 0 | 0 | 0 | 0 | 0 | 46.86% | 58.0092 | 1412.5232 | 73.42% | 617.809 | 17558.1331
9 | 28 | 0 | 26.7167 | 26.8933 | 27.8567 | 28.92 | 0% | 0 | 0 | 0 | 0 | 0 | 0 | 0 | 0 | 49.37% | 61.1235 | 1633.017 | 65.69% | 552.7145 | 15984.5021
9 | 28 | 1 | 23.0533 | 23.29 | 23.6333 | 24.1433 | 0% | 0 | 0 | 0 | 0 | 0 | 0 | 0 | 0 | 55.26% | 68.4105 | 1577.091 | 57.51% | 483.9249 | 11683.559
9 | 28 | 2 | 15.9367 | 16.08 | 16.1333 | 16.3267 | 0% | 0 | 0 | 0 | 0 | 0 | 0 | 0 | 0 | 58.03% | 71.8451 | 1144.9721 | 55.77% | 469.2817 | 7661.8065
9 | 28 | 3 | 17.9533 | 18.2767 | 18.26 | 18.4367 | 0% | 0 | 0 | 0 | 0 | 0 | 0 | 0 | 0 | 57.59% | 71.3005 | 1280.0818 | 53.05% | 446.3743 | 8229.6551
9 | 28 | 4 | 19.6033 | 20.0433 | 20.0633 | 20.3 | 0% | 0 | 0 | 0 | 0 | 0 | 0 | 0 | 0 | 57.66% | 71.3808 | 1399.3024 | 41.56% | 349.6764 | 7098.4318
9 | 28 | 5 | 19.46 | 19.57 | 19.9833 | 20.5733 | 0% | 0 | 0 | 0 | 0 | 0 | 0 | 0 | 0 | 62.83% | 77.7894 | 1513.7818 | 37.91% | 319.0155 | 6563.2129
9 | 28 | 6 | 27.9167 | 28.11 | 28.2467 | 28.6333 | 7.895% | 8.7978 | 1.7596 | 1.7596 | 1.7596 | 245.604 | 49.461 | 49.7014 | 50.3818 | 69.05% | 85.4851 | 2386.4579 | 35.72% | 300.5733 | 8606.4147
9 | 28 | 7 | 27.24 | 27.8767 | 28.06 | 28.4333 | 25.12% | 27.988 | 5.5976 | 5.5976 | 5.5976 | 762.3922 | 156.0422 | 157.0685 | 159.1582 | 71.32% | 88.2951 | 2405.1587 | 30.38% | 255.5993 | 7267.5389
9 | 28 | 8 | 26.2133 | 27.02 | 27.4033 | 28.21 | 29.71% | 33.1131 | 6.6226 | 6.6226 | 6.6226 | 868.0058 | 178.9434 | 181.4821 | 186.8243 | 71.87% | 88.9807 | 2332.482 | 24.17% | 203.3382 | 5736.1705
9 | 28 | 9 | 28.49 | 29.1767 | 29.3933 | 29.8067 | 30.11% | 33.5494 | 6.7099 | 6.7099 | 6.7099 | 955.8211 | 195.7717 | 197.2255 | 199.9989 | 77.28% | 95.6763 | 2725.8185 | 21.4% | 180.0962 | 5368.066
9 | 28 | 10 | 27.2233 | 27.91 | 28.3367 | 29.2933 | 32.56% | 36.2797 | 7.2559 | 7.2559 | 7.2559 | 987.6541 | 202.5132 | 205.6091 | 212.5506 | 77.97% | 96.5324 | 2627.9329 | 30.18% | 253.9826 | 7439.9982
9 | 28 | 11 | 21.9633 | 22.2767 | 23.1733 | 28.8767 | 32.89% | 36.6479 | 7.3296 | 7.3296 | 7.3296 | 804.9109 | 163.2788 | 169.851 | 211.6541 | 87.47% | 108.2979 | 2378.5838 | 54.08% | 455.0728 | 13140.9856
9 | 28 | 12 | 20.0367 | 20.45 | 21.6567 | 25.86 | 27.7% | 30.8703 | 6.1741 | 6.1741 | 6.1741 | 618.5379 | 126.2595 | 133.7096 | 159.6612 | 90.84% | 112.4587 | 2253.297 | 78.51% | 660.6357 | 17084.039
9 | 28 | 13 | 19.4167 | 20.2333 | 21.5667 | 25.7333 | 25.98% | 28.9506 | 5.7901 | 5.7901 | 5.7901 | 562.1241 | 117.1534 | 124.8736 | 148.9991 | 89.71% | 111.0709 | 2156.6258 | 87.69% | 737.8507 | 18987.3584
9 | 28 | 14 | 19.76 | 20.81 | 21.8533 | 26.8833 | 21.83% | 24.3321 | 4.8664 | 4.8664 | 4.8664 | 480.8017 | 101.2701 | 106.3474 | 130.8254 | 88.7% | 109.8123 | 2169.8913 | 93.05% | 782.9476 | 21048.242
9 | 28 | 15 | 23.6967 | 24.8833 | 25.6367 | 28.4167 | 16.71% | 18.6181 | 3.7236 | 3.7236 | 3.7236 | 441.1862 | 92.6559 | 95.4611 | 105.8127 | 87.58% | 108.423 | 2569.2629 | 96.77% | 814.2497 | 23138.2611
9 | 28 | 16 | 27.1033 | 29.4733 | 30.06 | 33.1267 | 11.22% | 12.5012 | 2.5002 | 2.5002 | 2.5002 | 338.8249 | 73.6906 | 75.1574 | 82.8248 | 89.93% | 111.3388 | 3017.6534 | 98.42% | 828.1715 | 27434.56
9 | 28 | 17 | 26.9467 | 27.11 | 27.53 | 28.9133 | 1.206% | 1.3439 | 0.26877 | 0.26877 | 0.26877 | 36.2123 | 7.2864 | 7.3993 | 7.7711 | 85.35% | 105.671 | 2847.4819 | 99.21% | 834.8229 | 24137.5124
9 | 28 | 18 | 23.5567 | 23.7 | 23.8267 | 24.1733 | 0% | 0 | 0 | 0 | 0 | 0 | 0 | 0 | 0 | 88.43% | 109.483 | 2579.0548 | 94.21% | 792.7438 | 19163.2599
9 | 28 | 19 | 26.4167 | 26.5733 | 26.6433 | 27.3767 | 0% | 0 | 0 | 0 | 0 | 0 | 0 | 0 | 0 | 80.79% | 100.0175 | 2642.1282 | 53.02% | 446.1361 | 12213.7205
9 | 28 | 20 | 19.5467 | 19.67 | 19.71 | 20.2767 | 0% | 0 | 0 | 0 | 0 | 0 | 0 | 0 | 0 | 85.59% | 105.9648 | 2071.2584 | 21.19% | 178.2701 | 3614.7229
9 | 28 | 21 | 15.6367 | 16.2067 | 16.44 | 18.59 | 0% | 0 | 0 | 0 | 0 | 0 | 0 | 0 | 0 | 85.76% | 106.1711 | 1660.1626 | 31.29% | 263.3273 | 4895.2536
9 | 28 | 22 | 15.59 | 15.9267 | 15.8933 | 18.3467 | 0% | 0 | 0 | 0 | 0 | 0 | 0 | 0 | 0 | 85.55% | 105.9112 | 1651.1556 | 52.37% | 440.6866 | 8085.1302
9 | 28 | 23 | 13.46 | 14.0033 | 13.9267 | 17.0767 | 0% | 0 | 0 | 0 | 0 | 0 | 0 | 0 | 0 | 89.18% | 110.4088 | 1486.102 | 64% | 538.5204 | 9196.1329
9 | 29 | 0 | 14.74 | 14.8967 | 14.9133 | 15.06 | 0% | 0 | 0 | 0 | 0 | 0 | 0 | 0 | 0 | 92.03% | 113.9409 | 1679.4884 | 64.96% | 546.5971 | 8231.7521
9 | 29 | 1 | 11.34 | 11.6967 | 11.6567 | 11.7533 | 0% | 0 | 0 | 0 | 0 | 0 | 0 | 0 | 0 | 88.26% | 109.2764 | 1239.194 | 62.03% | 521.9733 | 6134.9261
9 | 29 | 2 | 10.4 | 10.53 | 10.54 | 10.6467 | 0% | 0 | 0 | 0 | 0 | 0 | 0 | 0 | 0 | 86.33% | 106.8843 | 1111.5971 | 66.39% | 558.6708 | 5947.982
9 | 29 | 3 | 9.33 | 9.3667 | 9.4 | 9.5 | 0% | 0 | 0 | 0 | 0 | 0 | 0 | 0 | 0 | 87.65% | 108.5198 | 1012.49 | 63.55% | 534.777 | 5080.3812
9 | 29 | 4 | 8.13 | 8.1633 | 8.19 | 8.2767 | 0% | 0 | 0 | 0 | 0 | 0 | 0 | 0 | 0 | 84.04% | 104.0405 | 845.8491 | 64.06% | 539.0609 | 4461.6274
9 | 29 | 5 | 9.8967 | 9.94 | 9.97 | 10.08 | 0% | 0 | 0 | 0 | 0 | 0 | 0 | 0 | 0 | 84.82% | 105.0103 | 1039.2515 | 76.02% | 639.64 | 6447.5712
9 | 29 | 6 | 15.9533 | 16.0467 | 16.07 | 16.0033 | 4.48% | 4.993 | 0.99859 | 0.99859 | 0.99859 | 79.6542 | 16.024 | 16.0473 | 15.9808 | 83.32% | 103.1564 | 1645.688 | 85.89% | 722.7676 | 11566.6907
9 | 29 | 7 | 15.97 | 16.19 | 16.1733 | 16.3333 | 12.76% | 14.2176 | 2.8435 | 2.8435 | 2.8435 | 227.0559 | 46.0368 | 45.9894 | 46.4443 | 83.33% | 103.1678 | 1647.5899 | 89.62% | 754.1368 | 12317.5681
9 | 29 | 8 | 14.5267 | 14.6367 | 14.65 | 16.2533 | 12.33% | 13.7456 | 2.7491 | 2.7491 | 2.7491 | 199.6778 | 40.238 | 40.2746 | 44.6824 | 87.46% | 108.2793 | 1572.9369 | 82.55% | 694.6016 | 11289.5906
9 | 29 | 9 | 12.02 | 12.1267 | 12.1267 | 15.2267 | 8.1% | 9.0264 | 1.8053 | 1.8053 | 1.8053 | 108.4969 | 21.8919 | 21.8919 | 27.4883 | 88.85% | 109.9979 | 1322.1745 | 77.7% | 653.8184 | 9955.4744
9 | 29 | 10 | 12.4767 | 12.5533 | 12.5633 | 15.6467 | 13.64% | 15.205 | 3.041 | 3.041 | 3.041 | 189.7077 | 38.1747 | 38.2051 | 47.5815 | 86.91% | 107.605 | 1342.5517 | 79.64% | 670.1125 | 10485.0265
9 | 29 | 11 | 14.37 | 14.4633 | 14.4833 | 17.27 | 21.01% | 23.4164 | 4.6833 | 4.6833 | 4.6833 | 336.4936 | 67.7358 | 67.8295 | 80.8802 | 84.47% | 104.582 | 1502.8438 | 87.26% | 734.2618 | 12680.7008
9 | 29 | 12 | 14.5933 | 14.6833 | 14.71 | 16.2933 | 31.58% | 35.1935 | 7.0387 | 7.0387 | 7.0387 | 513.5903 | 103.3515 | 103.5392 | 114.6838 | 81.04% | 100.3319 | 1464.1774 | 90.79% | 763.9986 | 12448.0835
9 | 29 | 13 | 17.0433 | 17.21 | 17.24 | 18.5867 | 36.95% | 41.1787 | 8.2357 | 8.2357 | 8.2357 | 701.8228 | 141.7372 | 141.9843 | 153.0751 | 81.68% | 101.13 | 1723.5915 | 90.54% | 761.8747 | 14160.7108
9 | 29 | 14 | 21.5267 | 21.9733 | 22.06 | 31.48 | 40.73% | 45.3839 | 9.0768 | 9.0768 | 9.0768 | 976.9642 | 199.4471 | 200.2338 | 285.7371 | 81.53% | 100.9436 | 2172.9785 | 89.21% | 750.6575 | 23630.6993
9 | 29 | 15 | 13.8233 | 14.0433 | 14.03 | 21.8733 | 34.55% | 38.504 | 7.7008 | 7.7008 | 7.7008 | 532.2536 | 108.1449 | 108.0422 | 168.4422 | 71.68% | 88.7387 | 1226.6652 | 89.13% | 749.967 | 16404.2788
9 | 29 | 16 | 14.9567 | 15.16 | 15.1567 | 17.6233 | 19.96% | 22.2449 | 4.449 | 4.449 | 4.449 | 332.71 | 67.4466 | 67.4318 | 78.406 | 64.32% | 79.635 | 1191.0743 | 89.42% | 752.4464 | 13260.6136
9 | 29 | 17 | 19.39 | 19.6367 | 19.6333 | 21.46 | 1.354% | 1.5088 | 0.30176 | 0.30176 | 0.30176 | 29.2561 | 5.9256 | 5.9246 | 6.4759 | 69.47% | 86.0054 | 1667.6452 | 92.31% | 776.7178 | 16668.3637
9 | 29 | 18 | 20.9533 | 21.3667 | 21.31 | 21.5133 | 0% | 0 | 0 | 0 | 0 | 0 | 0 | 0 | 0 | 72.21% | 89.4051 | 1873.335 | 94.54% | 795.5035 | 17113.9318
9 | 29 | 19 | 24.0733 | 24.6433 | 24.5467 | 24.69 | 0% | 0 | 0 | 0 | 0 | 0 | 0 | 0 | 0 | 75.86% | 93.9196 | 2260.958 | 97.44% | 819.9369 | 20244.2419
9 | 29 | 20 | 18.09 | 18.3033 | 18.3033 | 18.5067 | 0% | 0 | 0 | 0 | 0 | 0 | 0 | 0 | 0 | 75.65% | 93.6562 | 1694.2416 | 98.36% | 827.6628 | 15317.2793
9 | 29 | 21 | 18.2167 | 18.32 | 18.4367 | 18.66 | 0% | 0 | 0 | 0 | 0 | 0 | 0 | 0 | 0 | 66.45% | 82.2679 | 1498.6463 | 98.11% | 825.5887 | 15405.4856
9 | 29 | 22 | 14.2467 | 14.3233 | 14.4367 | 14.6033 | 0% | 0 | 0 | 0 | 0 | 0 | 0 | 0 | 0 | 71.16% | 88.1021 | 1255.1618 | 95.45% | 803.2013 | 11729.4156
9 | 29 | 23 | 13.9133 | 13.98 | 14.02 | 14.1833 | 0% | 0 | 0 | 0 | 0 | 0 | 0 | 0 | 0 | 66.76% | 82.6489 | 1149.9215 | 87.33% | 734.8848 | 10423.1157
9 | 30 | 0 | 12.4967 | 12.58 | 12.6133 | 12.75 | 0% | 0 | 0 | 0 | 0 | 0 | 0 | 0 | 0 | 61.73% | 76.4223 | 955.0243 | 72.87% | 613.2094 | 7818.42
9 | 30 | 1 | 12.0067 | 12.11 | 12.13 | 12.2533 | 0% | 0 | 0 | 0 | 0 | 0 | 0 | 0 | 0 | 61.04% | 75.5679 | 907.3183 | 65.19% | 548.5701 | 6721.8117
9 | 30 | 2 | 10.39 | 10.4733 | 10.4933 | 10.5967 | 0% | 0 | 0 | 0 | 0 | 0 | 0 | 0 | 0 | 51.5% | 63.7614 | 662.4814 | 67.17% | 565.1792 | 5989.0152
9 | 30 | 3 | 10.0533 | 10.11 | 10.1267 | 10.2233 | 0% | 0 | 0 | 0 | 0 | 0 | 0 | 0 | 0 | 51.4% | 63.641 | 639.8038 | 62.65% | 527.1704 | 5389.4386
9 | 30 | 4 | 9.3367 | 9.3967 | 9.4067 | 9.5 | 0% | 0 | 0 | 0 | 0 | 0 | 0 | 0 | 0 | 46.02% | 56.9803 | 532.0065 | 64.73% | 544.6768 | 5174.4298
9 | 30 | 5 | 12.57 | 12.6367 | 12.6433 | 12.7533 | 0% | 0 | 0 | 0 | 0 | 0 | 0 | 0 | 0 | 38.26% | 47.3653 | 595.3824 | 62.49% | 525.8548 | 6706.401
9 | 30 | 6 | 10.5067 | 10.6233 | 10.6367 | 10.74 | 9.709% | 10.82 | 2.164 | 2.164 | 2.164 | 113.6823 | 22.9889 | 23.0178 | 23.2414 | 35.03% | 43.3726 | 455.7011 | 56.5% | 475.4523 | 5106.3576
9 | 30 | 7 | 12.99 | 13.0133 | 14.3733 | 14.3567 | 33.3% | 37.1033 | 7.4207 | 7.4207 | 7.4207 | 481.9719 | 96.5675 | 106.6596 | 106.5359 | 32.84% | 40.6521 | 528.071 | 61.2% | 514.969 | 7393.2378
9 | 30 | 8 | 13.2267 | 13.1867 | 15.2767 | 16.54 | 46.08% | 51.3457 | 10.2691 | 10.2691 | 10.2691 | 679.132 | 135.4156 | 156.8781 | 169.8515 | 29.55% | 36.5801 | 483.8323 | 55.36% | 465.8082 | 7704.4677
9 | 30 | 9 | 14.7533 | 14.7067 | 17.1267 | 17.0933 | 53.25% | 59.3353 | 11.8671 | 11.8671 | 11.8671 | 875.3928 | 174.5248 | 203.243 | 202.8475 | 29.57% | 36.6105 | 540.1265 | 45.26% | 380.8073 | 6509.2668
9 | 30 | 10 | 17.4933 | 17.5333 | 18.6067 | 18.8467 | 50.51% | 56.2917 | 11.2583 | 11.2583 | 11.2583 | 984.7288 | 197.3961 | 209.48 | 212.182 | 32.05% | 39.6835 | 694.1967 | 44.4% | 373.6134 | 7041.3672
9 | 30 | 11 | 16.96 | 16.7867 | 22.39 | 21.6367 | 43.57% | 48.5548 | 9.711 | 9.711 | 9.711 | 823.489 | 163.0146 | 217.4283 | 210.1127 | 33% | 40.8583 | 692.9572 | 39.55% | 332.8161 | 7201.03
9 | 30 | 12 | 16.5833 | 16.6033 | 17.82 | 26.4233 | 36.05% | 40.1691 | 8.0338 | 8.0338 | 8.0338 | 666.1382 | 133.3883 | 143.1628 | 212.2805 | 30.04% | 37.1949 | 616.8162 | 39.71% | 334.1156 | 8828.4487
9 | 30 | 13 | 15.65 | 15.71 | 16.0533 | 19.2967 | 18.4% | 20.5094 | 4.1019 | 4.1019 | 4.1019 | 320.9713 | 64.4404 | 65.8487 | 79.1524 | 31.05% | 38.4365 | 601.5316 | 43.38% | 365.0461 | 7044.1725
9 | 30 | 14 | 18.5267 | 18.4167 | 22.9233 | 22.5567 | 9.179% | 10.2287 | 2.0457 | 2.0457 | 2.0457 | 189.5042 | 37.6758 | 46.8953 | 46.1452 | 37.03% | 45.8481 | 849.4129 | 49% | 412.3551 | 9301.3564
9 | 30 | 15 | 23.84 | 23.7533 | 28.3133 | 28.01 | 10.24% | 11.4113 | 2.2823 | 2.2823 | 2.2823 | 272.0458 | 54.2114 | 64.6185 | 63.9262 | 38.3% | 47.4118 | 1130.2966 | 56.51% | 475.4728 | 13317.9929
9 | 30 | 16 | 20.14 | 20.03 | 24.3767 | 24.0167 | 4.007% | 4.4653 | 0.89306 | 0.89306 | 0.89306 | 89.9311 | 17.888 | 21.7698 | 21.4483 | 36.84% | 45.6118 | 918.6212 | 60.09% | 505.6173 | 12143.2417
9 | 30 | 17 | 20.9367 | 20.9033 | 23.4967 | 22.1633 | 0.0621% | 0.069201 | 0.01384 | 0.01384 | 0.01384 | 1.4488 | 0.2893 | 0.3252 | 0.30674 | 40.69% | 50.3766 | 1054.7175 | 63.41% | 533.5681 | 11825.6483
9 | 30 | 18 | 25.6167 | 25.7233 | 27.6233 | 27.48 | 0% | 0 | 0 | 0 | 0 | 0 | 0 | 0 | 0 | 42.06% | 52.0662 | 1333.7632 | 62.64% | 527.0621 | 14483.6662
9 | 30 | 19 | 32.5967 | 32.8067 | 32.8167 | 33.04 | 0% | 0 | 0 | 0 | 0 | 0 | 0 | 0 | 0 | 44.41% | 54.983 | 1792.2639 | 52.44% | 441.2962 | 14580.4262
9 | 30 | 20 | 25.4133 | 25.54 | 25.56 | 25.75 | 0% | 0 | 0 | 0 | 0 | 0 | 0 | 0 | 0 | 43.74% | 54.1512 | 1376.1632 | 49.29% | 414.7692 | 10680.3076
9 | 30 | 21 | 18.5867 | 18.6667 | 18.6967 | 18.9167 | 0% | 0 | 0 | 0 | 0 | 0 | 0 | 0 | 0 | 41.8% | 51.7542 | 961.9388 | 46.33% | 389.8199 | 7374.093
9 | 30 | 22 | 21.4 | 21.4967 | 21.5367 | 21.78 | 0% | 0 | 0 | 0 | 0 | 0 | 0 | 0 | 0 | 36.77% | 45.5186 | 974.0977 | 46.34% | 389.8954 | 8491.9214
9 | 30 | 23 | 18.3433 | 18.4133 | 18.4433 | 18.6333 | 0% | 0 | 0 | 0 | 0 | 0 | 0 | 0 | 0 | 34.71% | 42.9695 | 788.2037 | 41.67% | 350.6051 | 6532.9409
10 | 1 | 0 | 18.06 | 18.11 | 18.1367 | 18.31 | 0% | 0 | 0 | 0 | 0 | 0 | 0 | 0 | 0 | 34.94% | 43.2544 | 781.1744 | 37.47% | 315.2521 | 5772.266
10 | 1 | 1 | 18.9933 | 19.0267 | 19.0567 | 19.22 | 0% | 0 | 0 | 0 | 0 | 0 | 0 | 0 | 0 | 29.31% | 36.2863 | 689.1971 | 35.07% | 295.0943 | 5671.7115
10 | 1 | 2 | 14.3667 | 14.3933 | 14.42 | 14.55 | 0% | 0 | 0 | 0 | 0 | 0 | 0 | 0 | 0 | 30.58% | 37.8596 | 543.916 | 34.92% | 293.801 | 4274.8042
10 | 1 | 3 | 15.49 | 15.5267 | 15.5433 | 15.68 | 0% | 0 | 0 | 0 | 0 | 0 | 0 | 0 | 0 | 28.22% | 34.9407 | 541.2309 | 34.28% | 288.4606 | 4523.0626
10 | 1 | 4 | 16.5333 | 16.5833 | 16.6067 | 16.7533 | 0% | 0 | 0 | 0 | 0 | 0 | 0 | 0 | 0 | 26.79% | 33.1686 | 548.3882 | 36.39% | 306.2451 | 5130.6256
10 | 1 | 5 | 18.5267 | 18.6067 | 18.63 | 18.7967 | 0% | 0 | 0 | 0 | 0 | 0 | 0 | 0 | 0 | 27.32% | 33.8206 | 626.5827 | 38.83% | 326.7284 | 6141.4053
10 | 1 | 6 | 39.2367 | 39.3733 | 39.4233 | 39.82 | 7.111% | 7.9247 | 1.5849 | 1.5849 | 1.5849 | 310.9393 | 62.4045 | 62.4837 | 63.1124 | 22.31% | 27.6261 | 1083.9574 | 37.95% | 319.3496 | 12716.4995
10 | 1 | 7 | 23.8767 | 23.9933 | 24.0333 | 24.3233 | 16.83% | 18.7546 | 3.7509 | 3.7509 | 3.7509 | 447.7978 | 89.9972 | 90.1472 | 91.235 | 19.27% | 23.8619 | 569.7434 | 39.12% | 329.2198 | 8007.723
10 | 1 | 8 | 27.2067 | 34.4667 | 35.1533 | 35.6267 | 13.97% | 15.5726 | 3.1145 | 3.1145 | 3.1145 | 423.6792 | 107.3473 | 109.4859 | 110.9601 | 18.99% | 23.5105 | 639.6425 | 32.72% | 275.2972 | 9807.9233
10 | 1 | 9 | 18.8733 | 22.7333 | 23.28 | 22.8 | 9.316% | 10.382 | 2.0764 | 2.0764 | 2.0764 | 195.9421 | 47.2033 | 48.3384 | 47.3417 | 20.22% | 25.0308 | 472.4149 | 25.01% | 210.4712 | 4798.7444
10 | 1 | 10 | 18.7633 | 23.14 | 23.8367 | 23.84 | 9.748% | 10.8633 | 2.1727 | 2.1727 | 2.1727 | 203.8312 | 50.2752 | 51.7888 | 51.7961 | 19.56% | 24.2166 | 454.3844 | 24.53% | 206.4391 | 4921.5089
10 | 1 | 11 | 58.6567 | 100.69 | 106.2167 | 106.5933 | 18.17% | 20.2536 | 4.0507 | 4.0507 | 4.0507 | 1188.006 | 407.8661 | 430.253 | 431.7788 | 20.15% | 24.9516 | 1463.5759 | 24.16% | 203.2682 | 21667.034
10 | 1 | 12 | 42.95 | 84.8067 | 90.6833 | 89.9833 | 30.31% | 33.7724 | 6.7545 | 6.7545 | 6.7545 | 1450.5247 | 572.825 | 612.5188 | 607.7907 | 17.95% | 22.2291 | 954.7406 | 23.24% | 195.5425 | 17595.5668
10 | 1 | 13 | 41.2133 | 48.8 | 49.7767 | 50.1833 | 32.97% | 36.7412 | 7.3482 | 7.3482 | 7.3482 | 1514.2288 | 358.5945 | 365.7712 | 368.7595 | 18.36% | 22.7285 | 936.7177 | 22.51% | 189.4095 | 9505.2023
10 | 1 | 14 | 20.7933 | 26.1733 | 26.9333 | 27.1667 | 27.17% | 30.2815 | 6.0563 | 6.0563 | 6.0563 | 629.6528 | 158.5134 | 163.1162 | 164.5293 | 16.47% | 20.388 | 423.9351 | 20.68% | 174.0102 | 4727.2771
10 | 1 | 15 | 42.82 | 53.03 | 54.7 | 54.5133 | 26.07% | 29.0519 | 5.8104 | 5.8104 | 5.8104 | 1244.0035 | 308.1247 | 317.8281 | 316.7435 | 13.09% | 16.2049 | 693.8952 | 21.26% | 178.8792 | 9751.3026
10 | 1 | 16 | 56.5867 | 93.9767 | 97.74 | 97.8967 | 17.48% | 19.4825 | 3.8965 | 3.8965 | 3.8965 | 1102.4476 | 366.1794 | 380.8432 | 381.4536 | 9.425% | 11.6684 | 660.2762 | 22.79% | 191.759 | 18772.5707
10 | 1 | 17 | 76.7833 | 137.6633 | 143.8367 | 144.0267 | 1.555% | 1.7325 | 0.3465 | 0.3465 | 0.3465 | 133.0262 | 47.7 | 49.8391 | 49.9049 | 5.445% | 6.7408 | 517.5823 | 23.86% | 200.7306 | 28910.5648
10 | 1 | 18 | 46.0167 | 71.8 | 74.4633 | 74.6533 | 0% | 0 | 0 | 0 | 0 | 0 | 0 | 0 | 0 | 6.612% | 8.1861 | 376.6965 | 28.29% | 238.0625 | 17772.1596
10 | 1 | 19 | 39.1067 | 60.0233 | 62.2133 | 62.41 | 0% | 0 | 0 | 0 | 0 | 0 | 0 | 0 | 0 | 8.015% | 9.9233 | 388.0683 | 29.97% | 252.1718 | 15738.0428
10 | 1 | 20 | 40.8633 | 61.24 | 63.8533 | 64.21 | 0% | 0 | 0 | 0 | 0 | 0 | 0 | 0 | 0 | 7.5% | 9.2858 | 379.449 | 28.35% | 238.5864 | 15319.6336
10 | 1 | 21 | 20.6067 | 30.3567 | 31.61 | 31.79 | 0% | 0 | 0 | 0 | 0 | 0 | 0 | 0 | 0 | 4.061% | 5.0277 | 103.6043 | 19.98% | 168.1113 | 5344.2588
10 | 1 | 22 | 21.36 | 24.4733 | 24.9067 | 25.1367 | 0% | 0 | 0 | 0 | 0 | 0 | 0 | 0 | 0 | 4.359% | 5.397 | 115.2796 | 13.14% | 110.5755 | 2779.4985
10 | 1 | 23 | 25.3833 | 25.6867 | 25.7 | 25.96 | 0% | 0 | 0 | 0 | 0 | 0 | 0 | 0 | 0 | 3.289% | 4.0722 | 103.3666 | 8.279% | 69.6639 | 1808.4759
10 | 2 | 0 | 25.7767 | 25.8933 | 25.9567 | 26.2 | 0% | 0 | 0 | 0 | 0 | 0 | 0 | 0 | 0 | 2.379% | 2.9458 | 75.9328 | 5.846% | 49.1937 | 1288.8756
10 | 2 | 1 | 17.6033 | 17.7567 | 17.7767 | 17.9533 | 0% | 0 | 0 | 0 | 0 | 0 | 0 | 0 | 0 | 3.804% | 4.71 | 82.912 | 5.031% | 42.3302 | 759.9676
10 | 2 | 2 | 17.85 | 17.9667 | 17.99 | 18.17 | 0% | 0 | 0 | 0 | 0 | 0 | 0 | 0 | 0 | 8.587% | 10.6312 | 189.7663 | 3.982% | 33.5044 | 608.7745
10 | 2 | 3 | 15.5633 | 15.63 | 15.66 | 15.8167 | 0% | 0 | 0 | 0 | 0 | 0 | 0 | 0 | 0 | 17.99% | 22.2675 | 346.5565 | 1.853% | 15.5918 | 246.6096
10 | 2 | 4 | 13.84 | 13.89 | 13.92 | 14.07 | 0% | 0 | 0 | 0 | 0 | 0 | 0 | 0 | 0 | 25.69% | 31.8089 | 440.2356 | 1.212% | 10.1959 | 143.4568
10 | 2 | 5 | 17.7367 | 17.86 | 17.89 | 18.0767 | 0% | 0 | 0 | 0 | 0 | 0 | 0 | 0 | 0 | 33.79% | 41.8291 | 741.9084 | 1.081% | 9.0997 | 164.4922
10 | 2 | 6 | 24.8333 | 25.1733 | 25.1567 | 25.4033 | 9.405% | 10.4802 | 2.096 | 2.096 | 2.096 | 260.2582 | 52.7643 | 52.7294 | 53.2464 | 39.8% | 49.2691 | 1223.5172 | 0.5366% | 4.5155 | 114.7098
10 | 2 | 7 | 26.12 | 26.32 | 26.3267 | 26.67 | 34.31% | 38.2321 | 7.6464 | 7.6464 | 7.6464 | 998.6235 | 201.254 | 201.305 | 203.9302 | 46.01% | 56.9609 | 1487.8196 | 0.1581% | 1.3304 | 35.4823
10 | 2 | 8 | 21.53 | 28.7333 | 29.79 | 30.3133 | 49.52% | 55.1863 | 11.0373 | 11.0373 | 11.0373 | 1188.1611 | 317.1373 | 328.8 | 334.5762 | 47.46% | 58.7632 | 1265.1709 | 0.289% | 2.4317 | 73.7128
10 | 2 | 9 | 22.06 | 28.8667 | 29.8733 | 30.1033 | 54.03% | 60.2058 | 12.0412 | 12.0412 | 12.0412 | 1328.1405 | 347.5883 | 359.7097 | 362.4792 | 40.69% | 50.3808 | 1111.4 | 2.135% | 17.9657 | 540.8281
10 | 2 | 10 | 19.1667 | 32.8567 | 35.2433 | 35.4733 | 48.47% | 54.0099 | 10.802 | 10.802 | 10.802 | 1035.1896 | 354.917 | 380.6977 | 383.1822 | 30.1% | 37.2622 | 714.1924 | 6.128% | 51.5632 | 1829.1196
10 | 2 | 11 | 24.5467 | 29.0833 | 29.7733 | 30.8167 | 42.81% | 47.7083 | 9.5417 | 9.5417 | 9.5417 | 1171.0799 | 277.5033 | 284.0871 | 294.0422 | 33.57% | 41.5649 | 1020.2808 | 10.79% | 90.773 | 2797.3216
10 | 2 | 12 | 37.9167 | 45.43 | 46.4467 | 44.79 | 41.64% | 46.4015 | 9.2803 | 9.2803 | 9.2803 | 1759.3912 | 421.6043 | 431.0392 | 415.6649 | 42.67% | 52.8327 | 2003.2391 | 15.86% | 133.4238 | 5976.0525
10 | 2 | 13 | 31.9767 | 39.0833 | 40.23 | 42.5633 | 45.14% | 50.3009 | 10.0602 | 10.0602 | 10.0602 | 1608.4538 | 393.1851 | 404.7207 | 428.1945 | 48.47% | 60.0105 | 1918.935 | 22.87% | 192.4121 | 8189.7015
10 | 2 | 14 | 41.4267 | 50.1667 | 51.2533 | 53.0533 | 43.59% | 48.5715 | 9.7143 | 9.7143 | 9.7143 | 2012.1537 | 487.3337 | 497.8899 | 515.3756 | 39.47% | 48.87 | 2024.5229 | 34.87% | 293.384 | 15565.0004
10 | 2 | 15 | 73.2433 | 85.21 | 98.8333 | 98.4567 | 36.71% | 40.9093 | 8.1819 | 8.1819 | 8.1819 | 2996.3364 | 697.177 | 808.6413 | 805.5594 | 39.54% | 48.9565 | 3585.7382 | 50.18% | 422.2755 | 41575.8349
10 | 2 | 16 | 76.6167 | 91.0467 | 116.5533 | 113.8067 | 21.74% | 24.2258 | 4.8452 | 4.8452 | 4.8452 | 1856.0999 | 441.1356 | 564.7195 | 551.4115 | 47.2% | 58.432 | 4476.8623 | 62.82% | 528.6215 | 60160.6472
10 | 2 | 17 | 35.7367 | 40.3733 | 57.98 | 56.1733 | 2.323% | 2.5882 | 0.51765 | 0.51765 | 0.51765 | 92.4947 | 20.8991 | 30.0131 | 29.0779 | 76.7% | 94.9636 | 3393.6837 | 75.06% | 631.6094 | 35479.6066
10 | 2 | 18 | -58.5533 | 153.8867 | 316.8667 | 301.3733 | 0% | 0 | 0 | 0 | 0 | 0 | 0 | 0 | 0 | 78.44% | 97.1078 | -5685.9846 | 82.66% | 695.5521 | 209620.8491
10 | 2 | 19 | 15.2533 | 28.25 | 38.3967 | 38.5233 | 0% | 0 | 0 | 0 | 0 | 0 | 0 | 0 | 0 | 75.45% | 93.4099 | 1424.8118 | 89.59% | 753.8429 | 29040.5417
10 | 2 | 20 | 16.08 | 24.1433 | 30.6133 | 31.4067 | 0% | 0 | 0 | 0 | 0 | 0 | 0 | 0 | 0 | 66.64% | 82.5072 | 1326.7157 | 90.85% | 764.4822 | 24009.8373
10 | 2 | 21 | 14.3867 | 23.12 | 30.0267 | 31.31 | 0% | 0 | 0 | 0 | 0 | 0 | 0 | 0 | 0 | 71.56% | 88.5944 | 1274.5781 | 90% | 757.2695 | 23710.1076
10 | 2 | 22 | 11.58 | 17.9867 | 22.7767 | 24.05 | 0% | 0 | 0 | 0 | 0 | 0 | 0 | 0 | 0 | 78.76% | 97.5047 | 1129.1039 | 88.49% | 744.5689 | 17906.8819
10 | 2 | 23 | 14.5267 | 17.5233 | 19.7467 | 20.37 | 0% | 0 | 0 | 0 | 0 | 0 | 0 | 0 | 0 | 73.61% | 91.1273 | 1323.7761 | 86.41% | 727.1184 | 14811.4028
10 | 3 | 0 | 28.91 | 29.1 | 29.15 | 29.48 | 0% | 0 | 0 | 0 | 0 | 0 | 0 | 0 | 0 | 68.91% | 85.314 | 2466.4291 | 76.41% | 642.9159 | 18953.1604
10 | 3 | 1 | 22.15 | 22.43 | 22.3867 | 22.56 | 0% | 0 | 0 | 0 | 0 | 0 | 0 | 0 | 0 | 67.93% | 84.0999 | 1862.8126 | 68.26% | 574.3658 | 12957.6917
10 | 3 | 2 | 17.5367 | 17.6333 | 17.6467 | 17.8 | 0% | 0 | 0 | 0 | 0 | 0 | 0 | 0 | 0 | 62.91% | 77.8914 | 1365.9553 | 74.35% | 625.585 | 11135.4134
10 | 3 | 3 | 15.9933 | 16.05 | 16.0733 | 16.2333 | 0% | 0 | 0 | 0 | 0 | 0 | 0 | 0 | 0 | 53.25% | 65.928 | 1054.4079 | 88.72% | 746.525 | 12118.5885
10 | 3 | 4 | 16.5467 | 16.5933 | 16.62 | 16.78 | 0% | 0 | 0 | 0 | 0 | 0 | 0 | 0 | 0 | 53.95% | 66.7956 | 1105.2442 | 68.69% | 577.9614 | 9698.1928
10 | 3 | 5 | 17.2033 | 17.2733 | 17.3 | 17.4767 | 0% | 0 | 0 | 0 | 0 | 0 | 0 | 0 | 0 | 54.86% | 67.9242 | 1168.5229 | 25.14% | 211.5136 | 3696.5529
10 | 3 | 6 | 23 | 23.1033 | 23.1567 | 23.4367 | 8.15% | 9.0826 | 1.8165 | 1.8165 | 1.8165 | 208.8995 | 41.9676 | 42.0645 | 42.5731 | 53.34% | 66.0399 | 1518.9175 | 10.51% | 88.4519 | 2073.0168
10 | 3 | 7 | 23.4933 | 23.6033 | 23.65 | 24.26 | 26.65% | 29.7001 | 5.94 | 5.94 | 5.94 | 697.7535 | 140.2041 | 140.4813 | 144.1047 | 51.27% | 63.4785 | 1491.3225 | 9.206% | 77.4659 | 1879.3231
10 | 3 | 8 | 22.7367 | 22.8433 | 22.8767 | 24.3633 | 38.22% | 42.5943 | 8.5189 | 8.5189 | 8.5189 | 968.4513 | 194.5989 | 194.8829 | 207.5476 | 38.34% | 47.4625 | 1079.1392 | 11.61% | 97.661 | 2379.3477
10 | 3 | 9 | 24.3133 | 24.4267 | 24.46 | 28.81 | 51.41% | 57.2858 | 11.4572 | 11.4572 | 11.4572 | 1392.8088 | 279.8602 | 280.2422 | 330.0808 | 27.97% | 34.6258 | 841.8685 | 13.69% | 115.18 | 3318.3363
10 | 3 | 10 | 21.7267 | 21.8233 | 21.8633 | 21.0533 | 57.22% | 63.769 | 12.7538 | 12.7538 | 12.7538 | 1385.4887 | 278.3306 | 278.8408 | 268.5102 | 31.84% | 39.417 | 856.3998 | 13.99% | 117.7081 | 2478.1471
10 | 3 | 11 | 21.4 | 21.51 | 21.5433 | 22.5533 | 53.64% | 59.777 | 11.9554 | 11.9554 | 11.9554 | 1279.2284 | 257.1608 | 257.5593 | 269.6342 | 44.52% | 55.1147 | 1179.4543 | 11.66% | 98.1015 | 2212.5166
10 | 3 | 12 | 21.31 | 21.4133 | 21.4467 | 22.7867 | 48.51% | 54.0587 | 10.8117 | 10.8117 | 10.8117 | 1151.991 | 231.5154 | 231.8758 | 246.3635 | 46.27% | 57.2809 | 1220.6559 | 13.13% | 110.4982 | 2517.8864
10 | 3 | 13 | 24.1967 | 24.3167 | 24.3433 | 25.5833 | 40.18% | 44.7803 | 8.9561 | 8.9561 | 8.9561 | 1083.5328 | 217.7813 | 218.0201 | 229.1256 | 47.14% | 58.3557 | 1412.0136 | 15.48% | 130.2644 | 3332.5982
10 | 3 | 14 | 23.3967 | 23.5033 | 23.5267 | 23.8467 | 25.42% | 28.3266 | 5.6653 | 5.6653 | 5.6653 | 662.747 | 133.1537 | 133.2859 | 135.0988 | 47.75% | 59.1154 | 1383.1042 | 11.25% | 94.6783 | 2257.7616
10 | 3 | 15 | 26.04 | 26.1567 | 26.19 | 26.8467 | 15.27% | 17.0129 | 3.4026 | 3.4026 | 3.4026 | 443.015 | 89 | 89.1134 | 91.3477 | 51.69% | 63.9999 | 1666.5581 | 9.72% | 81.7931 | 2195.8731
10 | 3 | 16 | 22.5533 | 22.64 | 22.6567 | 22.57 | 6.463% | 7.2024 | 1.4405 | 1.4405 | 1.4405 | 162.4388 | 32.6126 | 32.6366 | 32.5118 | 38.79% | 48.029 | 1083.2139 | 7.821% | 65.8124 | 1485.3851
10 | 3 | 17 | 26.6333 | 26.7233 | 26.7333 | 27.28 | 0.2844% | 0.31696 | 0.063393 | 0.063393 | 0.063393 | 8.4418 | 1.6941 | 1.6947 | 1.7294 | 37.68% | 46.6495 | 1242.4315 | 7.619% | 64.1114 | 1748.9603
10 | 3 | 18 | 21.4167 | 21.4933 | 21.4967 | 20.0533 | 0% | 0 | 0 | 0 | 0 | 0 | 0 | 0 | 0 | 25.13% | 31.1081 | 666.2321 | 7.04% | 59.2393 | 1187.9462
10 | 3 | 19 | 31.36 | 31.4567 | 31.4367 | 31.2267 | 0% | 0 | 0 | 0 | 0 | 0 | 0 | 0 | 0 | 24.97% | 30.9086 | 969.2924 | 7.521% | 63.2839 | 1976.1455
10 | 3 | 20 | 20.18 | 20.2733 | 20.2767 | 20.5033 | 0% | 0 | 0 | 0 | 0 | 0 | 0 | 0 | 0 | 24.24% | 30.0056 | 605.5139 | 7.792% | 65.5646 | 1344.2934
10 | 3 | 21 | 17.48 | 17.5733 | 17.5867 | 17.81 | 0% | 0 | 0 | 0 | 0 | 0 | 0 | 0 | 0 | 20.46% | 25.3367 | 442.8848 | 8.7% | 73.2102 | 1303.8744
10 | 3 | 22 | 17.3867 | 17.4767 | 17.49 | 17.7167 | 0% | 0 | 0 | 0 | 0 | 0 | 0 | 0 | 0 | 16.48% | 20.4032 | 354.743 | 7.336% | 61.7325 | 1093.6936
10 | 3 | 23 | 16.0167 | 16.0867 | 16.11 | 16.28 | 0% | 0 | 0 | 0 | 0 | 0 | 0 | 0 | 0 | 25.11% | 31.0845 | 497.8694 | 4.397% | 36.9978 | 602.324
10 | 4 | 0 | 17.7733 | 17.82 | 17.8433 | 18.0233 | 0% | 0 | 0 | 0 | 0 | 0 | 0 | 0 | 0 | 33.21% | 41.1108 | 730.6763 | 3.404% | 28.6395 | 516.1787
10 | 4 | 1 | 15.5067 | 15.5467 | 15.5667 | 15.72 | 0% | 0 | 0 | 0 | 0 | 0 | 0 | 0 | 0 | 32.97% | 40.8151 | 632.9065 | 1.563% | 13.1528 | 206.7615
10 | 4 | 2 | 13.4267 | 13.4533 | 13.4767 | 13.6067 | 0% | 0 | 0 | 0 | 0 | 0 | 0 | 0 | 0 | 28.08% | 34.7668 | 466.8028 | 0.367% | 3.0879 | 42.0154
10 | 4 | 3 | 10.2133 | 10.23 | 10.2467 | 10.3467 | 0% | 0 | 0 | 0 | 0 | 0 | 0 | 0 | 0 | 27.44% | 33.9773 | 347.022 | 0.4507% | 3.7925 | 39.2399
10 | 4 | 4 | 12.3233 | 12.34 | 12.3567 | 12.4733 | 0% | 0 | 0 | 0 | 0 | 0 | 0 | 0 | 0 | 29.59% | 36.6303 | 451.4077 | 0.4434% | 3.7307 | 46.5338
10 | 4 | 5 | 10.9067 | 10.96 | 10.97 | 11.0767 | 0% | 0 | 0 | 0 | 0 | 0 | 0 | 0 | 0 | 23.87% | 29.5521 | 322.3153 | 0.4397% | 3.6999 | 40.983
10 | 4 | 6 | 19.6667 | 19.7167 | 19.7333 | 20.0233 | 7.196% | 8.0192 | 1.6038 | 1.6038 | 1.6038 | 157.7118 | 31.6226 | 31.6493 | 32.1144 | 23.41% | 28.9787 | 569.9136 | 0.4179% | 3.5167 | 70.4155
10 | 4 | 7 | 21.9633 | 22.0533 | 22.07 | 22.3767 | 25.6% | 28.5317 | 5.7063 | 5.7063 | 5.7063 | 626.6509 | 125.8438 | 125.9389 | 127.6888 | 20.45% | 25.3203 | 556.119 | 0.06059% | 0.50986 | 11.4089
10 | 4 | 8 | 25.3233 | 25.4333 | 25.4533 | 25.7767 | 35.8% | 39.8991 | 7.9798 | 7.9798 | 7.9798 | 1010.3791 | 202.9536 | 203.1132 | 205.6933 | 10.1% | 12.5037 | 316.6349 | 0.02254% | 0.18968 | 4.8894
10 | 4 | 9 | 26.3333 | 26.4433 | 26.4667 | 28.83 | 40.97% | 45.6607 | 9.1321 | 9.1321 | 9.1321 | 1202.3986 | 241.4843 | 241.6973 | 263.2796 | 13.75% | 17.0203 | 448.2 | 0.06261% | 0.52686 | 15.1894
10 | 4 | 10 | 26.8767 | 26.99 | 27.02 | 34.1233 | 45.37% | 50.5597 | 10.1119 | 10.1119 | 10.1119 | 1358.8774 | 272.9215 | 273.2249 | 345.0534 | 19.58% | 24.2453 | 651.6335 | 0.2786% | 2.3443 | 79.9961
10 | 4 | 11 | 26.61 | 26.7267 | 26.7567 | 26.49 | 41.45% | 46.1958 | 9.2392 | 9.2392 | 9.2392 | 1229.2696 | 246.9318 | 247.209 | 244.7452 | 24.55% | 30.3896 | 808.6668 | 0.6831% | 5.7482 | 152.2702
10 | 4 | 12 | 26.88 | 26.9967 | 27.03 | 27.39 | 39.72% | 44.2588 | 8.8518 | 8.8518 | 8.8518 | 1189.6759 | 238.9679 | 239.2629 | 242.4496 | 35.38% | 43.8036 | 1177.4411 | 1.09% | 9.1735 | 251.2629
10 | 4 | 13 | 27.6167 | 27.7367 | 27.8033 | 28.12 | 47.31% | 52.7161 | 10.5432 | 10.5432 | 10.5432 | 1455.8426 | 292.4337 | 293.1366 | 296.4753 | 39.62% | 49.0461 | 1354.491 | 2.064% | 17.3689 | 488.4135
10 | 4 | 14 | 26.9833 | 27.09 | 27.2533 | 27.63 | 46.47% | 51.7868 | 10.3574 | 10.3574 | 10.3574 | 1397.3811 | 280.581 | 282.2727 | 286.174 | 43.71% | 54.1096 | 1460.0579 | 3.079% | 25.9075 | 715.8236
10 | 4 | 15 | 26.1233 | 26.2267 | 26.7533 | 27.3067 | 30.4% | 33.8799 | 6.776 | 6.776 | 6.776 | 885.0562 | 177.7114 | 181.2801 | 185.0295 | 51.67% | 63.9735 | 1671.2016 | 2.95% | 24.8199 | 677.748
10 | 4 | 16 | 24.0533 | 24.1533 | 24.1733 | 24.9267 | 9.209% | 10.2627 | 2.0525 | 2.0525 | 2.0525 | 246.8523 | 49.5757 | 49.6168 | 51.163 | 50.04% | 61.9496 | 1490.0938 | 5.087% | 42.8083 | 1067.0689
10 | 4 | 17 | 24.85 | 24.9433 | 24.9567 | 25.27 | 0% | 0 | 0 | 0 | 0 | 0 | 0 | 0 | 0 | 52.92% | 65.5163 | 1628.0808 | 11.57% | 97.3623 | 2460.345
10 | 4 | 18 | 21.57 | 21.6533 | 21.6633 | 22.1133 | 0% | 0 | 0 | 0 | 0 | 0 | 0 | 0 | 0 | 51.97% | 64.3451 | 1387.9232 | 37.48% | 315.3883 | 6974.286
10 | 4 | 19 | 23.89 | 23.9833 | 23.98 | 24.2433 | 0% | 0 | 0 | 0 | 0 | 0 | 0 | 0 | 0 | 48.68% | 60.2719 | 1439.8965 | 62.87% | 528.9963 | 12824.6345
10 | 4 | 20 | 25.7933 | 25.8933 | 25.8933 | 26.28 | 0% | 0 | 0 | 0 | 0 | 0 | 0 | 0 | 0 | 50.82% | 62.9145 | 1622.7745 | 77.08% | 648.6094 | 17045.4558
10 | 4 | 21 | 24.6333 | 24.7367 | 24.7433 | 25.12 | 0% | 0 | 0 | 0 | 0 | 0 | 0 | 0 | 0 | 42.69% | 52.853 | 1301.9449 | 74.71% | 628.6152 | 15790.8137
10 | 4 | 22 | 22.3133 | 22.3967 | 22.41 | 22.68 | 0% | 0 | 0 | 0 | 0 | 0 | 0 | 0 | 0 | 34.18% | 42.3125 | 944.1319 | 72.32% | 608.5452 | 13801.8061
10 | 4 | 23 | 21.8867 | 21.96 | 21.9867 | 21.81 | 0% | 0 | 0 | 0 | 0 | 0 | 0 | 0 | 0 | 35.68% | 44.1691 | 966.7148 | 74% | 622.6763 | 13580.5707
10 | 5 | 0 | 21.2733 | 21.3467 | 21.3767 | 21.6133 | 0% | 0 | 0 | 0 | 0 | 0 | 0 | 0 | 0 | 45.35% | 56.1493 | 1194.4823 | 77.86% | 655.1357 | 14159.6661
10 | 5 | 1 | 20.9 | 20.9567 | 20.99 | 21.2133 | 0% | 0 | 0 | 0 | 0 | 0 | 0 | 0 | 0 | 47.72% | 59.0754 | 1234.6764 | 79.81% | 671.5844 | 14246.5447
10 | 5 | 2 | 18.18 | 18.2267 | 18.26 | 18.46 | 0% | 0 | 0 | 0 | 0 | 0 | 0 | 0 | 0 | 51.32% | 63.5419 | 1155.1918 | 79.53% | 669.1692 | 12352.8634
10 | 5 | 3 | 16.8233 | 16.8533 | 16.88 | 17.0567 | 0% | 0 | 0 | 0 | 0 | 0 | 0 | 0 | 0 | 50.59% | 62.6351 | 1053.7304 | 81.02% | 681.7748 | 11628.8061
10 | 5 | 4 | 16.5367 | 16.5667 | 16.5933 | 16.77 | 0% | 0 | 0 | 0 | 0 | 0 | 0 | 0 | 0 | 45.6% | 56.4554 | 933.5835 | 82.09% | 690.7561 | 11583.9793
10 | 5 | 5 | 20.5133 | 20.56 | 20.5933 | 20.8067 | 0% | 0 | 0 | 0 | 0 | 0 | 0 | 0 | 0 | 41.53% | 51.4152 | 1054.6965 | 80.77% | 679.6787 | 14141.848
10 | 5 | 6 | 23.3867 | 23.4333 | 23.4667 | 23.7033 | 7.716% | 8.5988 | 1.7198 | 1.7198 | 1.7198 | 201.0973 | 40.2997 | 40.357 | 40.7641 | 44.57% | 55.1844 | 1290.579 | 79.09% | 665.5251 | 15775.1622
10 | 5 | 7 | 23.4633 | 23.5133 | 23.53 | 23.9333 | 26.74% | 29.7934 | 5.9587 | 5.9587 | 5.9587 | 699.0516 | 140.1083 | 140.2076 | 142.6109 | 45.42% | 56.2353 | 1319.4678 | 79.87% | 672.0486 | 16084.3634
10 | 5 | 8 | 25.13 | 25.19 | 25.2167 | 26.5267 | 43.61% | 48.5968 | 9.7194 | 9.7194 | 9.7194 | 1221.2374 | 244.8306 | 245.0898 | 257.8222 | 39.6% | 49.0216 | 1231.9138 | 70.26% | 591.2444 | 15683.7421
10 | 5 | 9 | 23.28 | 23.3533 | 23.3733 | 28.2633 | 47.67% | 53.1257 | 10.6251 | 10.6251 | 10.6251 | 1236.767 | 248.1326 | 248.3451 | 300.302 | 45% | 55.7147 | 1297.0391 | 54.14% | 455.5402 | 12875.0834
10 | 5 | 10 | 21.7433 | 21.8167 | 21.8333 | 27.41 | 56.51% | 62.9776 | 12.5955 | 12.5955 | 12.5955 | 1369.3421 | 274.7921 | 275.002 | 345.243 | 57.45% | 71.1236 | 1546.4633 | 44.45% | 374.0179 | 10251.8304
10 | 5 | 11 | 21.4133 | 21.4833 | 21.5 | 27.9767 | 59.96% | 66.8213 | 13.3643 | 13.3643 | 13.3643 | 1430.8665 | 287.1088 | 287.3315 | 373.8874 | 69.91% | 86.5581 | 1853.4975 | 37.94% | 319.2599 | 8931.8279
10 | 5 | 12 | 21.9067 | 21.9833 | 22 | 28.2067 | 62.32% | 69.4435 | 13.8887 | 13.8887 | 13.8887 | 1521.2756 | 305.3199 | 305.5514 | 391.7539 | 75.6% | 93.5987 | 2050.4346 | 37.9% | 318.8767 | 8994.4478
10 | 5 | 13 | 21.1767 | 21.2567 | 21.27 | 27.8133 | 62.67% | 69.8433 | 13.9687 | 13.9687 | 13.9687 | 1479.0473 | 296.927 | 297.1132 | 388.5147 | 80.47% | 99.6225 | 2109.6726 | 47.73% | 401.6138 | 11170.2185
10 | 5 | 14 | 22.4233 | 22.5067 | 22.5167 | 27.3867 | 58.75% | 65.4688 | 13.0938 | 13.0938 | 13.0938 | 1468.0284 | 294.6968 | 294.8278 | 358.5944 | 83.11% | 102.8992 | 2307.3437 | 56.67% | 476.8573 | 13059.5323
10 | 5 | 15 | 24.07 | 24.1567 | 24.1633 | 27.9167 | 46.07% | 51.3432 | 10.2686 | 10.2686 | 10.2686 | 1235.8307 | 248.0561 | 248.1245 | 286.6662 | 82% | 101.5196 | 2443.5765 | 64.84% | 545.5645 | 15230.3414
10 | 5 | 16 | 23.35 | 23.4367 | 23.4467 | 28.7267 | 23.3% | 25.9632 | 5.1926 | 5.1926 | 5.1926 | 606.2414 | 121.6983 | 121.7502 | 149.1674 | 72.65% | 89.949 | 2100.3098 | 69.92% | 588.3486 | 16901.2933
10 | 5 | 17 | 27.4033 | 27.5033 | 27.51 | 30.5 | 1.201% | 1.3383 | 0.26766 | 0.26766 | 0.26766 | 36.6737 | 7.3615 | 7.3633 | 8.1636 | 65.54% | 81.1466 | 2223.6863 | 68.42% | 575.6991 | 17558.8238
10 | 5 | 18 | 28.9567 | 29.0633 | 29.07 | 29.5267 | 0% | 0 | 0 | 0 | 0 | 0 | 0 | 0 | 0 | 62.48% | 77.3559 | 2239.9686 | 64.73% | 544.6955 | 16083.0435
10 | 5 | 19 | 27.1133 | 27.2167 | 27.22 | 27.5967 | 0% | 0 | 0 | 0 | 0 | 0 | 0 | 0 | 0 | 54.06% | 66.9251 | 1814.5613 | 60.91% | 512.5335 | 14144.2165
10 | 5 | 20 | 32.7633 | 32.87 | 32.8667 | 33.1333 | 0% | 0 | 0 | 0 | 0 | 0 | 0 | 0 | 0 | 52.88% | 65.4701 | 2145.019 | 66.07% | 555.9201 | 18419.4853
10 | 5 | 21 | 34.8767 | 34.9933 | 34.9967 | 35.28 | 0% | 0 | 0 | 0 | 0 | 0 | 0 | 0 | 0 | 45.58% | 56.4308 | 1968.1179 | 63.33% | 532.8991 | 18800.6786
10 | 5 | 22 | 25.5167 | 25.5833 | 25.5933 | 25.8067 | 0% | 0 | 0 | 0 | 0 | 0 | 0 | 0 | 0 | 38.7% | 47.9151 | 1222.6328 | 63.03% | 530.3449 | 13686.4338
10 | 5 | 23 | 27.76 | 27.8367 | 27.8567 | 28.1333 | 0% | 0 | 0 | 0 | 0 | 0 | 0 | 0 | 0 | 31.01% | 38.3886 | 1065.6668 | 61.17% | 514.761 | 14481.9424
10 | 6 | 0 | 31.7967 | 31.8633 | 31.8867 | 32.1767 | 0% | 0 | 0 | 0 | 0 | 0 | 0 | 0 | 0 | 24.08% | 29.8138 | 947.9793 | 61.7% | 519.202 | 16706.1904
10 | 6 | 1 | 25.5633 | 25.6133 | 25.6433 | 25.91 | 0% | 0 | 0 | 0 | 0 | 0 | 0 | 0 | 0 | 20.48% | 25.3535 | 648.1198 | 60.82% | 511.7394 | 13259.1673
10 | 6 | 2 | 22.3 | 22.38 | 22.3867 | 22.5967 | 0% | 0 | 0 | 0 | 0 | 0 | 0 | 0 | 0 | 20.13% | 24.9224 | 555.7699 | 54.98% | 462.6035 | 10453.2981
10 | 6 | 3 | 22.7267 | 22.7633 | 22.7933 | 23.0133 | 0% | 0 | 0 | 0 | 0 | 0 | 0 | 0 | 0 | 21.65% | 26.7976 | 609.0212 | 42.02% | 353.5962 | 8137.4264
10 | 6 | 4 | 23.9267 | 23.9567 | 23.9667 | 24.1467 | 0% | 0 | 0 | 0 | 0 | 0 | 0 | 0 | 0 | 17.98% | 22.2589 | 532.5808 | 31.64% | 266.2561 | 6429.197
10 | 6 | 5 | 23.52 | 23.5633 | 23.59 | 23.8033 | 0% | 0 | 0 | 0 | 0 | 0 | 0 | 0 | 0 | 13.94% | 17.2542 | 405.8192 | 25.06% | 210.8342 | 5018.557
10 | 6 | 6 | 25.7467 | 25.78 | 25.8133 | 26.06 | 3.792% | 4.2262 | 0.84524 | 0.84524 | 0.84524 | 108.8102 | 21.7902 | 21.8184 | 22.0269 | 14.74% | 18.2535 | 469.968 | 19.29% | 162.2857 | 4229.1652
10 | 6 | 7 | 25.2833 | 25.4867 | 25.46 | 25.7133 | 16.8% | 18.7262 | 3.7452 | 3.7452 | 3.7452 | 473.4607 | 95.4537 | 95.3538 | 96.3026 | 14.42% | 17.852 | 451.3572 | 15.48% | 130.2441 | 3349.0088
10 | 6 | 8 | 24.8067 | 24.8733 | 24.8967 | 25.23 | 25.85% | 28.8091 | 5.7618 | 5.7618 | 5.7618 | 714.6579 | 143.3157 | 143.4501 | 145.3708 | 8.915% | 11.0372 | 273.7952 | 13.69% | 115.1975 | 2906.4329
10 | 6 | 9 | 28.8167 | 28.9133 | 28.9267 | 29.28 | 31.94% | 35.5902 | 7.118 | 7.118 | 7.118 | 1025.5896 | 205.806 | 205.9009 | 208.416 | 5.306% | 6.5692 | 189.3022 | 9.595% | 80.739 | 2364.0394
10 | 6 | 10 | 32.3233 | 32.4333 | 32.4433 | 32.77 | 32.42% | 36.1333 | 7.2267 | 7.2267 | 7.2267 | 1167.9473 | 234.3844 | 234.4567 | 236.8174 | 4.985% | 6.1716 | 199.486 | 6.936% | 58.3631 | 1912.5583
10 | 6 | 11 | 32.1133 | 32.3933 | 32.4333 | 35.9967 | 34.52% | 38.4669 | 7.6934 | 7.6934 | 7.6934 | 1235.3012 | 249.2144 | 249.5221 | 276.9362 | 6.273% | 7.766 | 249.3913 | 5.081% | 42.7513 | 1538.9039
10 | 6 | 12 | 31.1 | 31.2067 | 31.2067 | 31.5233 | 35.85% | 39.9461 | 7.9892 | 7.9892 | 7.9892 | 1242.3234 | 249.3169 | 249.3169 | 251.8468 | 8.666% | 10.7286 | 333.6606 | 5.692% | 47.8967 | 1509.8624
10 | 6 | 13 | 41.1367 | 41.2733 | 41.29 | 41.71 | 40.1% | 44.6882 | 8.9376 | 8.9376 | 8.9376 | 1838.3232 | 368.8861 | 369.0351 | 372.7889 | 10.17% | 12.5865 | 517.7662 | 7.25% | 61.0025 | 2544.415
10 | 6 | 14 | 31.7833 | 31.9867 | 32.0067 | 32.57 | 37.95% | 42.2853 | 8.4571 | 8.4571 | 8.4571 | 1343.9685 | 270.5133 | 270.6824 | 275.4466 | 11.56% | 14.31 | 454.819 | 8.407% | 70.7391 | 2303.9709
10 | 6 | 15 | 30.12 | 30.2967 | 30.3133 | 30.74 | 29.99% | 33.4165 | 6.6833 | 6.6833 | 6.6833 | 1006.5054 | 202.4818 | 202.5932 | 205.4447 | 15.48% | 19.1712 | 577.4353 | 9.247% | 77.8136 | 2391.9895
10 | 6 | 16 | 28.6533 | 28.8533 | 28.87 | 29.1533 | 14.53% | 16.193 | 3.2386 | 3.2386 | 3.2386 | 463.9822 | 93.4442 | 93.4981 | 94.4157 | 16.7% | 20.6711 | 592.297 | 13.06% | 109.9158 | 3204.4126
10 | 6 | 17 | 30.1 | 30.2967 | 30.2933 | 30.5733 | 0.494% | 0.55052 | 0.1101 | 0.1101 | 0.1101 | 16.5705 | 3.3358 | 3.3354 | 3.3662 | 26.42% | 32.7053 | 984.4303 | 19.59% | 164.8604 | 5040.3327
10 | 6 | 18 | 35.5 | 35.73 | 35.69 | 35.94 | 0% | 0 | 0 | 0 | 0 | 0 | 0 | 0 | 0 | 40.49% | 50.1245 | 1779.4203 | 24.31% | 204.5414 | 7351.2175
10 | 6 | 19 | 32.48 | 32.58 | 32.5733 | 32.82 | 0% | 0 | 0 | 0 | 0 | 0 | 0 | 0 | 0 | 40.35% | 49.9595 | 1622.6849 | 28% | 235.5747 | 7731.5613
10 | 6 | 20 | 32.7933 | 32.9033 | 32.92 | 33.2167 | 0% | 0 | 0 | 0 | 0 | 0 | 0 | 0 | 0 | 55.12% | 68.2354 | 2237.6659 | 28.68% | 241.3477 | 8016.7658
10 | 6 | 21 | 25.8033 | 25.89 | 25.9067 | 26.5967 | 0% | 0 | 0 | 0 | 0 | 0 | 0 | 0 | 0 | 79.62% | 98.5707 | 2543.4528 | 34.05% | 286.5266 | 7620.653
10 | 6 | 22 | 24.51 | 24.5933 | 24.6133 | 24.96 | 0% | 0 | 0 | 0 | 0 | 0 | 0 | 0 | 0 | 83.16% | 102.9572 | 2523.48 | 44.02% | 370.3854 | 9244.82
10 | 6 | 23 | 23.4367 | 23.5033 | 23.5233 | 23.7833 | 0% | 0 | 0 | 0 | 0 | 0 | 0 | 0 | 0 | 82.62% | 102.2934 | 2397.4172 | 62.67% | 527.3561 | 12542.287
10 | 7 | 0 | 19.4467 | 19.4867 | 19.52 | 19.72 | 0% | 0 | 0 | 0 | 0 | 0 | 0 | 0 | 0 | 83.35% | 103.1965 | 2006.8284 | 77.3% | 650.437 | 12826.6173
10 | 7 | 1 | 17.5667 | 17.5933 | 17.62 | 17.5533 | 0% | 0 | 0 | 0 | 0 | 0 | 0 | 0 | 0 | 84.85% | 105.0468 | 1845.3217 | 85.54% | 719.7527 | 12634.0593
10 | 7 | 2 | 15.88 | 15.91 | 15.93 | 16.0467 | 0% | 0 | 0 | 0 | 0 | 0 | 0 | 0 | 0 | 85.39% | 105.7157 | 1678.7656 | 92.99% | 782.4557 | 12555.8054
10 | 7 | 3 | 18.04 | 18.0633 | 18.09 | 18.1833 | 0% | 0 | 0 | 0 | 0 | 0 | 0 | 0 | 0 | 84.84% | 105.032 | 1894.7775 | 95.1% | 800.2314 | 14550.874
10 | 7 | 4 | 15.6367 | 15.6533 | 15.6767 | 15.8267 | 0% | 0 | 0 | 0 | 0 | 0 | 0 | 0 | 0 | 86.99% | 107.6964 | 1684.0126 | 99.16% | 834.4128 | 13205.9734
10 | 7 | 5 | 17.4367 | 17.4567 | 17.4867 | 17.6567 | 0% | 0 | 0 | 0 | 0 | 0 | 0 | 0 | 0 | 86.18% | 106.6961 | 1860.4246 | 99.53% | 837.4745 | 14787.0084
10 | 7 | 6 | 20.7533 | 20.7933 | 20.8367 | 21.06 | 3.998% | 4.4554 | 0.89108 | 0.89108 | 0.89108 | 92.4646 | 18.5286 | 18.5672 | 18.7662 | 84.12% | 104.139 | 2161.2308 | 98.98% | 832.8412 | 17539.6364
10 | 7 | 7 | 21.75 | 21.8 | 21.8533 | 22.0767 | 18.83% | 20.9857 | 4.1971 | 4.1971 | 4.1971 | 456.4395 | 91.4978 | 91.7216 | 92.659 | 83.22% | 103.0352 | 2241.0167 | 99.24% | 835.0398 | 18434.895
10 | 7 | 8 | 22.54 | 22.5967 | 22.64 | 22.9633 | 28.5% | 31.76 | 6.352 | 6.352 | 6.352 | 715.8709 | 143.5341 | 143.8094 | 145.8632 | 91.19% | 112.9034 | 2544.8433 | 99.17% | 834.5117 | 19163.1712
10 | 7 | 9 | 24.5533 | 24.6133 | 24.6567 | 26.06 | 38.6% | 43.0132 | 8.6026 | 8.6026 | 8.6026 | 1056.1166 | 211.7395 | 212.1122 | 224.1846 | 94.67% | 117.2076 | 2877.8368 | 98.41% | 828.0437 | 21578.82
10 | 7 | 10 | 22.8933 | 22.9567 | 22.9867 | -1.2867 | 44.15% | 49.1986 | 9.8397 | 9.8397 | 9.8397 | 1126.3198 | 225.8871 | 226.1823 | -12.6604 | 95.24% | 117.9115 | 2699.3869 | 99.3% | 835.5277 | -1075.0456
10 | 7 | 11 | 24.1667 | 24.2333 | 24.2567 | 25.1633 | 39.32% | 43.8121 | 8.7624 | 8.7624 | 8.7624 | 1058.7915 | 212.3425 | 212.5469 | 220.4915 | 95.22% | 117.8867 | 2848.9288 | 99.84% | 840.1304 | 21140.4812
10 | 7 | 12 | 23.86 | 23.9267 | 23.9467 | 25.4533 | 34.95% | 38.9519 | 7.7904 | 7.7904 | 7.7904 | 929.3935 | 186.3981 | 186.5539 | 198.2914 | 96.27% | 119.1855 | 2843.767 | 99.97% | 841.2078 | 21411.5427
10 | 7 | 13 | 25.2367 | 25.3033 | 25.3233 | 26.7967 | 32.59% | 36.3186 | 7.2637 | 7.2637 | 7.2637 | 916.5608 | 183.7964 | 183.9417 | 194.6436 | 99.06% | 122.6384 | 3094.9836 | 99.99% | 841.3891 | 22546.4233
10 | 7 | 14 | 23.8467 | 23.92 | 23.94 | 26.21 | 39.38% | 43.8788 | 8.7758 | 8.7758 | 8.7758 | 1046.3629 | 209.9161 | 210.0916 | 230.0126 | 99.62% | 123.3373 | 2941.1838 | 100% | 841.425 | 22053.7493
10 | 7 | 15 | 56.0367 | 56.18 | 56.2 | 57.28 | 41.35% | 46.0815 | 9.2163 | 9.2163 | 9.2163 | 2582.2521 | 517.7714 | 517.9558 | 527.9093 | 99% | 122.5708 | 6868.4589 | 100% | 841.4478 | 48198.13
10 | 7 | 16 | 79.7333 | 79.8867 | 79.86 | 97.7767 | 22.97% | 25.5999 | 5.12 | 5.12 | 5.12 | 2041.1674 | 409.0185 | 408.882 | 500.6151 | 98.13% | 121.495 | 9687.199 | 100% | 841.4561 | 82274.7763
10 | 7 | 17 | 37.1467 | 37.25 | 37.2833 | 43.6667 | 0.9564% | 1.0658 | 0.21316 | 0.21316 | 0.21316 | 39.5914 | 7.9403 | 7.9474 | 9.3081 | 98.76% | 122.2738 | 4542.0631 | 99.99% | 841.3882 | 36740.6166
10 | 7 | 18 | 28.32 | 28.3967 | 28.4133 | 28.8 | 0% | 0 | 0 | 0 | 0 | 0 | 0 | 0 | 0 | 98.03% | 121.3668 | 3437.1074 | 99.95% | 841.0532 | 24222.3308
10 | 7 | 19 | 31.5867 | 31.65 | 31.6367 | 32.7433 | 0% | 0 | 0 | 0 | 0 | 0 | 0 | 0 | 0 | 95.2% | 117.858 | 3722.7424 | 99.97% | 841.1985 | 27543.6424
10 | 7 | 20 | 26.4533 | 26.5333 | 26.5433 | 29.0367 | 0% | 0 | 0 | 0 | 0 | 0 | 0 | 0 | 0 | 96.25% | 119.1596 | 3152.1699 | 99.96% | 841.1102 | 24423.0373
10 | 7 | 21 | 24.77 | 24.86 | 24.8767 | 25.2433 | 0% | 0 | 0 | 0 | 0 | 0 | 0 | 0 | 0 | 90.58% | 112.1424 | 2777.7666 | 99.94% | 840.9623 | 21228.6904
10 | 7 | 22 | 24.28 | 24.37 | 24.38 | 27.6667 | 0% | 0 | 0 | 0 | 0 | 0 | 0 | 0 | 0 | 84.62% | 104.7588 | 2543.544 | 99.97% | 841.1775 | 23272.5786
10 | 7 | 23 | 25.09 | 25.18 | 25.21 | 26.3333 | 0% | 0 | 0 | 0 | 0 | 0 | 0 | 0 | 0 | 79.09% | 97.9138 | 2456.6583 | 100% | 841.4462 | 22158.0822
10 | 8 | 0 | 23.31 | 23.3867 | 23.4133 | 23.6567 | 0% | 0 | 0 | 0 | 0 | 0 | 0 | 0 | 0 | 73.26% | 90.7004 | 2114.2273 | 100% | 841.4361 | 19905.5733
10 | 8 | 1 | 18.9867 | 19.0433 | 19.07 | 19.1967 | 0% | 0 | 0 | 0 | 0 | 0 | 0 | 0 | 0 | 72.34% | 89.555 | 1700.3511 | 99.97% | 841.2409 | 16149.0221
10 | 8 | 2 | 18.51 | 18.5567 | 18.58 | 18.75 | 0% | 0 | 0 | 0 | 0 | 0 | 0 | 0 | 0 | 71.94% | 89.0599 | 1648.4992 | 99.72% | 839.1245 | 15733.5835
10 | 8 | 3 | 17.1667 | 17.2 | 17.2233 | 17.3933 | 0% | 0 | 0 | 0 | 0 | 0 | 0 | 0 | 0 | 67.18% | 83.169 | 1427.7347 | 98.63% | 829.8992 | 14434.7129
10 | 8 | 4 | 16.5833 | 16.6133 | 16.6367 | 12.7367 | 0% | 0 | 0 | 0 | 0 | 0 | 0 | 0 | 0 | 50.88% | 62.9865 | 1044.5269 | 94.83% | 797.9372 | 10163.06
10 | 8 | 5 | 18.94 | 18.67 | 18.6933 | 11.5933 | 0% | 0 | 0 | 0 | 0 | 0 | 0 | 0 | 0 | 43.78% | 54.2009 | 1026.5659 | 88.34% | 743.3614 | 8618.0369
10 | 8 | 6 | 26.9467 | 27 | 27 | 29.3467 | 4.84% | 5.3933 | 1.0787 | 1.0787 | 1.0787 | 145.3322 | 29.124 | 29.124 | 31.6552 | 37.83% | 46.8317 | 1261.9574 | 83.15% | 699.6978 | 20533.7989
10 | 8 | 7 | 20.9567 | 21.01 | 21.0567 | 22.7067 | 28.78% | 32.072 | 6.4144 | 6.4144 | 6.4144 | 672.1231 | 134.7667 | 135.0661 | 145.6498 | 26.4% | 32.6889 | 685.0496 | 78.48% | 660.3988 | 14995.4555
10 | 8 | 8 | 23.0967 | 23.12 | 23.15 | 24.1067 | 44.76% | 49.885 | 9.977 | 9.977 | 9.977 | 1152.1781 | 230.6684 | 230.9677 | 240.5124 | 19.17% | 23.7382 | 548.2739 | 66.94% | 563.2775 | 13578.744
10 | 8 | 9 | 23.7467 | 23.7833 | 23.7967 | 23.82 | 54.74% | 61.0029 | 12.2006 | 12.2006 | 12.2006 | 1448.6148 | 290.1703 | 290.333 | 290.6177 | 21.83% | 27.0328 | 641.9381 | 50.16% | 422.0416 | 10053.0301
10 | 8 | 10 | 23.8167 | 23.85 | 23.8833 | 25.09 | 57.15% | 63.6844 | 12.7369 | 12.7369 | 12.7369 | 1516.75 | 303.7746 | 304.1991 | 319.5683 | 22.26% | 27.5605 | 656.4 | 42.78% | 359.9632 | 9031.4762
10 | 8 | 11 | 25.2833 | 25.3167 | 25.3267 | 27.28 | 56.59% | 63.0659 | 12.6132 | 12.6132 | 12.6132 | 1594.5165 | 319.3237 | 319.4499 | 344.0876 | 20% | 24.7579 | 625.961 | 35.14% | 295.7251 | 8067.3816
10 | 8 | 12 | 24.0833 | 24.1267 | 24.1333 | 25.42 | 56.18% | 62.6013 | 12.5203 | 12.5203 | 12.5203 | 1507.6475 | 302.072 | 302.1555 | 318.2649 | 20.67% | 25.5921 | 616.3425 | 30.21% | 254.2019 | 6461.8132
10 | 8 | 13 | 30.1233 | 30.15 | 30.12 | 33.3433 | 55.21% | 61.5194 | 12.3039 | 12.3039 | 12.3039 | 1853.1695 | 370.962 | 370.5929 | 410.2524 | 22.52% | 27.8851 | 839.9936 | 29.08% | 244.7242 | 8159.9207
10 | 8 | 14 | 27.76 | 27.7833 | 27.7833 | 27.7567 | 52.86% | 58.9108 | 11.7822 | 11.7822 | 11.7822 | 1635.3634 | 327.3476 | 327.3476 | 327.0334 | 21.11% | 26.1346 | 725.4957 | 26.07% | 219.3402 | 6088.1534
10 | 8 | 15 | 27.4 | 27.4433 | 27.4433 | 27.43 | 42.72% | 47.6076 | 9.5215 | 9.5215 | 9.5215 | 1304.4481 | 261.3022 | 261.3022 | 261.1753 | 19.07% | 23.609 | 646.8864 | 25.58% | 215.2648 | 5904.7146
10 | 8 | 16 | 27.6867 | 27.7567 | 27.76 | 28.4667 | 21.63% | 24.0991 | 4.8198 | 4.8198 | 4.8198 | 667.2247 | 133.7823 | 133.7984 | 137.2044 | 12.7% | 15.7253 | 435.3818 | 23.97% | 201.7163 | 5742.1915
10 | 8 | 17 | 32.8867 | 32.9667 | 32.9533 | 33.1167 | 0.6592% | 0.73464 | 0.14693 | 0.14693 | 0.14693 | 24.1598 | 4.8437 | 4.8418 | 4.8658 | 19.59% | 24.2592 | 797.8033 | 23.02% | 193.7313 | 6415.7333
10 | 8 | 18 | 31.57 | 31.67 | 31.65 | 18.5767 | 0% | 0 | 0 | 0 | 0 | 0 | 0 | 0 | 0 | 25.52% | 31.5992 | 997.5865 | 20.08% | 168.9689 | 3138.8794
10 | 8 | 19 | 34.8767 | 34.9733 | 34.94 | 10.48 | 0% | 0 | 0 | 0 | 0 | 0 | 0 | 0 | 0 | 35.78% | 44.293 | 1544.7908 | 14.84% | 124.8766 | 1308.7064
10 | 8 | 20 | 27.5833 | 27.6667 | 27.65 | 23.1833 | 0% | 0 | 0 | 0 | 0 | 0 | 0 | 0 | 0 | 48.51% | 60.0543 | 1656.4966 | 15.5% | 130.4272 | 3023.7377
10 | 8 | 21 | 28.8033 | 28.8967 | 28.8467 | 15.0733 | 0% | 0 | 0 | 0 | 0 | 0 | 0 | 0 | 0 | 40.57% | 50.2239 | 1446.6163 | 13.18% | 110.9041 | 1671.695
10 | 8 | 22 | 26.21 | 26.2933 | 26.2133 | 26.37 | 0% | 0 | 0 | 0 | 0 | 0 | 0 | 0 | 0 | 40.24% | 49.814 | 1305.6245 | 14.21% | 119.5316 | 3152.0482
10 | 8 | 23 | 20.69 | 20.75 | 20.75 | 20.95 | 0% | 0 | 0 | 0 | 0 | 0 | 0 | 0 | 0 | 36.92% | 45.7133 | 945.8072 | 14.27% | 120.0547 | 2515.1463
10 | 9 | 0 | 21.6 | 21.6633 | 21.6833 | 21.9167 | 0% | 0 | 0 | 0 | 0 | 0 | 0 | 0 | 0 | 25.74% | 31.8707 | 688.4063 | 14.04% | 118.1446 | 2589.3369
10 | 9 | 1 | 17.6367 | 17.7167 | 17.7333 | 17.92 | 0% | 0 | 0 | 0 | 0 | 0 | 0 | 0 | 0 | 28.35% | 35.1024 | 619.0896 | 10.3% | 86.7005 | 1553.6727
10 | 9 | 2 | 16.0833 | 16.1333 | 16.1567 | 16.3233 | 0% | 0 | 0 | 0 | 0 | 0 | 0 | 0 | 0 | 27.98% | 34.6429 | 557.1738 | 9.384% | 78.9633 | 1288.9437
10 | 9 | 3 | 15.2233 | 15.2567 | 15.2767 | 15.4333 | 0% | 0 | 0 | 0 | 0 | 0 | 0 | 0 | 0 | 26.24% | 32.4921 | 494.6375 | 10.54% | 88.6978 | 1368.9034
10 | 9 | 4 | 14.1533 | 14.1967 | 14.2133 | 14.85 | 0% | 0 | 0 | 0 | 0 | 0 | 0 | 0 | 0 | 29.05% | 35.9631 | 508.9984 | 12.23% | 102.879 | 1527.7526
10 | 9 | 5 | 17.6133 | 17.6867 | 17.6867 | 18.01 | 0% | 0 | 0 | 0 | 0 | 0 | 0 | 0 | 0 | 26.05% | 32.2541 | 568.1026 | 20.04% | 168.6443 | 3037.2836
10 | 9 | 6 | 19.7833 | 19.85 | 19.8633 | 21.3 | 5.933% | 6.6118 | 1.3224 | 1.3224 | 1.3224 | 130.8025 | 26.2487 | 26.2663 | 28.1661 | 22.44% | 27.7767 | 549.516 | 26.65% | 224.2545 | 4776.6205
10 | 9 | 7 | 19.5067 | 19.5767 | 19.5967 | 21.4067 | 29.29% | 32.6392 | 6.5278 | 6.5278 | 6.5278 | 636.6828 | 127.7935 | 127.9241 | 139.7395 | 17.34% | 21.4687 | 418.7823 | 38.29% | 322.229 | 6897.8478
10 | 9 | 8 | 21.2333 | 21.3167 | 21.3267 | 24 | 45.9% | 51.1455 | 10.2291 | 10.2291 | 10.2291 | 1085.989 | 218.0502 | 218.1525 | 245.4983 | 14.93% | 18.488 | 392.561 | 56.96% | 479.2893 | 11502.9421
10 | 9 | 9 | 23.2 | 23.3133 | 23.3033 | 24.0267 | 57.27% | 63.8197 | 12.7639 | 12.7639 | 12.7639 | 1480.6172 | 297.57 | 297.4424 | 306.675 | 11.42% | 14.1404 | 328.0564 | 71.67% | 603.0528 | 14489.348
10 | 9 | 10 | 27.87 | 27.98 | 27.9767 | 31.04 | 56.83% | 63.326 | 12.6652 | 12.6652 | 12.6652 | 1764.8966 | 354.3725 | 354.3303 | 393.128 | 8.781% | 10.8711 | 302.9787 | 83.79% | 705.0368 | 21884.3424
10 | 9 | 11 | 31.9633 | 32.08 | 32.0867 | 35.58 | 56.39% | 62.8453 | 12.5691 | 12.5691 | 12.5691 | 2008.7464 | 403.2157 | 403.2995 | 447.2074 | 4.924% | 6.096 | 194.8484 | 86.49% | 727.7579 | 25893.6265
10 | 9 | 12 | 38.7767 | 38.9167 | 38.9233 | 41.03 | 56.81% | 63.3075 | 12.6615 | 12.6615 | 12.6615 | 2454.8538 | 492.7434 | 492.8278 | 519.5013 | 2.804% | 3.4721 | 134.6352 | 90.37% | 760.4354 | 31200.666
10 | 9 | 13 | 30.1467 | 30.2467 | 30.25 | 30.9333 | 57.3% | 63.8537 | 12.7707 | 12.7707 | 12.7707 | 1924.9759 | 386.2723 | 386.3148 | 395.0415 | 1.466% | 1.8147 | 54.7067 | 92.69% | 779.9381 | 24126.0852
10 | 9 | 14 | 33.1967 | 33.2867 | 33.2833 | 39.6633 | 53.63% | 59.7622 | 11.9524 | 11.9524 | 11.9524 | 1983.9058 | 397.8569 | 397.817 | 474.0736 | 0.8504% | 1.0528 | 34.9489 | 90.53% | 761.7692 | 30214.3052
10 | 9 | 15 | 30.4933 | 30.58 | 30.5667 | 30.9433 | 41.9% | 46.6938 | 9.3388 | 9.3388 | 9.3388 | 1423.8488 | 285.5791 | 285.4546 | 288.9722 | 0.8536% | 1.0569 | 32.227 | 90.63% | 762.6429 | 23598.714
10 | 9 | 16 | 31.68 | 31.7567 | 31.7467 | 32.9867 | 20.47% | 22.8109 | 4.5622 | 4.5622 | 4.5622 | 722.649 | 144.8796 | 144.834 | 150.4911 | 0.8706% | 1.0779 | 34.1478 | 92.29% | 776.5477 | 25615.7212
10 | 9 | 17 | 57.9367 | 58.0333 | 57.98 | 58.5167 | 0.4291% | 0.47823 | 0.095645 | 0.095645 | 0.095645 | 27.7068 | 5.5506 | 5.5455 | 5.5968 | 0.986% | 1.2207 | 70.7237 | 86.14% | 724.8338 | 42414.8583
10 | 9 | 18 | 45.9367 | 46.8533 | 46.8967 | 47.2433 | 0% | 0 | 0 | 0 | 0 | 0 | 0 | 0 | 0 | 1.887% | 2.3366 | 107.3362 | 84.22% | 708.6574 | 33479.3368
10 | 9 | 19 | 40.27 | 40.9667 | 40.9833 | 42.3567 | 0% | 0 | 0 | 0 | 0 | 0 | 0 | 0 | 0 | 2.436% | 3.0159 | 121.4494 | 82.49% | 694.1583 | 29402.2312
10 | 9 | 20 | 47.11 | 47.24 | 47.17 | 47.63 | 0% | 0 | 0 | 0 | 0 | 0 | 0 | 0 | 0 | 4.379% | 5.4215 | 255.4046 | 84.09% | 707.5816 | 33702.1121
10 | 9 | 21 | 29.7533 | 29.84 | 29.8233 | 30.4567 | 0% | 0 | 0 | 0 | 0 | 0 | 0 | 0 | 0 | 13.54% | 16.7649 | 498.8108 | 84.81% | 713.657 | 21735.6147
10 | 9 | 22 | 24.8067 | 24.8733 | 24.87 | 25.96 | 0% | 0 | 0 | 0 | 0 | 0 | 0 | 0 | 0 | 14.95% | 18.5059 | 459.0691 | 90.16% | 758.6856 | 19695.4774
10 | 9 | 23 | 22.9367 | 23.0133 | 23.0267 | 33.13 | 0% | 0 | 0 | 0 | 0 | 0 | 0 | 0 | 0 | 18.18% | 22.5041 | 516.1702 | 95.68% | 805.1419 | 26674.3512
10 | 10 | 0 | 27.2733 | 27.3933 | 27.3567 | 28.67 | 0% | 0 | 0 | 0 | 0 | 0 | 0 | 0 | 0 | 27.09% | 33.534 | 914.5835 | 96.9% | 815.3616 | 23376.4177
10 | 10 | 1 | 21.47 | 21.52 | 21.54 | 22.2667 | 0% | 0 | 0 | 0 | 0 | 0 | 0 | 0 | 0 | 32.62% | 40.3847 | 867.0585 | 95.13% | 800.5194 | 17824.8976
10 | 10 | 2 | 19.6067 | 19.66 | 19.6733 | 20.1833 | 0% | 0 | 0 | 0 | 0 | 0 | 0 | 0 | 0 | 30.54% | 37.8105 | 741.3381 | 89.47% | 752.888 | 15195.7898
10 | 10 | 3 | 17.28 | 17.3167 | 17.3333 | 17.5133 | 0% | 0 | 0 | 0 | 0 | 0 | 0 | 0 | 0 | 27.76% | 34.3692 | 593.9002 | 66.53% | 559.8314 | 9804.5131
10 | 10 | 4 | 16.3933 | 16.44 | 16.4467 | 16.5967 | 0% | 0 | 0 | 0 | 0 | 0 | 0 | 0 | 0 | 25.1% | 31.0728 | 509.3865 | 44.61% | 375.4106 | 6230.5644
10 | 10 | 5 | 15.7533 | 15.78 | 15.8 | 16.1833 | 0% | 0 | 0 | 0 | 0 | 0 | 0 | 0 | 0 | 28.97% | 35.8645 | 564.9858 | 46.43% | 390.7014 | 6322.8505
10 | 10 | 6 | 23.66 | 23.72 | 23.7433 | 26.1467 | 2.912% | 3.245 | 0.649 | 0.649 | 0.649 | 76.7771 | 15.3944 | 15.4095 | 16.9693 | 31.98% | 39.5899 | 936.6962 | 56.24% | 473.2674 | 12374.3641
10 | 10 | 7 | 24.7433 | 24.8133 | 24.83 | 30.12 | 24.36% | 27.1471 | 5.4294 | 5.4294 | 5.4294 | 671.7086 | 134.7218 | 134.8123 | 163.5339 | 34.2% | 42.3398 | 1047.6271 | 65.86% | 554.1472 | 16690.9137
10 | 10 | 8 | 22.94 | 23.0133 | 23.0333 | 29.9033 | 46.04% | 51.3098 | 10.262 | 10.262 | 10.262 | 1177.0475 | 236.162 | 236.3673 | 306.867 | 35.5% | 43.9504 | 1008.222 | 62.93% | 529.5368 | 15834.9156
10 | 10 | 9 | 31.8633 | 31.98 | 31.9967 | 32.3433 | 54.51% | 60.7483 | 12.1497 | 12.1497 | 12.1497 | 1935.6436 | 388.5462 | 388.7487 | 392.9606 | 32.33% | 40.0299 | 1275.4872 | 58.3% | 490.5699 | 15866.6654
10 | 10 | 10 | 27.7733 | 27.87 | 27.89 | 28.6333 | 53.38% | 59.4879 | 11.8976 | 11.8976 | 11.8976 | 1652.1764 | 331.5854 | 331.8233 | 340.6672 | 30.03% | 37.1774 | 1032.5413 | 53.07% | 446.5872 | 12787.2804
10 | 10 | 11 | 27.28 | 27.4967 | 27.54 | 29.4367 | 51.95% | 57.8925 | 11.5785 | 11.5785 | 11.5785 | 1579.3086 | 318.3704 | 318.8721 | 340.8327 | 30.81% | 38.1487 | 1040.6966 | 58.61% | 493.2079 | 14518.3974
10 | 10 | 12 | 28.7833 | 29.25 | 29.3467 | 29.8933 | 51.44% | 57.3223 | 11.4645 | 11.4645 | 11.4645 | 1649.9256 | 335.3352 | 336.4434 | 342.7107 | 32.94% | 40.7754 | 1173.6523 | 64.05% | 538.9389 | 16110.6792
10 | 10 | 13 | 31.83 | 32.6033 | 32.75 | 33.3033 | 52.26% | 58.2342 | 11.6468 | 11.6468 | 11.6468 | 1853.5953 | 379.726 | 381.4342 | 387.8788 | 32.17% | 39.8219 | 1267.53 | 66.42% | 558.8548 | 18611.7268
10 | 10 | 14 | 32.0133 | 32.5867 | 32.7067 | 33.2 | 49.28% | 54.9182 | 10.9836 | 10.9836 | 10.9836 | 1758.1131 | 357.9199 | 359.2379 | 364.6565 | 30.51% | 37.7733 | 1209.2497 | 65.08% | 547.6249 | 18181.1464
10 | 10 | 15 | 34.2267 | 34.7233 | 34.82 | 35.15 | 39.4% | 43.9047 | 8.7809 | 8.7809 | 8.7809 | 1502.7129 | 304.9038 | 305.7526 | 308.6503 | 27.02% | 33.4579 | 1145.1534 | 68.75% | 578.4726 | 20333.3112
10 | 10 | 16 | 35.4333 | 35.6433 | 35.6767 | 36.05 | 18.87% | 21.0327 | 4.2065 | 4.2065 | 4.2065 | 745.258 | 149.935 | 150.0752 | 151.6456 | 21.38% | 26.4693 | 937.8967 | 69.72% | 586.6595 | 21149.075
10 | 10 | 17 | 44.8433 | 45.5667 | 45.6233 | 45.8133 | 1.083% | 1.2067 | 0.24134 | 0.24134 | 0.24134 | 54.1119 | 10.9969 | 11.0106 | 11.0565 | 31.03% | 38.4151 | 1722.6602 | 67.05% | 564.1824 | 25847.0744
10 | 10 | 18 | 29.7367 | 30.0833 | 30.1233 | 30.4033 | 0% | 0 | 0 | 0 | 0 | 0 | 0 | 0 | 0 | 39.29% | 48.6399 | 1446.3877 | 67.67% | 569.4273 | 17312.488
10 | 10 | 19 | 42.1333 | 42.3 | 42.2667 | 42.67 | 0% | 0 | 0 | 0 | 0 | 0 | 0 | 0 | 0 | 40.08% | 49.6182 | 2090.5815 | 65.68% | 552.6638 | 23582.1637
10 | 10 | 20 | 29.74 | 29.8633 | 29.87 | 30.4233 | 0% | 0 | 0 | 0 | 0 | 0 | 0 | 0 | 0 | 40.6% | 50.2704 | 1495.0411 | 54.54% | 458.9026 | 13961.348
10 | 10 | 21 | 24.66 | 24.7667 | 24.7767 | 26.2633 | 0% | 0 | 0 | 0 | 0 | 0 | 0 | 0 | 0 | 46.02% | 56.9784 | 1405.0876 | 42.8% | 360.1357 | 9458.3637
10 | 10 | 22 | 20.92 | 20.9933 | 21.0133 | 22.6067 | 0% | 0 | 0 | 0 | 0 | 0 | 0 | 0 | 0 | 54.2% | 67.1048 | 1403.8314 | 30.83% | 259.3864 | 5863.8616
10 | 10 | 23 | 18.0267 | 18.0833 | 18.11 | 18.31 | 0% | 0 | 0 | 0 | 0 | 0 | 0 | 0 | 0 | 50.24% | 62.1976 | 1121.2153 | 22.31% | 187.7621 | 3437.9238
10 | 11 | 0 | 18.89 | 18.9533 | 18.99 | 19.3333 | 0% | 0 | 0 | 0 | 0 | 0 | 0 | 0 | 0 | 47.33% | 58.5981 | 1106.9173 | 17.43% | 146.6993 | 2836.1857
10 | 11 | 1 | 16.9467 | 17.0033 | 17.0367 | 17.2133 | 0% | 0 | 0 | 0 | 0 | 0 | 0 | 0 | 0 | 53.72% | 66.5124 | 1127.1635 | 13.13% | 110.4456 | 1901.1371
10 | 11 | 2 | 14.0067 | 14.0467 | 14.0733 | 14.22 | 0% | 0 | 0 | 0 | 0 | 0 | 0 | 0 | 0 | 55.4% | 68.5936 | 960.7682 | 9.379% | 78.9181 | 1122.2148
10 | 11 | 3 | 16.1 | 16.1433 | 16.1767 | 16.3333 | 0% | 0 | 0 | 0 | 0 | 0 | 0 | 0 | 0 | 57.26% | 70.8877 | 1141.2918 | 5.705% | 48.0013 | 784.0204
10 | 11 | 4 | 16.2767 | 16.3233 | 16.3567 | 16.52 | 0% | 0 | 0 | 0 | 0 | 0 | 0 | 0 | 0 | 50.54% | 62.5694 | 1018.4215 | 2.393% | 20.1338 | 332.6105
10 | 11 | 5 | 16.8433 | 16.89 | 16.92 | 17.0833 | 0% | 0 | 0 | 0 | 0 | 0 | 0 | 0 | 0 | 43.55% | 53.9157 | 908.1195 | 0.7259% | 6.1085 | 104.3528
10 | 11 | 6 | 27.2867 | 27.3633 | 27.4033 | 27.9467 | 2.771% | 3.0875 | 0.61749 | 0.61749 | 0.61749 | 84.2466 | 16.8967 | 16.9214 | 17.2569 | 42.39% | 52.4818 | 1432.0524 | 0.3704% | 3.117 | 87.1108
10 | 11 | 7 | 29.5 | 29.5933 | 29.62 | 29.9733 | 11.51% | 12.8293 | 2.5659 | 2.5659 | 2.5659 | 378.4647 | 75.9324 | 76.0008 | 76.9074 | 31.44% | 38.9227 | 1148.2202 | 0.2916% | 2.4536 | 73.5438
10 | 11 | 8 | 28.36 | 28.4633 | 28.4867 | 42.05 | 9.974% | 11.1147 | 2.2229 | 2.2229 | 2.2229 | 315.2141 | 63.2725 | 63.3244 | 93.475 | 28.35% | 35.0939 | 995.262 | 0.5739% | 4.8289 | 203.0569
10 | 11 | 9 | 30.9 | 30.9967 | 31.0167 | 38.4567 | 11.47% | 12.7811 | 2.5562 | 2.5562 | 2.5562 | 394.9365 | 79.2344 | 79.2855 | 98.3038 | 38.3% | 47.4233 | 1465.3792 | 2.131% | 17.9342 | 689.6891
10 | 11 | 10 | 30.6067 | 30.7 | 30.7233 | 34.5233 | 11.26% | 12.5439 | 2.5088 | 2.5088 | 2.5088 | 383.9257 | 77.0193 | 77.0778 | 86.6112 | 49.22% | 60.9308 | 1864.8887 | 5.108% | 42.9801 | 1483.8147
10 | 11 | 11 | 32.5767 | 32.6833 | 32.7 | 36.8733 | 10.2% | 11.3625 | 2.2725 | 2.2725 | 2.2725 | 370.1525 | 74.2729 | 74.3108 | 83.7947 | 59.19% | 73.2853 | 2387.3916 | 10.77% | 90.592 | 3340.4276
10 | 11 | 12 | 27.9933 | 28.1 | 28.1267 | 34.4833 | 6.952% | 7.7468 | 1.5494 | 1.5494 | 1.5494 | 216.8579 | 43.5368 | 43.5782 | 53.4269 | 66.5% | 82.3281 | 2304.6381 | 16.3% | 137.1908 | 4730.7967
10 | 11 | 13 | 56.84 | 57.02 | 57.0267 | 59.1067 | 6.058% | 6.7514 | 1.3503 | 1.3503 | 1.3503 | 383.7491 | 76.9929 | 77.0019 | 79.8104 | 70.03% | 86.7064 | 4928.3905 | 19.38% | 163.1044 | 9640.5545
10 | 11 | 14 | 32.7167 | 32.8433 | 32.8767 | 35.6633 | 3.294% | 3.6707 | 0.73415 | 0.73415 | 0.73415 | 120.0939 | 24.1118 | 24.1362 | 26.1821 | 68.16% | 84.3828 | 2760.7249 | 24.12% | 202.9869 | 7239.1901
10 | 11 | 15 | 31.6533 | 31.8033 | 31.84 | 34.4533 | 0.8428% | 0.93915 | 0.18783 | 0.18783 | 0.18783 | 29.7273 | 5.9736 | 5.9805 | 6.4714 | 62.65% | 77.5626 | 2455.1148 | 30.96% | 260.5035 | 8975.2152
10 | 11 | 16 | 26.29 | 26.3967 | 26.43 | 27.11 | 0.2916% | 0.325 | 0.064999 | 0.064999 | 0.064999 | 8.5441 | 1.7158 | 1.7179 | 1.7621 | 53.4% | 66.1155 | 1738.1766 | 38.99% | 328.0498 | 8893.4296
10 | 11 | 17 | 25.3067 | 25.4233 | 25.45 | 23.5167 | 0.09426% | 0.10504 | 0.021007 | 0.021007 | 0.021007 | 2.6581 | 0.53408 | 0.53464 | 0.49402 | 46.64% | 57.742 | 1461.2578 | 43.7% | 367.695 | 8646.9604
10 | 11 | 18 | 24.2933 | 24.4567 | 24.47 | 24.71 | 0% | 0 | 0 | 0 | 0 | 0 | 0 | 0 | 0 | 51.84% | 64.1863 | 1559.2986 | 47.76% | 401.8457 | 9929.608
10 | 11 | 19 | 25.0767 | 25.1867 | 25.1933 | 28.8867 | 0% | 0 | 0 | 0 | 0 | 0 | 0 | 0 | 0 | 49.47% | 61.2451 | 1535.822 | 51.66% | 434.7167 | 12557.5168
10 | 11 | 20 | 25.8367 | 25.9433 | 25.9667 | 30.1433 | 0% | 0 | 0 | 0 | 0 | 0 | 0 | 0 | 0 | 45.36% | 56.1604 | 1450.9987 | 49.43% | 415.9478 | 12538.0536
10 | 11 | 21 | 25.6533 | 25.7767 | 25.8 | 27.6033 | 0% | 0 | 0 | 0 | 0 | 0 | 0 | 0 | 0 | 39.53% | 48.9458 | 1255.6226 | 42.37% | 356.5594 | 9842.2267
10 | 11 | 22 | 24.3267 | 24.4467 | 24.47 | 26.2567 | 0% | 0 | 0 | 0 | 0 | 0 | 0 | 0 | 0 | 30.57% | 37.8465 | 920.678 | 46.64% | 392.4654 | 10304.8341
10 | 11 | 23 | 21.1633 | 21.2567 | 21.2933 | 22.8567 | 0% | 0 | 0 | 0 | 0 | 0 | 0 | 0 | 0 | 23.67% | 29.3041 | 620.1728 | 53.24% | 447.9635 | 10238.9532
10 | 12 | 0 | 25.59 | 25.7 | 25.66 | 26.4367 | 0% | 0 | 0 | 0 | 0 | 0 | 0 | 0 | 0 | 17.55% | 21.7293 | 556.0523 | 58.1% | 488.92 | 12925.4159
10 | 12 | 1 | 24.1067 | 24.2067 | 24.1067 | 24.2133 | 0% | 0 | 0 | 0 | 0 | 0 | 0 | 0 | 0 | 15.06% | 18.6428 | 449.4169 | 58.97% | 496.2433 | 12015.7037
10 | 12 | 2 | 24.6967 | 24.7933 | 24.6633 | 24.7367 | 0% | 0 | 0 | 0 | 0 | 0 | 0 | 0 | 0 | 10.89% | 13.4835 | 332.9966 | 53.52% | 450.3224 | 11139.476
10 | 12 | 3 | 21.1167 | 21.1767 | 21.1033 | 21.2033 | 0% | 0 | 0 | 0 | 0 | 0 | 0 | 0 | 0 | 9.902% | 12.2593 | 258.8762 | 50.94% | 428.6023 | 9087.7978
10 | 12 | 4 | 18.2533 | 18.2967 | 18.2567 | 18.3667 | 0% | 0 | 0 | 0 | 0 | 0 | 0 | 0 | 0 | 10.7% | 13.2504 | 241.8636 | 39.92% | 335.9451 | 6170.1918
10 | 12 | 5 | 14.2767 | 14.3067 | 14.2633 | 14.3233 | 0% | 0 | 0 | 0 | 0 | 0 | 0 | 0 | 0 | 9.389% | 11.6239 | 165.9507 | 30.09% | 253.1975 | 3626.6315
10 | 12 | 6 | 22.8033 | 22.8633 | 22.8133 | 22.96 | 2.903% | 3.2345 | 0.6469 | 0.6469 | 0.6469 | 73.7577 | 14.7904 | 14.758 | 14.8529 | 9.966% | 12.3386 | 281.3622 | 25.33% | 213.1354 | 4893.5887
10 | 12 | 7 | 25.6133 | 25.69 | 25.68 | 25.8867 | 10.7% | 11.9204 | 2.3841 | 2.3841 | 2.3841 | 305.3221 | 61.2472 | 61.2234 | 61.7161 | 9.012% | 11.1569 | 285.7653 | 18.27% | 153.7078 | 3978.9818
10 | 12 | 8 | 24.2167 | 24.29 | 24.29 | 25.66 | 7.207% | 8.0316 | 1.6063 | 1.6063 | 1.6063 | 194.4987 | 39.0175 | 39.0175 | 41.2182 | 4.892% | 6.0571 | 146.6829 | 15.2% | 127.8675 | 3281.0811
10 | 12 | 9 | 25.27 | 25.3367 | 25.3133 | 26.4333 | 11.65% | 12.9875 | 2.5975 | 2.5975 | 2.5975 | 328.1937 | 65.8119 | 65.7513 | 68.6605 | 4.384% | 5.4277 | 137.157 | 9.248% | 77.8187 | 2057.0086
10 | 12 | 10 | 21.72 | 21.78 | 21.7667 | 23.7667 | 13.22% | 14.728 | 2.9456 | 2.9456 | 2.9456 | 319.8923 | 64.1552 | 64.1159 | 70.0071 | 4.578% | 5.6678 | 123.1048 | 3.959% | 33.314 | 791.7616
10 | 12 | 11 | 21.6 | 21.6633 | 21.6467 | 25.3767 | 18.47% | 20.586 | 4.1172 | 4.1172 | 4.1172 | 444.6569 | 89.1921 | 89.1235 | 104.4806 | 4.528% | 5.606 | 121.0897 | 1.471% | 12.3753 | 314.0433
10 | 12 | 12 | 18.8433 | 18.9033 | 18.8967 | 23.9433 | 20.13% | 22.4315 | 4.4863 | 4.4863 | 4.4863 | 422.6847 | 84.8061 | 84.7762 | 107.4171 | 2.13% | 2.6368 | 49.6866 | 0.2197% | 1.8483 | 44.2545
10 | 12 | 13 | 18.8667 | 18.9233 | 18.9267 | 24.1467 | 30.42% | 33.8954 | 6.7791 | 6.7791 | 6.7791 | 639.4924 | 128.2826 | 128.3052 | 163.692 | 1.957% | 2.423 | 45.7143 | 0.006069% | 0.051065 | 1.233
10 | 12 | 14 | 16.83 | 16.89 | 16.9 | 21.4533 | 42.61% | 47.4797 | 9.4959 | 9.4959 | 9.4959 | 799.0833 | 160.3864 | 160.4814 | 203.7196 | 2.319% | 2.8705 | 48.3103 | 0.0001385% | 0.0011654 | 0.025002
10 | 12 | 15 | 20.6367 | 20.7167 | 20.74 | 22.8033 | 36.83% | 41.0459 | 8.2092 | 8.2092 | 8.2092 | 847.0503 | 170.0668 | 170.2583 | 187.1966 | 4.596% | 5.6906 | 117.4346 | 0.001849% | 0.015561 | 0.35483
10 | 12 | 16 | 23.1933 | 23.2733 | 23.28 | 23.96 | 16.33% | 18.2016 | 3.6403 | 3.6403 | 3.6403 | 422.1565 | 84.7225 | 84.7468 | 87.2222 | 13.38% | 16.5648 | 384.1931 | 0.06072% | 0.51094 | 12.2421
10 | 12 | 17 | 31.1733 | 31.2633 | 31.1867 | 31.5167 | 0.9475% | 1.0559 | 0.21119 | 0.21119 | 0.21119 | 32.9168 | 6.6024 | 6.5862 | 6.6559 | 20.96% | 25.9442 | 808.7687 | 0.1404% | 1.1817 | 37.2445
10 | 12 | 18 | 26.2833 | 26.3567 | 26.3067 | 26.5167 | 0% | 0 | 0 | 0 | 0 | 0 | 0 | 0 | 0 | 17.16% | 21.2398 | 558.2518 | 0.5728% | 4.8197 | 127.8014
10 | 12 | 19 | 31.7 | 31.78 | 31.74 | 32.0267 | 0% | 0 | 0 | 0 | 0 | 0 | 0 | 0 | 0 | 19.63% | 24.3039 | 770.4348 | 1.046% | 8.7976 | 281.7576
10 | 12 | 20 | 26.72 | 26.7967 | 26.7667 | 27.1333 | 0% | 0 | 0 | 0 | 0 | 0 | 0 | 0 | 0 | 22.39% | 27.7192 | 740.6559 | 1.834% | 15.4327 | 418.741
10 | 12 | 21 | 26.8533 | 26.94 | 26.8933 | 27.0933 | 0% | 0 | 0 | 0 | 0 | 0 | 0 | 0 | 0 | 18.39% | 22.7668 | 611.3634 | 2.996% | 25.2124 | 683.0871
10 | 12 | 22 | 22.9567 | 23.0267 | 23.0267 | 23.2367 | 0% | 0 | 0 | 0 | 0 | 0 | 0 | 0 | 0 | 18.2% | 22.5299 | 517.2124 | 3.541% | 29.7926 | 692.2815
10 | 12 | 23 | 17.7833 | 17.8267 | 17.8433 | 17.9933 | 0% | 0 | 0 | 0 | 0 | 0 | 0 | 0 | 0 | 14.29% | 17.6887 | 314.5633 | 4.08% | 34.3313 | 617.7346
10 | 13 | 0 | 20.44 | 20.5067 | 20.44 | 21.0467 | 0% | 0 | 0 | 0 | 0 | 0 | 0 | 0 | 0 | 9.098% | 11.2634 | 230.2244 | 4.671% | 39.3031 | 827.2002
10 | 13 | 1 | 15.9567 | 15.99 | 15.9433 | 17.9233 | 0% | 0 | 0 | 0 | 0 | 0 | 0 | 0 | 0 | 7.585% | 9.3906 | 149.8428 | 5.726% | 48.1802 | 863.5498
10 | 13 | 2 | 15.3633 | 15.4033 | 15.3533 | 15.4267 | 0% | 0 | 0 | 0 | 0 | 0 | 0 | 0 | 0 | 7.069% | 8.7522 | 134.4635 | 7.872% | 66.2428 | 1021.9055
10 | 13 | 3 | 13.9667 | 14 | 13.9433 | 14.0033 | 0% | 0 | 0 | 0 | 0 | 0 | 0 | 0 | 0 | 8.004% | 9.9093 | 138.4005 | 10.96% | 92.2503 | 1291.8115
10 | 13 | 4 | 15.3533 | 15.4333 | 15.3533 | 15.3867 | 0% | 0 | 0 | 0 | 0 | 0 | 0 | 0 | 0 | 6.612% | 8.1861 | 125.6837 | 17.32% | 145.7277 | 2242.2628
10 | 13 | 5 | 18.2433 | 18.2767 | 18.2133 | 18.2967 | 0% | 0 | 0 | 0 | 0 | 0 | 0 | 0 | 0 | 7.346% | 9.0943 | 165.9103 | 26.84% | 225.8509 | 4132.3182
10 | 13 | 6 | 28.82 | 28.8533 | 28.83 | 29.0367 | 1.232% | 1.3729 | 0.27458 | 0.27458 | 0.27458 | 39.5667 | 7.9225 | 7.9161 | 7.9728 | 13.47% | 16.6744 | 480.556 | 30.45% | 256.255 | 7440.7916
10 | 13 | 7 | 20.4833 | 20.52 | 20.5067 | 20.6767 | 21.68% | 24.1603 | 4.8321 | 4.8321 | 4.8321 | 494.8836 | 99.1539 | 99.0895 | 99.9109 | 22.04% | 27.2865 | 558.9182 | 28.76% | 242.013 | 5004.0216
10 | 13 | 8 | 23.7767 | 23.8433 | 23.8367 | 24.03 | 40.75% | 45.4055 | 9.0811 | 9.0811 | 9.0811 | 1079.5922 | 216.5238 | 216.4633 | 218.219 | 27.28% | 33.7786 | 803.1418 | 30.97% | 260.5947 | 6262.0907
10 | 13 | 9 | 25.9067 | 25.9667 | 25.9633 | 26.2 | 59.96% | 66.8145 | 13.3629 | 13.3629 | 13.3629 | 1730.9407 | 346.9899 | 346.9454 | 350.1079 | 36.64% | 45.3663 | 1175.2889 | 36.64% | 308.2723 | 8076.7334
10 | 13 | 10 | 27.3333 | 27.4167 | 27.3833 | 27.5933 | 61.59% | 68.6341 | 13.7268 | 13.7268 | 13.7268 | 1875.9986 | 376.3436 | 375.8861 | 378.7687 | 53.27% | 65.9559 | 1802.7953 | 48.86% | 411.1612 | 11345.3092
10 | 13 | 11 | 30.6667 | 30.7967 | 30.75 | 30.96 | 60.43% | 67.3434 | 13.4687 | 13.4687 | 13.4687 | 2065.197 | 414.7903 | 414.1618 | 416.9902 | 55.56% | 68.7873 | 2109.4757 | 52.45% | 441.3361 | 13663.765
10 | 13 | 12 | 25.8167 | 25.9333 | 25.89 | 26.1 | 59.75% | 66.589 | 13.3178 | 13.3178 | 13.3178 | 1719.1052 | 345.3748 | 344.7977 | 347.5944 | 53.1% | 65.7465 | 1697.3554 | 53.71% | 451.9425 | 11795.6992
10 | 13 | 13 | 22.3133 | 26.0733 | 28.5533 | 27.9967 | 59.97% | 66.8268 | 13.3654 | 13.3654 | 13.3654 | 1491.1297 | 348.4797 | 381.6258 | 374.1858 | 51.3% | 63.5126 | 1417.1774 | 57.58% | 484.4881 | 13564.0529
10 | 13 | 14 | 21.7967 | 21.89 | 21.87 | 21.8167 | 55.77% | 62.1539 | 12.4308 | 12.4308 | 12.4308 | 1354.7489 | 272.11 | 271.8614 | 271.1984 | 51.76% | 64.0824 | 1396.7826 | 61.5% | 517.4775 | 11289.6345
10 | 13 | 15 | 19.2233 | 19.2967 | 19.2967 | 19.88 | 42.82% | 47.72 | 9.544 | 9.544 | 9.544 | 917.3383 | 184.1676 | 184.1676 | 189.7349 | 54.18% | 67.0792 | 1289.4864 | 83.69% | 704.1998 | 13999.4913
10 | 13 | 16 | 19.7767 | 19.8533 | 19.8533 | 20.5 | 15.42% | 17.1809 | 3.4362 | 3.4362 | 3.4362 | 339.7814 | 68.2197 | 68.2197 | 70.4418 | 38.15% | 47.2345 | 934.1405 | 93.26% | 784.7716 | 16087.8185
10 | 13 | 17 | 23.2867 | 23.3633 | 23.37 | 23.5833 | 0.3% | 0.33426 | 0.066853 | 0.066853 | 0.066853 | 7.7839 | 1.5619 | 1.5623 | 1.5766 | 36.62% | 45.3348 | 1055.6975 | 96.95% | 815.7822 | 19238.8628
10 | 13 | 18 | 25.07 | 25.16 | 25.1133 | 25.2833 | 0% | 0 | 0 | 0 | 0 | 0 | 0 | 0 | 0 | 42.07% | 52.0798 | 1305.6398 | 98.54% | 829.1811 | 20964.4613
10 | 13 | 19 | 27.2433 | 27.32 | 27.3 | 27.52 | 0% | 0 | 0 | 0 | 0 | 0 | 0 | 0 | 0 | 46.25% | 57.2653 | 1560.0982 | 99.64% | 838.4427 | 23073.9438
10 | 13 | 20 | 23.4433 | 23.5133 | 23.5133 | 23.7567 | 0% | 0 | 0 | 0 | 0 | 0 | 0 | 0 | 0 | 57.92% | 71.7123 | 1681.1764 | 99.74% | 839.2821 | 19938.5446
10 | 13 | 21 | 21.4167 | 21.49 | 21.4933 | 21.7033 | 0% | 0 | 0 | 0 | 0 | 0 | 0 | 0 | 0 | 60.48% | 74.8831 | 1603.7467 | 99.04% | 833.4012 | 18087.5845
10 | 13 | 22 | 22.01 | 22.0867 | 22.0633 | 22.2433 | 0% | 0 | 0 | 0 | 0 | 0 | 0 | 0 | 0 | 51.88% | 64.2354 | 1413.8208 | 97.38% | 819.4356 | 18226.9786
10 | 13 | 23 | 19.8833 | 19.9467 | 19.95 | 20.1333 | 0% | 0 | 0 | 0 | 0 | 0 | 0 | 0 | 0 | 48.09% | 59.5325 | 1183.7045 | 91.19% | 767.349 | 15449.2937
10 | 14 | 0 | 27.3633 | 27.5167 | 27.3933 | 27.4967 | 0% | 0 | 0 | 0 | 0 | 0 | 0 | 0 | 0 | 38.99% | 48.2717 | 1320.8751 | 84.46% | 710.6755 | 19541.2075
10 | 14 | 1 | 18.0433 | 18.1733 | 18.0267 | 18.0333 | 0% | 0 | 0 | 0 | 0 | 0 | 0 | 0 | 0 | 39.81% | 49.2911 | 889.3752 | 80.84% | 680.2542 | 12267.2509
10 | 14 | 2 | 15.54 | 15.61 | 15.5167 | 15.55 | 0% | 0 | 0 | 0 | 0 | 0 | 0 | 0 | 0 | 46.03% | 56.9876 | 885.5874 | 74.91% | 630.2955 | 9801.0945
10 | 14 | 3 | 12.57 | 12.6433 | 12.5667 | 12.5867 | 0% | 0 | 0 | 0 | 0 | 0 | 0 | 0 | 0 | 36.18% | 44.791 | 563.0224 | 66.38% | 558.5671 | 7030.4979
10 | 14 | 4 | 18.9433 | 18.9967 | 18.94 | 19.01 | 0% | 0 | 0 | 0 | 0 | 0 | 0 | 0 | 0 | 32.16% | 39.8121 | 754.1744 | 57.46% | 483.5308 | 9191.9211
10 | 14 | 5 | 16.6667 | 16.7233 | 16.6867 | 16.7633 | 0% | 0 | 0 | 0 | 0 | 0 | 0 | 0 | 0 | 32% | 39.6149 | 660.2485 | 49.22% | 414.1316 | 6942.2258
10 | 14 | 6 | 19.56 | 19.5867 | 19.5867 | 19.7067 | 0.3792% | 0.42262 | 0.084524 | 0.084524 | 0.084524 | 8.2664 | 1.6555 | 1.6555 | 1.6657 | 28.46% | 35.2362 | 689.2194 | 42.74% | 359.662 | 7087.7387
10 | 14 | 7 | 20.71 | 20.75 | 20.74 | 20.8633 | 20.28% | 22.6045 | 4.5209 | 4.5209 | 4.5209 | 468.1397 | 93.8088 | 93.7636 | 94.3211 | 18.44% | 22.8355 | 472.9236 | 37.8% | 318.103 | 6636.6879
10 | 14 | 8 | 20.0433 | 20.07 | 20.0833 | 20.2367 | 40.39% | 45.0113 | 9.0023 | 9.0023 | 9.0023 | 902.1772 | 180.6755 | 180.7955 | 182.1759 | 9.369% | 11.5991 | 232.484 | 29.73% | 250.1943 | 5063.0989
10 | 14 | 9 | 18.89 | 18.9267 | 18.9267 | 19.0733 | 59.44% | 66.2423 | 13.2485 | 13.2485 | 13.2485 | 1251.318 | 250.7494 | 250.7494 | 252.6925 | 8.906% | 11.0258 | 208.2779 | 19.85% | 167.0149 | 3185.5315
10 | 14 | 10 | 21.5633 | 21.6133 | 21.63 | 21.82 | 61.85% | 68.9233 | 13.7847 | 13.7847 | 13.7847 | 1486.2152 | 297.9323 | 298.162 | 300.7811 | 8.194% | 10.1442 | 218.7419 | 10.99% | 92.4754 | 2017.8134
10 | 14 | 11 | 21.8367 | 21.8967 | 21.9067 | 22.0767 | 61.57% | 68.6143 | 13.7229 | 13.7229 | 13.7229 | 1498.3081 | 300.485 | 300.6222 | 302.9551 | 6.52% | 8.0724 | 176.275 | 4.577% | 38.5153 | 850.2904
10 | 14 | 12 | 23.95 | 24.0167 | 24.0333 | 24.23 | 60.53% | 67.4552 | 13.491 | 13.491 | 13.491 | 1615.5524 | 324.0099 | 324.2347 | 326.888 | 5.894% | 7.2972 | 174.7669 | 1.367% | 11.5065 | 278.8031
10 | 14 | 13 | 23.3533 | 23.41 | 23.4367 | 23.6267 | 53.23% | 59.3217 | 11.8643 | 11.8643 | 11.8643 | 1385.3586 | 277.744 | 278.0604 | 280.3146 | 7.57% | 9.3718 | 218.8637 | 0.2306% | 1.94 | 45.8359
10 | 14 | 14 | 19.6467 | 19.7033 | 19.7267 | 19.8967 | 36.68% | 40.8778 | 8.1756 | 8.1756 | 8.1756 | 803.1131 | 161.0859 | 161.2767 | 162.6665 | 7.682% | 9.5108 | 186.8558 | 0.2435% | 2.0491 | 40.7702
10 | 14 | 15 | 19.1867 | 19.25 | 19.28 | 19.47 | 14.04% | 15.6461 | 3.1292 | 3.1292 | 3.1292 | 300.1975 | 60.2377 | 60.3316 | 60.9261 | 8.194% | 10.144 | 194.6294 | 0.3123% | 2.6282 | 51.1715
10 | 14 | 16 | 21.3833 | 21.4333 | 21.48 | 21.6967 | 5.204% | 5.7993 | 1.1599 | 1.1599 | 1.1599 | 124.0076 | 24.8595 | 24.9136 | 25.1649 | 8.889% | 11.0052 | 235.327 | 0.6571% | 5.5292 | 119.9642
10 | 14 | 17 | 30.0767 | 30.1333 | 30.14 | 30.36 | 0.04824% | 0.053754 | 0.010751 | 0.010751 | 0.010751 | 1.6167 | 0.32396 | 0.32403 | 0.32639 | 17.4% | 21.5409 | 647.8783 | 0.6445% | 5.4232 | 164.6488
10 | 14 | 18 | 35.97 | 36.06 | 36.0533 | 36.2133 | 0% | 0 | 0 | 0 | 0 | 0 | 0 | 0 | 0 | 34.36% | 42.5345 | 1529.9651 | 1.098% | 9.2383 | 334.5502
10 | 14 | 19 | 56.18 | 56.4433 | 56.2867 | 56.5133 | 0% | 0 | 0 | 0 | 0 | 0 | 0 | 0 | 0 | 44.88% | 55.5587 | 3121.2893 | 1.241% | 10.439 | 589.9415
10 | 14 | 20 | 41.3533 | 41.6533 | 41.4633 | 41.6233 | 0% | 0 | 0 | 0 | 0 | 0 | 0 | 0 | 0 | 39.65% | 49.0847 | 2029.8144 | 1.138% | 9.5787 | 398.6965
10 | 14 | 21 | 23.1 | 23.19 | 23.1633 | 23.31 | 0% | 0 | 0 | 0 | 0 | 0 | 0 | 0 | 0 | 30.68% | 37.9777 | 877.2854 | 0.9603% | 8.0806 | 188.3589
10 | 14 | 22 | 21.6867 | 21.75 | 21.7633 | 21.94 | 0% | 0 | 0 | 0 | 0 | 0 | 0 | 0 | 0 | 29.71% | 36.7813 | 797.6634 | 0.9518% | 8.0091 | 175.7187
10 | 14 | 23 | 20.84 | 20.8933 | 20.9067 | 21.05 | 0% | 0 | 0 | 0 | 0 | 0 | 0 | 0 | 0 | 29.09% | 36.0196 | 750.6481 | 1.151% | 9.6848 | 203.866
10 | 15 | 0 | 22.0733 | 22.12 | 22.1233 | 22.2433 | 0% | 0 | 0 | 0 | 0 | 0 | 0 | 0 | 0 | 26.33% | 32.5996 | 719.5813 | 1.972% | 16.5955 | 369.1392
10 | 15 | 1 | 16.68 | 16.78 | 16.7367 | 16.7867 | 0% | 0 | 0 | 0 | 0 | 0 | 0 | 0 | 0 | 21.57% | 26.7016 | 445.3822 | 3.11% | 26.1728 | 439.3543
10 | 15 | 2 | 15.89 | 16.0033 | 15.93 | 15.9433 | 0% | 0 | 0 | 0 | 0 | 0 | 0 | 0 | 0 | 20.53% | 25.4172 | 403.8792 | 7.28% | 61.257 | 976.6408
10 | 15 | 3 | 20.0233 | 20.0467 | 20.01 | 20.08 | 0% | 0 | 0 | 0 | 0 | 0 | 0 | 0 | 0 | 19.7% | 24.3846 | 488.2618 | 14.48% | 121.8609 | 2446.9673
10 | 15 | 4 | 14.7267 | 14.7467 | 14.72 | 14.7733 | 0% | 0 | 0 | 0 | 0 | 0 | 0 | 0 | 0 | 17.8% | 22.0367 | 324.527 | 26.67% | 224.4277 | 3315.5447
10 | 15 | 5 | 18.4567 | 18.48 | 18.44 | 18.5033 | 0% | 0 | 0 | 0 | 0 | 0 | 0 | 0 | 0 | 16.61% | 20.5602 | 379.4733 | 42.29% | 355.8572 | 6584.5451
10 | 15 | 6 | 24.3367 | 24.3667 | 24.34 | 24.4533 | 0.9354% | 1.0423 | 0.20847 | 0.20847 | 0.20847 | 25.367 | 5.0796 | 5.0741 | 5.0977 | 16.19% | 20.0399 | 487.7034 | 54.89% | 461.8577 | 11293.9599
10 | 15 | 7 | 31.7967 | 31.8 | 31.8167 | 31.9633 | 30.41% | 33.8855 | 6.7771 | 6.7771 | 6.7771 | 1077.445 | 215.5116 | 215.6245 | 216.6185 | 14.62% | 18.1028 | 575.6086 | 66.95% | 563.3197 | 18005.5757
10 | 15 | 8 | 26.9567 | 26.99 | 26.98 | 27.1533 | 50.57% | 56.3565 | 11.2713 | 11.2713 | 11.2713 | 1519.1844 | 304.2126 | 304.0999 | 306.0536 | 14.02% | 17.3606 | 467.9843 | 81.73% | 687.727 | 18674.0795
10 | 15 | 9 | 28.4933 | 28.5833 | 28.5233 | 28.28 | 57.85% | 64.4629 | 12.8926 | 12.8926 | 12.8926 | 1836.763 | 368.5129 | 367.7394 | 364.6022 | 15.07% | 18.6627 | 531.7636 | 87.95% | 740.048 | 20928.5575
10 | 15 | 10 | 26.7267 | 26.8333 | 26.7633 | 26.6867 | 56.6% | 63.0733 | 12.6147 | 12.6147 | 12.6147 | 1685.7398 | 338.4935 | 337.6105 | 336.6434 | 17.14% | 21.2158 | 567.0286 | 90.85% | 764.5034 | 20402.0482
10 | 15 | 11 | 27.48 | 27.6233 | 27.54 | 27.6133 | 50.11% | 55.8388 | 11.1678 | 11.1678 | 11.1678 | 1534.4493 | 308.4906 | 307.5599 | 308.3789 | 19.85% | 24.5704 | 675.1959 | 95.66% | 804.9659 | 22227.7906
10 | 15 | 12 | 27.03 | 27.12 | 27.1067 | 27.3033 | 38.8% | 43.235 | 8.647 | 8.647 | 8.647 | 1168.6414 | 234.5065 | 234.3912 | 236.0918 | 22.62% | 28.0028 | 756.9169 | 97.65% | 821.6652 | 22434.1996
10 | 15 | 13 | 25.7433 | 25.8267 | 25.8433 | 25.58 | 25.24% | 28.1301 | 5.626 | 5.626 | 5.626 | 724.1619 | 145.3012 | 145.395 | 143.9135 | 24.05% | 29.7738 | 766.4773 | 98.95% | 832.6326 | 21298.7426
10 | 15 | 14 | 24.7233 | 24.83 | 24.8033 | 24.9333 | 23.84% | 26.5638 | 5.3128 | 5.3128 | 5.3128 | 656.7455 | 131.9158 | 131.7741 | 132.4648 | 27.73% | 34.3306 | 848.7669 | 99.06% | 833.5355 | 20782.8186
10 | 15 | 15 | 25.77 | 25.9167 | 25.84 | 25.9867 | 23.99% | 26.7288 | 5.3458 | 5.3458 | 5.3458 | 688.8002 | 138.5441 | 138.1342 | 138.9183 | 31.36% | 38.8224 | 1000.4541 | 99.74% | 839.2289 | 21808.762
10 | 15 | 16 | 28.5767 | 28.6667 | 28.6867 | 28.9133 | 10.52% | 11.7184 | 2.3437 | 2.3437 | 2.3437 | 334.8726 | 67.1855 | 67.2323 | 67.7636 | 33.74% | 41.7776 | 1193.8654 | 99.94% | 840.9409 | 24314.4059
10 | 15 | 17 | 35.1267 | 35.2033 | 35.2567 | 35.48 | 0.05156% | 0.057461 | 0.011492 | 0.011492 | 0.011492 | 2.0184 | 0.40457 | 0.40518 | 0.40775 | 46.91% | 58.0789 | 2040.1185 | 100% | 841.4496 | 29854.6314
10 | 15 | 18 | 26.7733 | 26.8533 | 26.84 | 27.1133 | 0% | 0 | 0 | 0 | 0 | 0 | 0 | 0 | 0 | 47.78% | 59.1576 | 1583.8449 | 100% | 841.4568 | 22814.6995
10 | 15 | 19 | 25.6367 | 25.7133 | 25.7133 | 26.05 | 0% | 0 | 0 | 0 | 0 | 0 | 0 | 0 | 0 | 42.61% | 52.759 | 1352.5658 | 100% | 841.4568 | 21919.9504
10 | 15 | 20 | 32.22 | 32.3433 | 32.3233 | 32.8133 | 0% | 0 | 0 | 0 | 0 | 0 | 0 | 0 | 0 | 40.1% | 49.6398 | 1599.3949 | 100% | 841.4568 | 27611.0034
10 | 15 | 21 | 23.8533 | 23.9533 | 23.93 | 22.1533 | 0% | 0 | 0 | 0 | 0 | 0 | 0 | 0 | 0 | 43.05% | 53.2975 | 1271.322 | 100% | 841.4568 | 18641.0736
10 | 15 | 22 | 20.9333 | 21.0433 | 20.99 | 21.0967 | 0% | 0 | 0 | 0 | 0 | 0 | 0 | 0 | 0 | 48.23% | 59.7093 | 1249.915 | 100% | 841.4568 | 17751.9342
10 | 15 | 23 | 21.4633 | 21.6133 | 21.4933 | 21.55 | 0% | 0 | 0 | 0 | 0 | 0 | 0 | 0 | 0 | 42.84% | 53.0412 | 1138.4408 | 100% | 841.4568 | 18133.3946
10 | 16 | 0 | 38.2533 | 38.5667 | 38.22 | 38.2167 | 0% | 0 | 0 | 0 | 0 | 0 | 0 | 0 | 0 | 37.66% | 46.6208 | 1783.4003 | 100% | 841.4568 | 32157.6751
10 | 16 | 1 | 21.9367 | 22.1367 | 21.94 | 21.9433 | 0% | 0 | 0 | 0 | 0 | 0 | 0 | 0 | 0 | 32.13% | 39.7787 | 872.612 | 100% | 841.4568 | 18464.3677
10 | 16 | 2 | 18.6 | 18.7833 | 18.61 | 18.6 | 0% | 0 | 0 | 0 | 0 | 0 | 0 | 0 | 0 | 26.39% | 32.6717 | 607.6935 | 100% | 841.4568 | 15651.097
10 | 16 | 3 | 16.6233 | 16.79 | 16.63 | 16.6167 | 0% | 0 | 0 | 0 | 0 | 0 | 0 | 0 | 0 | 21.81% | 27.0021 | 448.8641 | 100% | 841.4568 | 13982.2076
10 | 16 | 4 | 16.1867 | 16.2967 | 16.19 | 16.22 | 0% | 0 | 0 | 0 | 0 | 0 | 0 | 0 | 0 | 21.78% | 26.9608 | 436.4052 | 100% | 841.4568 | 13648.4297
10 | 16 | 5 | 21.2467 | 21.3333 | 21.2633 | 21.3567 | 0% | 0 | 0 | 0 | 0 | 0 | 0 | 0 | 0 | 21.31% | 26.3871 | 560.6372 | 100% | 841.4567 | 17970.7112
10 | 16 | 6 | 21.58 | 21.6467 | 21.5967 | 21.7133 | 0.8444% | 0.94101 | 0.1882 | 0.1882 | 0.1882 | 20.3069 | 4.0739 | 4.0645 | 4.0865 | 18.18% | 22.5058 | 485.6762 | 99.98% | 841.318 | 18267.8177
10 | 16 | 7 | 28.08 | 28.14 | 28.1167 | 27.0833 | 28.81% | 32.1029 | 6.4206 | 6.4206 | 6.4206 | 901.4504 | 180.6753 | 180.5255 | 173.8909 | 13.94% | 17.2567 | 484.568 | 99.92% | 840.8046 | 22771.7902
10 | 16 | 8 | 25.9567 | 25.9767 | 25.9533 | 26.17 | 47.88% | 53.3587 | 10.6717 | 10.6717 | 10.6717 | 1385.0131 | 277.2161 | 276.967 | 279.2793 | 10.75% | 13.3101 | 345.4861 | 99.41% | 836.5276 | 21891.9281
10 | 16 | 9 | 24.7067 | 24.74 | 24.7333 | 24.74 | 56.4% | 62.846 | 12.5692 | 12.5692 | 12.5692 | 1552.714 | 310.9618 | 310.878 | 310.9618 | 8.98% | 11.1179 | 274.6871 | 97.46% | 820.1246 | 20289.8816
10 | 16 | 10 | 28.0433 | 28.1 | 28.1167 | 28.36 | 57.57% | 64.1589 | 12.8318 | 12.8318 | 12.8318 | 1799.2298 | 360.5731 | 360.787 | 363.9094 | 7.259% | 8.9867 | 252.0165 | 93.95% | 790.5813 | 22420.8863
10 | 16 | 11 | 30.27 | 30.33 | 30.76 | 30.9367 | 56.83% | 63.3328 | 12.6666 | 12.6666 | 12.6666 | 1917.0848 | 384.177 | 389.6236 | 391.8613 | 6.216% | 7.696 | 232.9587 | 89.96% | 756.9339 | 23417.0107
10 | 16 | 12 | 21.98 | 22.0267 | 22.2733 | 23.2767 | 57.83% | 64.4413 | 12.8883 | 12.8883 | 12.8883 | 1416.4193 | 283.8853 | 287.0644 | 299.9956 | 6.35% | 7.8612 | 172.7892 | 84.93% | 714.6134 | 16633.8175
10 | 16 | 13 | 22.19 | 22.24 | 22.2767 | 23.11 | 57.08% | 63.6109 | 12.7222 | 12.7222 | 12.7222 | 1411.5252 | 282.9411 | 283.4076 | 294.0094 | 7.185% | 8.8948 | 197.3751 | 79.01% | 664.8265 | 15364.1404
10 | 16 | 14 | 24.4867 | 24.5633 | 24.6033 | 25.2133 | 53.13% | 59.2067 | 11.8413 | 11.8413 | 11.8413 | 1449.7757 | 290.863 | 291.3366 | 298.5599 | 8.801% | 10.8965 | 266.8179 | 72.92% | 613.6159 | 15471.3029
10 | 16 | 15 | 29.9933 | 30.1067 | 30.15 | 30.93 | 40.76% | 45.4222 | 9.0844 | 9.0844 | 9.0844 | 1362.3636 | 273.5023 | 273.8959 | 280.9818 | 10.08% | 12.4769 | 374.2229 | 68.85% | 579.3372 | 17918.9006
10 | 16 | 16 | 27.39 | 27.5167 | 27.5333 | 28.05 | 12.5% | 13.9291 | 2.7858 | 2.7858 | 2.7858 | 381.5183 | 76.6565 | 76.703 | 78.1423 | 12.58% | 15.5725 | 426.5317 | 67.79% | 570.4081 | 15999.948
10 | 16 | 17 | 34.6433 | 34.7833 | 34.8233 | 35.1033 | 0% | 0 | 0 | 0 | 0 | 0 | 0 | 0 | 0 | 22.97% | 28.4437 | 985.3856 | 69.79% | 587.2111 | 20613.0676
10 | 16 | 18 | 32.1967 | 32.3067 | 32.28 | 32.4967 | 0% | 0 | 0 | 0 | 0 | 0 | 0 | 0 | 0 | 34.14% | 42.2693 | 1360.929 | 74.95% | 630.6333 | 20493.4808
10 | 16 | 19 | 30.24 | 30.3167 | 30.2867 | 30.5 | 0% | 0 | 0 | 0 | 0 | 0 | 0 | 0 | 0 | 37.15% | 45.988 | 1390.6775 | 83.49% | 702.5049 | 21426.399
10 | 16 | 20 | 26.8067 | 26.8867 | 26.8733 | 25.6533 | 0% | 0 | 0 | 0 | 0 | 0 | 0 | 0 | 0 | 33% | 40.8547 | 1095.1772 | 86.45% | 727.4624 | 18661.8344
10 | 16 | 21 | 22.8933 | 22.9867 | 22.9767 | 16.9567 | 0% | 0 | 0 | 0 | 0 | 0 | 0 | 0 | 0 | 26.45% | 32.7495 | 749.7455 | 88.82% | 747.3771 | 12673.0243
10 | 16 | 22 | 20.4533 | 20.57 | 20.5367 | 20.6733 | 0% | 0 | 0 | 0 | 0 | 0 | 0 | 0 | 0 | 20.56% | 25.4554 | 520.6473 | 90.14% | 758.4532 | 15679.755
10 | 16 | 23 | 21.7567 | 21.9067 | 21.82 | 21.9233 | 0% | 0 | 0 | 0 | 0 | 0 | 0 | 0 | 0 | 15.04% | 18.6219 | 405.1514 | 92.65% | 779.6335 | 17092.1648
10 | 17 | 0 | 18.4033 | 18.4967 | 18.44 | 18.5167 | 0% | 0 | 0 | 0 | 0 | 0 | 0 | 0 | 0 | 11.12% | 13.7722 | 253.4545 | 93.88% | 789.9376 | 14627.011
10 | 17 | 1 | 15.7933 | 15.82 | 15.8067 | 15.8833 | 0% | 0 | 0 | 0 | 0 | 0 | 0 | 0 | 0 | 8.937% | 11.0648 | 174.7494 | 95.4% | 802.7742 | 12750.7306
10 | 17 | 2 | 13.85 | 13.86 | 13.8567 | 13.92 | 0% | 0 | 0 | 0 | 0 | 0 | 0 | 0 | 0 | 8.424% | 10.4289 | 144.4398 | 96.06% | 808.3264 | 11251.9033
10 | 17 | 3 | 17.2033 | 17.28 | 17.2367 | 17.2933 | 0% | 0 | 0 | 0 | 0 | 0 | 0 | 0 | 0 | 4.777% | 5.9142 | 101.7444 | 96.15% | 809.0269 | 13990.7712
10 | 17 | 4 | 16.6533 | 16.6967 | 16.6533 | 16.7233 | 0% | 0 | 0 | 0 | 0 | 0 | 0 | 0 | 0 | 4.119% | 5.0991 | 84.9178 | 97.32% | 818.8779 | 13694.3689
10 | 17 | 5 | 18.9733 | 19.0267 | 18.9767 | 19.0633 | 0% | 0 | 0 | 0 | 0 | 0 | 0 | 0 | 0 | 4.572% | 5.6608 | 107.4045 | 97.57% | 821.0059 | 15651.1088
10 | 17 | 6 | 25.5267 | 25.55 | 25.5033 | 25.6567 | 0.01275% | 0.014211 | 0.0028422 | 0.0028422 | 0.0028422 | 0.36276 | 0.072617 | 0.072485 | 0.072921 | 5.301% | 6.563 | 167.5328 | 97.97% | 824.3879 | 21151.0455
10 | 17 | 7 | 27.0667 | 27.0667 | 27.0433 | 27.26 | 6.188% | 6.8954 | 1.3791 | 1.3791 | 1.3791 | 186.6342 | 37.3268 | 37.2947 | 37.5935 | 6.305% | 7.8054 | 211.2664 | 98.47% | 828.5436 | 22586.0978
10 | 17 | 8 | 27.2733 | 27.2267 | 27.19 | 27.0633 | 13.34% | 14.8701 | 2.974 | 2.974 | 2.974 | 405.5576 | 80.9727 | 80.8637 | 80.487 | 5.811% | 7.1941 | 196.2058 | 98.31% | 827.2082 | 22387.0116
10 | 17 | 9 | 22.2367 | 22.2367 | 22.2267 | 22.3933 | 6.269% | 6.9856 | 1.3971 | 1.3971 | 1.3971 | 155.3356 | 31.0671 | 31.0531 | 31.286 | 5.882% | 7.2827 | 161.943 | 96.57% | 812.6287 | 18197.4652
10 | 17 | 10 | 26.0067 | 26.0133 | 26.02 | 26.2467 | 5.972% | 6.6556 | 1.3311 | 1.3311 | 1.3311 | 173.0906 | 34.627 | 34.6359 | 34.9376 | 5.572% | 6.8986 | 179.4085 | 95.11% | 800.3474 | 21006.4519
10 | 17 | 11 | 27.09 | 27.09 | 27.0933 | 27.34 | 6.905% | 7.6943 | 1.5389 | 1.5389 | 1.5389 | 208.4372 | 41.6874 | 41.6926 | 42.0722 | 6.486% | 8.0302 | 217.5394 | 92.87% | 781.4491 | 21364.8195
10 | 17 | 12 | 23.66 | 23.69 | 23.7067 | 23.9333 | 6.749% | 7.5206 | 1.5041 | 1.5041 | 1.5041 | 177.9381 | 35.6327 | 35.6578 | 35.9988 | 8.916% | 11.038 | 261.1586 | 93.09% | 783.3024 | 18747.0371
10 | 17 | 13 | 23.05 | 23.09 | 23.11 | 23.3367 | 4.885% | 5.444 | 1.0888 | 1.0888 | 1.0888 | 125.484 | 25.1404 | 25.1621 | 25.4089 | 9.983% | 12.3593 | 284.8821 | 92.62% | 779.3259 | 18186.8676
10 | 17 | 14 | 22.81 | 22.8567 | 22.8833 | 23.1067 | 4.49% | 5.0041 | 1.0008 | 1.0008 | 1.0008 | 114.1429 | 22.8753 | 22.902 | 23.1255 | 12.06% | 14.9263 | 340.468 | 90.31% | 759.9407 | 17559.696
10 | 17 | 15 | 25.4267 | 25.4867 | 25.4967 | 25.73 | 2.457% | 2.7384 | 0.54767 | 0.54767 | 0.54767 | 69.6276 | 13.9584 | 13.9639 | 14.0917 | 15.77% | 19.521 | 496.3537 | 90.84% | 764.3623 | 19667.0412
10 | 17 | 16 | 24.44 | 24.4867 | 24.4867 | 24.6833 | 0.911% | 1.0151 | 0.20303 | 0.20303 | 0.20303 | 24.8102 | 4.9715 | 4.9715 | 5.0115 | 19.48% | 24.1129 | 589.3193 | 95.68% | 805.1074 | 19872.7335
10 | 17 | 17 | 30.0767 | 30.1367 | 30.1167 | 30.3167 | 0% | 0 | 0 | 0 | 0 | 0 | 0 | 0 | 0 | 32.48% | 40.2071 | 1209.2943 | 97.11% | 817.1546 | 24773.4029
10 | 17 | 18 | 33.2833 | 33.3567 | 33.33 | 33.5533 | 0% | 0 | 0 | 0 | 0 | 0 | 0 | 0 | 0 | 39.06% | 48.3607 | 1609.6065 | 99.07% | 833.6462 | 27971.6073
10 | 17 | 19 | 29.7933 | 29.8367 | 29.8233 | 30.0467 | 0% | 0 | 0 | 0 | 0 | 0 | 0 | 0 | 0 | 36.12% | 44.7149 | 1332.2061 | 99.39% | 836.3195 | 25128.6142
10 | 17 | 20 | 26.0367 | 26.0767 | 26.0733 | 26.29 | 0% | 0 | 0 | 0 | 0 | 0 | 0 | 0 | 0 | 31.83% | 39.4018 | 1025.8911 | 99.64% | 838.4302 | 22042.3304
10 | 17 | 21 | 23.7467 | 23.8133 | 23.8067 | 24.0133 | 0% | 0 | 0 | 0 | 0 | 0 | 0 | 0 | 0 | 30.97% | 38.3469 | 910.6102 | 99.75% | 839.3152 | 20154.7546
10 | 17 | 22 | 19.37 | 19.4433 | 19.43 | 19.59 | 0% | 0 | 0 | 0 | 0 | 0 | 0 | 0 | 0 | 25.34% | 31.3773 | 607.7784 | 99.93% | 840.9034 | 16473.2968
10 | 17 | 23 | 16.15 | 16.1933 | 16.19 | 16.3167 | 0% | 0 | 0 | 0 | 0 | 0 | 0 | 0 | 0 | 18.43% | 22.816 | 368.4779 | 100% | 841.4428 | 13729.5416
10 | 18 | 0 | 17.7233 | 17.88 | 17.79 | 17.84 | 0% | 0 | 0 | 0 | 0 | 0 | 0 | 0 | 0 | 13.8% | 17.0804 | 302.7208 | 99.99% | 841.3889 | 15010.3775
10 | 18 | 1 | 14.38 | 14.5167 | 14.4233 | 14.4533 | 0% | 0 | 0 | 0 | 0 | 0 | 0 | 0 | 0 | 11.65% | 14.4196 | 207.3534 | 100% | 841.4263 | 12161.4155
10 | 18 | 2 | 22.0433 | 22.2167 | 22.1 | 22.1667 | 0% | 0 | 0 | 0 | 0 | 0 | 0 | 0 | 0 | 10.52% | 13.0227 | 287.0643 | 100% | 841.4568 | 18652.293
10 | 18 | 3 | 20.9467 | 21.14 | 21 | 21.0467 | 0% | 0 | 0 | 0 | 0 | 0 | 0 | 0 | 0 | 9.179% | 11.3644 | 238.0454 | 100% | 841.4568 | 17709.8614
10 | 18 | 4 | 19.3633 | 19.58 | 19.43 | 19.4567 | 0% | 0 | 0 | 0 | 0 | 0 | 0 | 0 | 0 | 8.673% | 10.7377 | 207.9176 | 100% | 841.4568 | 16371.945
10 | 18 | 5 | 18.0633 | 18.2 | 18.11 | 18.1733 | 0% | 0 | 0 | 0 | 0 | 0 | 0 | 0 | 0 | 8.902% | 11.0216 | 199.086 | 100% | 841.4568 | 15292.0754
10 | 18 | 6 | 25.7367 | 25.73 | 25.71 | 25.9233 | 0.5345% | 0.59562 | 0.11912 | 0.11912 | 0.11912 | 15.3293 | 3.0651 | 3.0627 | 3.0881 | 10% | 12.3839 | 318.7198 | 100% | 841.4568 | 21813.3658
10 | 18 | 7 | 32.8433 | 32.8533 | 32.8267 | 33.1067 | 10.72% | 11.9451 | 2.389 | 2.389 | 2.389 | 392.3185 | 78.4876 | 78.4239 | 79.0928 | 12.67% | 15.6857 | 515.169 | 100% | 841.4568 | 27857.8307
10 | 18 | 8 | 30.3167 | 30.35 | 30.3533 | 30.6533 | 25.19% | 28.072 | 5.6144 | 5.6144 | 5.6144 | 851.0494 | 170.397 | 170.4157 | 172.1001 | 7.856% | 9.7261 | 294.8624 | 100% | 841.4568 | 25793.4566
10 | 18 | 9 | 26.5433 | 26.57 | 26.5833 | 27.3133 | 22.7% | 25.2941 | 5.0588 | 5.0588 | 5.0588 | 671.3893 | 134.4128 | 134.4802 | 138.1731 | 7.438% | 9.2085 | 244.4242 | 100% | 841.4568 | 22982.9908
10 | 18 | 10 | 28.2967 | 28.33 | 28.35 | 29.03 | 24.46% | 27.257 | 5.4514 | 5.4514 | 5.4514 | 771.2832 | 154.4384 | 154.5474 | 158.2543 | 11.76% | 14.5552 | 411.8622 | 100% | 841.4568 | 24427.4917
10 | 18 | 11 | 29.3733 | 29.4167 | 29.44 | 30.9467 | 33.47% | 37.2985 | 7.4597 | 7.4597 | 7.4597 | 1095.5827 | 219.4398 | 219.6138 | 230.8531 | 14.62% | 18.1026 | 531.7325 | 100% | 841.4568 | 26040.284
10 | 18 | 12 | 26.63 | 26.67 | 26.6933 | 27.9367 | 35.41% | 39.4654 | 7.8931 | 7.8931 | 7.8931 | 1050.9634 | 210.5084 | 210.6926 | 220.5063 | 15.4% | 19.064 | 507.6739 | 100% | 841.4568 | 23507.4989
10 | 18 | 13 | 24.8333 | 24.8667 | 24.8933 | 27.4 | 33.81% | 37.6754 | 7.5351 | 7.5351 | 7.5351 | 935.6069 | 187.3725 | 187.5735 | 206.4614 | 15.81% | 19.5795 | 486.2233 | 99.98% | 841.3263 | 23052.3393
10 | 18 | 14 | 24.11 | 24.1467 | 24.18 | 26.9467 | 36.96% | 41.1874 | 8.2375 | 8.2375 | 8.2375 | 993.0277 | 198.9076 | 199.1822 | 221.9725 | 18.3% | 22.6589 | 546.3054 | 99.96% | 841.1061 | 22665.0067
10 | 18 | 15 | 24.58 | 24.6133 | 24.6433 | 27.42 | 30.79% | 34.3118 | 6.8624 | 6.8624 | 6.8624 | 843.384 | 168.9055 | 169.1114 | 188.1659 | 18.67% | 23.1139 | 568.1399 | 99.89% | 840.5581 | 23048.1036
10 | 18 | 16 | 27.2267 | 27.25 | 27.2733 | 29.4633 | 10.07% | 11.2235 | 2.2447 | 2.2447 | 2.2447 | 305.5781 | 61.168 | 61.2204 | 66.1363 | 19.41% | 24.0351 | 654.3961 | 99.69% | 838.8717 | 24715.9568
10 | 18 | 17 | 38.37 | 38.3833 | 38.3967 | 36.9633 | 0% | 0 | 0 | 0 | 0 | 0 | 0 | 0 | 0 | 27.17% | 33.6343 | 1290.5495 | 99.79% | 839.6612 | 31036.6786
10 | 18 | 18 | 49.45 | 49.4167 | 49.3967 | 51.2667 | 0% | 0 | 0 | 0 | 0 | 0 | 0 | 0 | 0 | 28.48% | 35.2638 | 1743.7927 | 99.95% | 841.0114 | 43115.8534
10 | 18 | 19 | 61.6567 | 61.6367 | 61.62 | 62.0767 | 0% | 0 | 0 | 0 | 0 | 0 | 0 | 0 | 0 | 23.9% | 29.5863 | 1824.1954 | 99.69% | 838.879 | 52074.8098
10 | 18 | 20 | 51.4667 | 51.4467 | 51.4133 | 51.9533 | 0% | 0 | 0 | 0 | 0 | 0 | 0 | 0 | 0 | 20.62% | 25.5226 | 1313.5634 | 98.68% | 830.358 | 43139.8684
10 | 18 | 21 | 30.69 | 30.72 | 30.7367 | 30.9767 | 0% | 0 | 0 | 0 | 0 | 0 | 0 | 0 | 0 | 17.74% | 21.9662 | 674.1438 | 96.33% | 810.6009 | 25109.7139
10 | 18 | 22 | 26.7433 | 26.7767 | 26.7833 | 27.0067 | 0% | 0 | 0 | 0 | 0 | 0 | 0 | 0 | 0 | 16.09% | 19.9237 | 532.826 | 92.77% | 780.6614 | 21083.0629
10 | 18 | 23 | 41.8367 | 41.8967 | 41.8133 | 42.05 | 0% | 0 | 0 | 0 | 0 | 0 | 0 | 0 | 0 | 15.31% | 18.9497 | 792.7914 | 88.62% | 745.7028 | 31356.8008
10 | 19 | 0 | 29.74 | 29.8067 | 29.74 | 29.8833 | 0% | 0 | 0 | 0 | 0 | 0 | 0 | 0 | 0 | 14.16% | 17.5289 | 521.3108 | 83.54% | 702.9906 | 21007.7013
10 | 19 | 1 | 26.3267 | 26.4367 | 26.31 | 26.3733 | 0% | 0 | 0 | 0 | 0 | 0 | 0 | 0 | 0 | 19.2% | 23.7668 | 625.7016 | 78.51% | 660.6072 | 17422.4151
10 | 19 | 2 | 23.5267 | 23.6367 | 23.52 | 23.5867 | 0% | 0 | 0 | 0 | 0 | 0 | 0 | 0 | 0 | 18.04% | 22.3323 | 525.4035 | 78.31% | 658.9647 | 15542.7802
10 | 19 | 3 | 19.29 | 19.3867 | 19.3367 | 19.4067 | 0% | 0 | 0 | 0 | 0 | 0 | 0 | 0 | 0 | 16.33% | 20.2223 | 390.0884 | 77.63% | 653.1987 | 12676.4098
10 | 19 | 4 | 22.25 | 22.3067 | 22.2967 | 22.43 | 0% | 0 | 0 | 0 | 0 | 0 | 0 | 0 | 0 | 17.26% | 21.373 | 475.5493 | 75.07% | 631.6973 | 14168.9712
10 | 19 | 5 | 24.0967 | 24.1267 | 24.14 | 24.3267 | 0% | 0 | 0 | 0 | 0 | 0 | 0 | 0 | 0 | 19.4% | 24.024 | 578.8979 | 73.04% | 614.5876 | 14950.8677
10 | 19 | 6 | 50.5733 | 50.5967 | 50.5533 | 50.9 | 0.001663% | 0.0018536 | 0.00037072 | 0.00037072 | 0.00037072 | 0.093742 | 0.018757 | 0.018741 | 0.01887 | 20.55% | 25.4439 | 1286.7813 | 76.14% | 640.6516 | 32609.1649
10 | 19 | 7 | 34.0967 | 34.13 | 34.1033 | 34.39 | 4.444% | 4.9522 | 0.99043 | 0.99043 | 0.99043 | 168.8526 | 33.8035 | 33.7771 | 34.061 | 24.82% | 30.7298 | 1047.7852 | 76.69% | 645.3017 | 22191.9263
10 | 19 | 8 | 32.4233 | 32.4833 | 32.4567 | 33.0533 | 15.29% | 17.0351 | 3.407 | 3.407 | 3.407 | 552.3349 | 110.6714 | 110.5806 | 112.6134 | 17.58% | 21.7692 | 705.8309 | 69.68% | 586.3451 | 19380.6591
10 | 19 | 9 | 29.3833 | 29.4467 | 29.4567 | 30.8933 | 14.24% | 15.8686 | 3.1737 | 3.1737 | 3.1737 | 466.2718 | 93.4554 | 93.4871 | 98.0467 | 10.34% | 12.8021 | 376.1673 | 55.96% | 470.8828 | 14547.1402
10 | 19 | 10 | 28.5033 | 28.5633 | 28.5767 | 28.9833 | 14.97% | 16.6835 | 3.3367 | 3.3367 | 3.3367 | 475.5366 | 95.3075 | 95.352 | 96.7089 | 12.36% | 15.2968 | 436.0086 | 41.84% | 352.0859 | 10204.622
10 | 19 | 11 | 26.4367 | 26.4967 | 26.52 | 26.9 | 20.78% | 23.1563 | 4.6313 | 4.6313 | 4.6313 | 612.1748 | 122.7128 | 122.8209 | 124.5808 | 14.27% | 17.6705 | 467.15 | 31.53% | 265.3259 | 7137.2679
10 | 19 | 12 | 24.4067 | 24.4567 | 24.4767 | 24.9267 | 22.47% | 25.0432 | 5.0086 | 5.0086 | 5.0086 | 611.2218 | 122.4948 | 122.595 | 124.8489 | 14.75% | 18.2571 | 445.5953 | 22.85% | 192.2827 | 4792.9656
10 | 19 | 13 | 23.0667 | 23.1067 | 23.1233 | 24.34 | 23.34% | 26.0065 | 5.2013 | 5.2013 | 5.2013 | 599.8828 | 120.1846 | 120.2713 | 126.5995 | 15.85% | 19.6237 | 452.653 | 17.98% | 151.3328 | 3683.44
10 | 19 | 14 | 25.1967 | 25.23 | 25.27 | 26.16 | 22.72% | 25.3219 | 5.0644 | 5.0644 | 5.0644 | 638.0272 | 127.7742 | 127.9768 | 132.4841 | 18.24% | 22.587 | 569.1177 | 14.2% | 119.4781 | 3125.5468
10 | 19 | 15 | 27.2367 | 27.28 | 27.3233 | 27.7233 | 17.86% | 19.8977 | 3.9795 | 3.9795 | 3.9795 | 541.9461 | 108.5617 | 108.7341 | 110.3259 | 21.6% | 26.747 | 728.5004 | 11.52% | 96.9275 | 2687.1536
10 | 19 | 16 | 27.94 | 27.99 | 28.0267 | 28.41 | 5.365% | 5.9784 | 1.1957 | 1.1957 | 1.1957 | 167.0377 | 33.4673 | 33.5112 | 33.9695 | 24.93% | 30.8695 | 862.4937 | 8.797% | 74.0214 | 2102.9488
10 | 19 | 17 | 30.3833 | 30.4333 | 30.4633 | 30.7567 | 0% | 0 | 0 | 0 | 0 | 0 | 0 | 0 | 0 | 51.84% | 64.1753 | 1949.859 | 8.159% | 68.6526 | 2111.525
10 | 19 | 18 | 30.2133 | 30.2567 | 30.2767 | 30.55 | 0% | 0 | 0 | 0 | 0 | 0 | 0 | 0 | 0 | 72.32% | 89.54 | 2705.3022 | 7.362% | 61.9448 | 1892.4123
10 | 19 | 19 | 28.38 | 28.4267 | 28.4333 | 28.69 | 0% | 0 | 0 | 0 | 0 | 0 | 0 | 0 | 0 | 74.7% | 92.4863 | 2624.7626 | 7.207% | 60.6416 | 1739.808
10 | 19 | 20 | 79.7967 | 80.0167 | 80.0467 | 80.6433 | 0% | 0 | 0 | 0 | 0 | 0 | 0 | 0 | 0 | 74.36% | 92.0657 | 7346.5379 | 7.069% | 59.4842 | 4797.0033
10 | 19 | 21 | 35.9067 | 36.0033 | 36.01 | 36.3067 | 0% | 0 | 0 | 0 | 0 | 0 | 0 | 0 | 0 | 68.76% | 85.1292 | 3056.7042 | 6.75% | 56.7997 | 2062.2095
10 | 19 | 22 | 25.39 | 25.4967 | 25.47 | 25.6567 | 0% | 0 | 0 | 0 | 0 | 0 | 0 | 0 | 0 | 71.71% | 88.7841 | 2254.2295 | 6.973% | 58.6732 | 1505.3578
10 | 19 | 23 | 27.78 | 27.9567 | 27.8767 | 27.9767 | 0% | 0 | 0 | 0 | 0 | 0 | 0 | 0 | 0 | 75.65% | 93.6568 | 2601.7848 | 8.438% | 71.006 | 1986.5106
10 | 20 | 0 | 27.37 | 27.5667 | 27.4733 | 27.5067 | 0% | 0 | 0 | 0 | 0 | 0 | 0 | 0 | 0 | 77.34% | 95.7476 | 2620.6117 | 10.5% | 88.3259 | 2429.5506
10 | 20 | 1 | 23.5033 | 23.6033 | 23.56 | 23.6333 | 0% | 0 | 0 | 0 | 0 | 0 | 0 | 0 | 0 | 75.33% | 93.2672 | 2192.089 | 12.9% | 108.5072 | 2564.3866
10 | 20 | 2 | 21.8367 | 21.92 | 21.89 | 21.9733 | 0% | 0 | 0 | 0 | 0 | 0 | 0 | 0 | 0 | 78.24% | 96.8674 | 2115.2612 | 14.28% | 120.1812 | 2640.781
10 | 20 | 3 | 19.2133 | 19.2767 | 19.2533 | 19.3267 | 0% | 0 | 0 | 0 | 0 | 0 | 0 | 0 | 0 | 75.04% | 92.904 | 1784.9959 | 17.32% | 145.7404 | 2816.6753
10 | 20 | 4 | 20.3233 | 20.3967 | 20.37 | 20.44 | 0% | 0 | 0 | 0 | 0 | 0 | 0 | 0 | 0 | 72.57% | 89.8422 | 1825.8928 | 22.14% | 186.3318 | 3808.6214
10 | 20 | 5 | 20.3133 | 20.3767 | 20.3567 | 20.44 | 0% | 0 | 0 | 0 | 0 | 0 | 0 | 0 | 0 | 72.58% | 89.8567 | 1825.2894 | 26.62% | 224.0249 | 4579.0689
10 | 20 | 6 | 23.9833 | 24.0433 | 24.01 | 24.11 | 0.387% | 0.43127 | 0.086254 | 0.086254 | 0.086254 | 10.3433 | 2.0738 | 2.071 | 2.0796 | 72.2% | 89.3919 | 2143.915 | 27.15% | 228.4187 | 5507.174
10 | 20 | 7 | 25.3367 | 25.41 | 25.3733 | 25.49 | 8.044% | 8.964 | 1.7928 | 1.7928 | 1.7928 | 227.1168 | 45.5548 | 45.4891 | 45.6983 | 67.22% | 83.2167 | 2108.4328 | 22.64% | 190.5115 | 4856.138
10 | 20 | 8 | 26.4533 | 26.4833 | 26.4933 | 26.7067 | 13.42% | 14.9498 | 2.99 | 2.99 | 2.99 | 395.4725 | 79.1842 | 79.2141 | 79.852 | 47.1% | 58.3072 | 1542.4191 | 21.61% | 181.8399 | 4856.3366
10 | 20 | 9 | 28.7033 | 28.7233 | 28.7467 | 29.0167 | 12.31% | 13.7203 | 2.7441 | 2.7441 | 2.7441 | 393.8175 | 78.8184 | 78.8824 | 79.6233 | 24.99% | 30.9384 | 888.0349 | 20.74% | 174.477 | 5062.742
10 | 20 | 10 | 26.2033 | 26.24 | 26.2633 | 25.8967 | 5.915% | 6.5914 | 1.3183 | 1.3183 | 1.3183 | 172.7157 | 34.5915 | 34.6222 | 34.1389 | 17.94% | 22.2168 | 582.1533 | 18.6% | 156.5481 | 4054.0744
10 | 20 | 11 | 25.52 | 25.5533 | 25.5833 | 25.81 | 6.822% | 7.6022 | 1.5204 | 1.5204 | 1.5204 | 194.0079 | 38.8523 | 38.8979 | 39.2425 | 17.07% | 21.1342 | 539.3444 | 15.26% | 128.3903 | 3313.7541
10 | 20 | 12 | 24.7467 | 24.7867 | 24.8233 | 25.3667 | 7.605% | 8.4752 | 1.695 | 1.695 | 1.695 | 209.7337 | 42.0145 | 42.0767 | 42.9977 | 16.77% | 20.7616 | 513.78 | 15.61% | 131.3103 | 3330.9051
10 | 20 | 13 | 24.5367 | 24.5733 | 24.61 | 25.12 | 3.732% | 4.1588 | 0.83177 | 0.83177 | 0.83177 | 102.044 | 20.4393 | 20.4698 | 20.894 | 15.35% | 18.9991 | 466.1736 | 18.04% | 151.8331 | 3814.0464
10 | 20 | 14 | 22.66 | 22.6933 | 22.7267 | 23.4333 | 3.542% | 3.9475 | 0.78951 | 0.78951 | 0.78951 | 89.451 | 17.9165 | 17.9428 | 18.5007 | 14.51% | 17.968 | 407.1548 | 18.54% | 156.0074 | 3655.7726
10 | 20 | 15 | 24.27 | 24.3 | 24.3333 | 24.92 | 8.18% | 9.116 | 1.8232 | 1.8232 | 1.8232 | 221.2442 | 44.3035 | 44.3643 | 45.4339 | 10.27% | 12.7117 | 308.5134 | 20.17% | 169.7571 | 4230.3478
10 | 20 | 16 | 25.2967 | 25.3167 | 25.3467 | 26.0333 | 5.083% | 5.6646 | 1.1329 | 1.1329 | 1.1329 | 143.2947 | 28.6816 | 28.7156 | 29.4935 | 9.887% | 12.2411 | 309.66 | 21.54% | 181.2537 | 4718.6383
10 | 20 | 17 | 27.05 | 27.0733 | 27.1067 | 27.67 | 0% | 0 | 0 | 0 | 0 | 0 | 0 | 0 | 0 | 12.13% | 15.0206 | 406.3083 | 24.86% | 209.2092 | 5788.8196
10 | 20 | 18 | 33.0833 | 33.0967 | 33.1233 | 33.3667 | 0% | 0 | 0 | 0 | 0 | 0 | 0 | 0 | 0 | 13.53% | 16.7449 | 553.9776 | 29.3% | 246.515 | 8225.3824
10 | 20 | 19 | 27.68 | 27.7067 | 27.7333 | 27.9533 | 0% | 0 | 0 | 0 | 0 | 0 | 0 | 0 | 0 | 15.36% | 19.0203 | 526.4811 | 35.28% | 296.8349 | 8297.5252
10 | 20 | 20 | 25.4467 | 25.4733 | 25.5033 | 25.72 | 0% | 0 | 0 | 0 | 0 | 0 | 0 | 0 | 0 | 22.78% | 28.2035 | 717.6855 | 38.96% | 327.8531 | 8432.382
10 | 20 | 21 | 24.8967 | 24.9433 | 24.9833 | 25.2133 | 0% | 0 | 0 | 0 | 0 | 0 | 0 | 0 | 0 | 23.4% | 28.9719 | 721.3038 | 34.9% | 293.6778 | 7404.5968
10 | 20 | 22 | 19.9 | 19.94 | 19.9767 | 20.16 | 0% | 0 | 0 | 0 | 0 | 0 | 0 | 0 | 0 | 24.25% | 30.0277 | 597.552 | 22.52% | 189.5319 | 3820.963
10 | 20 | 23 | 20.9133 | 20.9533 | 20.9867 | 21.1667 | 0% | 0 | 0 | 0 | 0 | 0 | 0 | 0 | 0 | 22.36% | 27.6831 | 578.9455 | 15.2% | 127.9321 | 2707.8954
10 | 21 | 0 | 21.5 | 21.6 | 21.5833 | 21.6933 | 0% | 0 | 0 | 0 | 0 | 0 | 0 | 0 | 0 | 19.76% | 24.4624 | 525.9421 | 10.03% | 84.3844 | 1830.5799
10 | 21 | 1 | 22.1033 | 22.2167 | 22.1833 | 22.2633 | 0% | 0 | 0 | 0 | 0 | 0 | 0 | 0 | 0 | 21.16% | 26.1927 | 578.9469 | 5.744% | 48.3341 | 1076.0785
10 | 21 | 2 | 23.02 | 23.1033 | 23.08 | 23.1767 | 0% | 0 | 0 | 0 | 0 | 0 | 0 | 0 | 0 | 17.79% | 22.0265 | 507.0502 | 3.441% | 28.9566 | 671.1181
10 | 21 | 3 | 18.59 | 18.6433 | 18.6367 | 18.7267 | 0% | 0 | 0 | 0 | 0 | 0 | 0 | 0 | 0 | 18.77% | 23.2387 | 432.008 | 2.677% | 22.5293 | 421.8988
10 | 21 | 4 | 19.1233 | 19.1667 | 19.1667 | 19.26 | 0% | 0 | 0 | 0 | 0 | 0 | 0 | 0 | 0 | 22.17% | 27.4534 | 525.001 | 1.26% | 10.6007 | 204.17
10 | 21 | 5 | 21.77 | 21.8367 | 21.83 | 21.9367 | 0% | 0 | 0 | 0 | 0 | 0 | 0 | 0 | 0 | 21.07% | 26.0803 | 567.7682 | 0.562% | 4.7293 | 103.7452
10 | 21 | 6 | 19.8 | 19.8467 | 19.8533 | 20 | 0.08705% | 0.097005 | 0.019401 | 0.019401 | 0.019401 | 1.9207 | 0.38504 | 0.38517 | 0.38802 | 21.54% | 26.6664 | 527.9956 | 0.3591% | 3.0213 | 60.4259
10 | 21 | 7 | 21.4367 | 21.49 | 21.5067 | 21.6733 | 26.61% | 29.6581 | 5.9316 | 5.9316 | 5.9316 | 635.7698 | 127.4703 | 127.5692 | 128.5578 | 23.94% | 29.6433 | 635.4541 | 0.1491% | 1.2543 | 27.185
10 | 21 | 8 | 24.74 | 24.7933 | 24.8233 | 25.0467 | 47.23% | 52.6364 | 10.5273 | 10.5273 | 10.5273 | 1302.2241 | 261.0063 | 261.3221 | 263.6732 | 21.68% | 26.8375 | 663.9603 | 0.01719% | 0.14466 | 3.6232
10 | 21 | 9 | 28.7533 | 28.7967 | 28.8267 | 54.3 | 54.97% | 61.2611 | 12.2522 | 12.2522 | 12.2522 | 1761.4618 | 352.8233 | 353.1909 | 665.2959 | 15.12% | 18.7156 | 538.1372 | 0% | 0 | 0
10 | 21 | 10 | 26.32 | 26.3567 | 26.3833 | 26.6233 | 54.38% | 60.6006 | 12.1201 | 12.1201 | 12.1201 | 1595.0088 | 319.4462 | 319.7694 | 322.6782 | 8.03% | 9.942 | 261.6733 | 0% | 0 | 0
10 | 21 | 11 | 24.1933 | 24.23 | 24.2567 | 24.48 | 51.05% | 56.891 | 11.3782 | 11.3782 | 11.3782 | 1376.3827 | 275.6937 | 275.9972 | 278.5383 | 2.249% | 2.7845 | 67.3669 | 0% | 0 | 0
10 | 21 | 12 | 22.41 | 22.48 | 22.4767 | 22.6433 | 49.63% | 55.3062 | 11.0612 | 11.0612 | 11.0612 | 1239.4113 | 248.6565 | 248.6197 | 250.4632 | 1.776% | 2.1989 | 49.2772 | 0% | 0 | 0
10 | 21 | 13 | 19.8333 | 19.89 | 19.9033 | 21.1433 | 50.92% | 56.7427 | 11.3485 | 11.3485 | 11.3485 | 1125.3969 | 225.7225 | 225.8738 | 239.946 | 1.582% | 1.9588 | 38.8486 | 0.001859% | 0.015643 | 0.33074
10 | 21 | 14 | 20.9933 | 21.0433 | 21.0733 | 22.0467 | 45.99% | 51.2487 | 10.2497 | 10.2497 | 10.2497 | 1075.8803 | 215.6885 | 215.996 | 225.9724 | 2.353% | 2.9133 | 61.1602 | 0.02476% | 0.20838 | 4.594
10 | 21 | 15 | 21.8167 | 21.87 | 21.8867 | 23.0133 | 31.71% | 35.3368 | 7.0674 | 7.0674 | 7.0674 | 770.9319 | 154.5633 | 154.6811 | 162.6437 | 2.527% | 3.1291 | 68.2671 | 0.2182% | 1.8364 | 42.2617
10 | 21 | 16 | 27.1 | 27.1433 | 27.1533 | 27.6533 | 8.881% | 9.8969 | 1.9794 | 1.9794 | 1.9794 | 268.2069 | 53.7271 | 53.7469 | 54.7366 | 3.506% | 4.3408 | 117.6368 | 0.5823% | 4.9001 | 135.5053
10 | 21 | 17 | 41.3667 | 41.3933 | 41.4233 | 41.7467 | 0% | 0 | 0 | 0 | 0 | 0 | 0 | 0 | 0 | 11.71% | 14.4973 | 599.7044 | 0.8286% | 6.9727 | 291.0862
10 | 21 | 18 | 44.5233 | 44.5433 | 44.54 | 44.95 | 0% | 0 | 0 | 0 | 0 | 0 | 0 | 0 | 0 | 26.49% | 32.8008 | 1460.4006 | 0.9709% | 8.1698 | 367.2332
10 | 21 | 19 | 28.2567 | 28.28 | 28.29 | 28.5067 | 0% | 0 | 0 | 0 | 0 | 0 | 0 | 0 | 0 | 43.81% | 54.2405 | 1532.6562 | 1.685% | 14.1776 | 404.1567
10 | 21 | 20 | 45.0667 | 45.0567 | 45.05 | 45.3967 | 0% | 0 | 0 | 0 | 0 | 0 | 0 | 0 | 0 | 52.34% | 64.7934 | 2920.0221 | 3.057% | 25.7224 | 1167.7116
10 | 21 | 21 | 32.5933 | 32.62 | 32.62 | 32.75 | 0% | 0 | 0 | 0 | 0 | 0 | 0 | 0 | 0 | 53.42% | 66.1384 | 2155.6702 | 5.609% | 47.1947 | 1545.6277
10 | 21 | 22 | 19.1767 | 19.22 | 19.21 | 19.3467 | 0% | 0 | 0 | 0 | 0 | 0 | 0 | 0 | 0 | 56.17% | 69.5366 | 1333.4801 | 8.643% | 72.7296 | 1407.0747
10 | 21 | 23 | 19.2367 | 19.2733 | 19.26 | 19.3967 | 0% | 0 | 0 | 0 | 0 | 0 | 0 | 0 | 0 | 58.47% | 72.3844 | 1392.4342 | 12.49% | 105.0646 | 2037.9036
10 | 22 | 0 | 19.9367 | 20 | 19.9567 | 20.0667 | 0% | 0 | 0 | 0 | 0 | 0 | 0 | 0 | 0 | 60.09% | 74.4001 | 1483.2909 | 16.75% | 140.9686 | 2828.7707
10 | 22 | 1 | 20.08 | 20.16 | 20.1067 | 20.1967 | 0% | 0 | 0 | 0 | 0 | 0 | 0 | 0 | 0 | 61.71% | 76.4034 | 1534.1807 | 22.26% | 187.3007 | 3782.8508
10 | 22 | 2 | 20.8967 | 20.9433 | 20.9067 | 21.0167 | 0% | 0 | 0 | 0 | 0 | 0 | 0 | 0 | 0 | 63.53% | 78.6481 | 1643.4831 | 29.33% | 246.8113 | 5187.1505
10 | 22 | 3 | 20.08 | 20.11 | 20.09 | 20.1833 | 0% | 0 | 0 | 0 | 0 | 0 | 0 | 0 | 0 | 64.67% | 80.0615 | 1607.6357 | 31.2% | 262.5065 | 5298.2554
10 | 22 | 4 | 20.3967 | 20.41 | 20.3933 | 20.49 | 0% | 0 | 0 | 0 | 0 | 0 | 0 | 0 | 0 | 69.19% | 85.6581 | 1747.1392 | 34.54% | 290.6135 | 5954.6708
10 | 22 | 5 | 24.1833 | 24.19 | 24.1833 | 24.2933 | 0% | 0 | 0 | 0 | 0 | 0 | 0 | 0 | 0 | 68.3% | 84.5542 | 2044.8028 | 33.85% | 284.8326 | 6919.5344
10 | 22 | 6 | 276.8767 | 275.5267 | 275.6267 | 276.7 | 0.2617% | 0.29163 | 0.058326 | 0.058326 | 0.058326 | 80.7459 | 16.0704 | 16.0763 | 16.1389 | 71.42% | 88.4259 | 24483.0594 | 31.61% | 265.9545 | 73589.6033
10 | 22 | 7 | 34.4533 | 34.3967 | 34.41 | 34.6433 | 21.66% | 24.1331 | 4.8266 | 4.8266 | 4.8266 | 831.4664 | 166.0198 | 166.0841 | 167.2103 | 71.05% | 87.9684 | 3030.803 | 32.63% | 274.5881 | 9512.6456
10 | 22 | 8 | 79.27 | 79.0633 | 79.1133 | 79.5333 | 39.38% | 43.8813 | 8.7763 | 8.7763 | 8.7763 | 3478.4676 | 693.8798 | 694.3186 | 698.0046 | 66.49% | 82.3214 | 6525.6134 | 35.46% | 298.4173 | 23734.1241
10 | 22 | 9 | 28.1733 | 28.18 | 28.21 | 28.33 | 36.61% | 40.7975 | 8.1595 | 8.1595 | 8.1595 | 1149.4018 | 229.9347 | 230.1795 | 231.1587 | 60.76% | 75.2296 | 2119.4682 | 34.35% | 289.0345 | 8188.3472
10 | 22 | 10 | 26.8933 | 26.9233 | 26.9733 | 27.1467 | 29.23% | 32.5787 | 6.5157 | 6.5157 | 6.5157 | 876.1496 | 175.4254 | 175.7512 | 176.8806 | 77.18% | 95.5479 | 2569.6008 | 34.08% | 286.7909 | 7785.4162
10 | 22 | 11 | 26.7167 | 26.7967 | 26.8333 | 27.06 | 29.32% | 32.6683 | 6.5337 | 6.5337 | 6.5337 | 872.7876 | 175.0802 | 175.3198 | 176.8007 | 83.69% | 103.6114 | 2768.1524 | 35.59% | 299.4748 | 8103.7877
10 | 22 | 12 | 28.6067 | 28.68 | 28.73 | 28.99 | 28.29% | 31.5277 | 6.3055 | 6.3055 | 6.3055 | 901.9025 | 180.8429 | 181.1582 | 182.7976 | 87.19% | 107.9506 | 3088.1065 | 44.15% | 371.496 | 10769.6695
10 | 22 | 13 | 25.4 | 25.4533 | 25.5 | 25.7567 | 19.17% | 21.3682 | 4.2736 | 4.2736 | 4.2736 | 542.7518 | 108.7783 | 108.9777 | 110.0746 | 87.24% | 108.0013 | 2743.2337 | 56.09% | 471.9739 | 12156.4752
10 | 22 | 14 | 29.1767 | 29.21 | 29.3 | 29.3633 | 4.912% | 5.4737 | 1.0947 | 1.0947 | 1.0947 | 159.7029 | 31.9771 | 32.0756 | 32.1449 | 75.7% | 93.7242 | 2734.5595 | 60.1% | 505.7052 | 14849.1893
10 | 22 | 15 | 27.8533 | 27.8767 | 27.96 | 28.2233 | 4.125% | 4.5963 | 0.91926 | 0.91926 | 0.91926 | 128.0218 | 25.6258 | 25.7024 | 25.9445 | 65.84% | 81.5183 | 2270.5568 | 66.93% | 563.166 | 15894.422
10 | 22 | 16 | 26.49 | 26.5067 | 26.57 | 26.78 | 1.296% | 1.4446 | 0.28891 | 0.28891 | 0.28891 | 38.2665 | 7.6581 | 7.6764 | 7.7371 | 44.83% | 55.5053 | 1470.3356 | 70.43% | 592.6618 | 15871.4837
10 | 22 | 17 | 46.8433 | 46.85 | 46.93 | 47.2233 | 0% | 0 | 0 | 0 | 0 | 0 | 0 | 0 | 0 | 31.08% | 38.4753 | 1802.3105 | 80.53% | 677.6505 | 32000.9166
10 | 22 | 18 | 31.2733 | 31.2833 | 31.3167 | 31.52 | 0% | 0 | 0 | 0 | 0 | 0 | 0 | 0 | 0 | 28.31% | 35.047 | 1096.0364 | 91.34% | 768.5881 | 24225.8975
10 | 22 | 19 | 27.3033 | 27.3133 | 27.34 | 27.5367 | 0% | 0 | 0 | 0 | 0 | 0 | 0 | 0 | 0 | 34.07% | 42.1846 | 1151.7805 | 93.27% | 784.829 | 21611.5746
10 | 22 | 20 | 28.25 | 28.2733 | 28.3167 | 28.5367 | 0% | 0 | 0 | 0 | 0 | 0 | 0 | 0 | 0 | 37.35% | 46.2361 | 1306.1707 | 91.07% | 766.2986 | 21867.6077
10 | 22 | 21 | 28.37 | 28.3833 | 28.4467 | 28.6833 | 0% | 0 | 0 | 0 | 0 | 0 | 0 | 0 | 0 | 33.34% | 41.2731 | 1170.9191 | 84.69% | 712.6598 | 20441.4586
10 | 22 | 22 | 22.4133 | 22.4333 | 22.4933 | 22.6867 | 0% | 0 | 0 | 0 | 0 | 0 | 0 | 0 | 0 | 27.71% | 34.3063 | 768.9186 | 70.86% | 596.2346 | 13526.5764
10 | 22 | 23 | 23.68 | 23.7067 | 23.7567 | 23.9167 | 0% | 0 | 0 | 0 | 0 | 0 | 0 | 0 | 0 | 29.14% | 36.073 | 854.2079 | 50.01% | 420.8508 | 10065.3483
10 | 23 | 0 | 17.49 | 17.5367 | 17.5633 | 17.7033 | 0% | 0 | 0 | 0 | 0 | 0 | 0 | 0 | 0 | 29.26% | 36.2235 | 633.5493 | 38.96% | 327.8187 | 5803.4844
10 | 23 | 1 | 18.8833 | 18.9467 | 18.9433 | 19.0367 | 0% | 0 | 0 | 0 | 0 | 0 | 0 | 0 | 0 | 25.44% | 31.4926 | 594.6858 | 25.85% | 217.4871 | 4140.229
10 | 23 | 2 | 21.9833 | 22.0867 | 22.0133 | 22.08 | 0% | 0 | 0 | 0 | 0 | 0 | 0 | 0 | 0 | 26.85% | 33.2379 | 730.68 | 27.14% | 228.4091 | 5043.2724
10 | 23 | 3 | 20.9667 | 21.1267 | 21.0033 | 21.07 | 0% | 0 | 0 | 0 | 0 | 0 | 0 | 0 | 0 | 27.73% | 34.3307 | 719.8012 | 40.36% | 339.6204 | 7155.8009
10 | 23 | 4 | 17.7767 | 17.8633 | 17.81 | 17.9067 | 0% | 0 | 0 | 0 | 0 | 0 | 0 | 0 | 0 | 29.34% | 36.3275 | 645.7813 | 65.68% | 552.6633 | 9896.358
10 | 23 | 5 | 19.0867 | 19.1367 | 19.1267 | 19.2567 | 0% | 0 | 0 | 0 | 0 | 0 | 0 | 0 | 0 | 29.42% | 36.4205 | 695.1464 | 82% | 689.9812 | 13286.7377
10 | 23 | 6 | 46.41 | 46.4233 | 46.4233 | 46.75 | 0.1636% | 0.18227 | 0.036454 | 0.036454 | 0.036454 | 8.4591 | 1.6923 | 1.6923 | 1.7042 | 29.46% | 36.477 | 1692.8989 | 84.02% | 707.0332 | 33053.8042
10 | 23 | 7 | 34.3167 | 34.35 | 34.3533 | 34.6433 | 17.9% | 19.9446 | 3.9889 | 3.9889 | 3.9889 | 684.433 | 137.0196 | 137.0329 | 138.1897 | 31.54% | 39.0424 | 1339.8045 | 86.19% | 725.2138 | 25123.8238
10 | 23 | 8 | 29.7567 | 29.8067 | 29.83 | 30.1033 | 33.7% | 37.558 | 7.5116 | 7.5116 | 7.5116 | 1117.6024 | 223.8961 | 224.0713 | 226.1245 | 31.18% | 38.6083 | 1148.8539 | 87.15% | 733.3306 | 22075.6963
10 | 23 | 9 | 40.04 | 40.05 | 40.1 | 40.4433 | 37.96% | 42.3014 | 8.4603 | 8.4603 | 8.4603 | 1693.7475 | 338.8341 | 339.2571 | 342.1618 | 31.85% | 39.4303 | 1578.7875 | 89.17% | 750.2904 | 30344.2429
10 | 23 | 10 | 38.4867 | 38.49 | 38.5333 | 38.84 | 32.78% | 36.5349 | 7.307 | 7.307 | 7.307 | 1406.1053 | 281.2454 | 281.5621 | 283.8029 | 31.83% | 39.4089 | 1516.7163 | 92.43% | 777.7604 | 30208.2138
10 | 23 | 11 | 37.05 | 37.04 | 37.06 | 37.3733 | 26.37% | 29.3905 | 5.8781 | 5.8781 | 5.8781 | 1088.9186 | 217.7249 | 217.8425 | 219.6843 | 37.46% | 46.373 | 1718.121 | 91.76% | 772.1488 | 28857.775
10 | 23 | 12 | 39.3867 | 39.3633 | 39.4133 | 39.7333 | 15.04% | 16.7583 | 3.3517 | 3.3517 | 3.3517 | 660.0537 | 131.9325 | 132.1001 | 133.1727 | 40.35% | 49.9552 | 1967.5688 | 91.56% | 770.4099 | 30610.9519
10 | 23 | 13 | 32.3 | 32.2933 | 32.3533 | 32.6667 | 14.2% | 15.8247 | 3.1649 | 3.1649 | 3.1649 | 511.1382 | 102.2065 | 102.3964 | 103.3881 | 48.25% | 59.733 | 1929.3759 | 93.71% | 788.4881 | 25757.2775
10 | 23 | 14 | 29.8867 | 29.9 | 29.9667 | 30.2367 | 14.05% | 15.6529 | 3.1306 | 3.1306 | 3.1306 | 467.8144 | 93.6046 | 93.8133 | 94.6586 | 57.23% | 70.856 | 2117.6495 | 94.4% | 794.342 | 24018.2535
10 | 23 | 15 | 29.0267 | 29.03 | 29.0867 | 29.3433 | 9.168% | 10.2164 | 2.0433 | 2.0433 | 2.0433 | 296.5471 | 59.3162 | 59.432 | 59.9565 | 58.2% | 72.0552 | 2091.5228 | 96.79% | 814.4321 | 23898.1512
10 | 23 | 16 | 31.1133 | 31.1733 | 31.2467 | 31.5233 | 2.799% | 3.1196 | 0.62392 | 0.62392 | 0.62392 | 97.0609 | 19.4496 | 19.4954 | 19.668 | 66.43% | 82.2424 | 2558.8356 | 96.2% | 809.5003 | 25518.1476
10 | 23 | 17 | 32.2433 | 32.37 | 32.4467 | 32.7067 | 0% | 0 | 0 | 0 | 0 | 0 | 0 | 0 | 0 | 77.54% | 95.996 | 3095.2317 | 97.53% | 820.667 | 26841.2814
10 | 23 | 18 | 30.7167 | 30.7233 | 30.7633 | 30.9833 | 0% | 0 | 0 | 0 | 0 | 0 | 0 | 0 | 0 | 81.87% | 101.3613 | 3113.4804 | 97.72% | 822.235 | 25475.5799
10 | 23 | 19 | 32.5 | 32.5467 | 32.59 | 32.84 | 0% | 0 | 0 | 0 | 0 | 0 | 0 | 0 | 0 | 92.23% | 114.1831 | 3710.9503 | 97.97% | 824.3641 | 27072.1174
10 | 23 | 20 | 35.97 | 36.0233 | 36.0833 | 36.4733 | 0% | 0 | 0 | 0 | 0 | 0 | 0 | 0 | 0 | 94.48% | 116.971 | 4207.4469 | 98.9% | 832.1734 | 30352.1369
10 | 23 | 21 | 22.3767 | 22.3933 | 22.4267 | 23.0233 | 0% | 0 | 0 | 0 | 0 | 0 | 0 | 0 | 0 | 94.19% | 116.6109 | 2609.3622 | 99.49% | 837.1789 | 19274.648
10 | 23 | 22 | 22.76 | 22.78 | 22.8333 | 23.1833 | 0% | 0 | 0 | 0 | 0 | 0 | 0 | 0 | 0 | 94.78% | 117.3424 | 2670.7126 | 99.68% | 838.7695 | 19445.4725
10 | 23 | 23 | 20.3867 | 20.4067 | 20.4567 | 20.6467 | 0% | 0 | 0 | 0 | 0 | 0 | 0 | 0 | 0 | 93.7% | 116.0025 | 2364.9033 | 99.78% | 839.6301 | 17335.5633
10 | 24 | 0 | 22.9033 | 22.92 | 22.95 | 23.8633 | 0% | 0 | 0 | 0 | 0 | 0 | 0 | 0 | 0 | 90.93% | 112.5724 | 2578.2824 | 99.94% | 840.9775 | 20068.5264
10 | 24 | 1 | 20.5633 | 20.6067 | 20.5933 | 21.6167 | 0% | 0 | 0 | 0 | 0 | 0 | 0 | 0 | 0 | 86.86% | 107.5329 | 2211.2352 | 99.98% | 841.2486 | 18184.9905
10 | 24 | 2 | 19.7567 | 19.85 | 19.79 | 19.8733 | 0% | 0 | 0 | 0 | 0 | 0 | 0 | 0 | 0 | 81.7% | 101.147 | 1998.328 | 99.36% | 836.0959 | 16616.0116
10 | 24 | 3 | 19.2567 | 19.3733 | 19.2933 | 19.3633 | 0% | 0 | 0 | 0 | 0 | 0 | 0 | 0 | 0 | 70.74% | 87.5838 | 1686.5721 | 98.2% | 826.3348 | 16000.5971
10 | 24 | 4 | 18.27 | 18.2867 | 18.29 | 18.4133 | 0% | 0 | 0 | 0 | 0 | 0 | 0 | 0 | 0 | 65.32% | 80.8686 | 1477.4689 | 96.13% | 808.9279 | 14895.0585
10 | 24 | 5 | 18.8733 | 18.87 | 18.8967 | 20.2967 | 0% | 0 | 0 | 0 | 0 | 0 | 0 | 0 | 0 | 63.36% | 78.4416 | 1480.4542 | 91.57% | 770.5639 | 15639.8795
10 | 24 | 6 | 22.4933 | 22.48 | 22.52 | 22.9167 | 0.1442% | 0.16064 | 0.032129 | 0.032129 | 0.032129 | 3.6134 | 0.72226 | 0.72354 | 0.73629 | 54.02% | 66.8785 | 1504.321 | 90.58% | 762.1791 | 17466.6055
10 | 24 | 7 | 30.3267 | 30.3233 | 30.3733 | 35.2467 | 14% | 15.5961 | 3.1192 | 3.1192 | 3.1192 | 472.9778 | 94.5852 | 94.7411 | 109.9421 | 64.04% | 79.2875 | 2404.5241 | 98.93% | 832.4702 | 29341.7994
10 | 24 | 8 | 34.6633 | 34.65 | 34.6767 | 34.8733 | 31.7% | 35.3232 | 7.0646 | 7.0646 | 7.0646 | 1224.4212 | 244.79 | 244.9784 | 246.3678 | 50.86% | 62.9642 | 2182.5495 | 99.44% | 836.7082 | 29178.8035
10 | 24 | 9 | 32.2267 | 32.1967 | 32.2367 | 32.5433 | 38.99% | 43.4549 | 8.691 | 8.691 | 8.691 | 1400.4077 | 279.8208 | 280.1685 | 282.8337 | 40.39% | 50.0082 | 1611.5968 | 98.95% | 832.5868 | 27095.1486
10 | 24 | 10 | 47.3067 | 47.21 | 47.2467 | 47.7 | 36.39% | 40.5578 | 8.1116 | 8.1116 | 8.1116 | 1918.6532 | 382.9465 | 383.2439 | 386.9212 | 41.88% | 51.8463 | 2452.6746 | 96.76% | 814.1768 | 38836.2347
10 | 24 | 11 | 35.2233 | 35.1633 | 35.2167 | 42.68 | 31.41% | 35.0081 | 7.0016 | 7.0016 | 7.0016 | 1233.103 | 246.2005 | 246.5739 | 298.8294 | 38.93% | 48.1938 | 1697.5474 | 99.84% | 840.0863 | 35854.8823
10 | 24 | 12 | 36.89 | 36.82 | 36.8733 | 39 | 22.55% | 25.1279 | 5.0256 | 5.0256 | 5.0256 | 926.9674 | 185.0417 | 185.3097 | 195.9974 | 35.1% | 43.4548 | 1603.0475 | 100% | 841.4331 | 32815.8925
10 | 24 | 13 | 29.0533 | 29.2467 | 29.34 | 29.6867 | 19.62% | 21.8668 | 4.3734 | 4.3734 | 4.3734 | 635.3033 | 127.9062 | 128.3144 | 129.8305 | 49.16% | 60.8606 | 1768.2038 | 99.99% | 841.3762 | 24977.6548
10 | 24 | 14 | 26.38 | 26.5667 | 26.64 | 27.1733 | 15.29% | 17.0388 | 3.4078 | 3.4078 | 3.4078 | 449.4839 | 90.5329 | 90.7828 | 92.6003 | 47.79% | 59.1691 | 1560.8798 | 99.96% | 841.1242 | 22856.1481
10 | 24 | 15 | 29.0167 | 29.59 | 29.72 | 29.9467 | 8.715% | 9.7122 | 1.9424 | 1.9424 | 1.9424 | 281.8154 | 57.4767 | 57.7293 | 58.1696 | 49.61% | 61.4226 | 1782.2779 | 99.43% | 836.6799 | 25055.7752
10 | 24 | 16 | 29.9333 | 29.9333 | 29.98 | 30.23 | 2.397% | 2.671 | 0.5342 | 0.5342 | 0.5342 | 79.9526 | 15.9905 | 16.0155 | 16.149 | 58.81% | 72.8049 | 2179.2944 | 97.71% | 822.204 | 24855.2266
10 | 24 | 17 | 29.39 | 29.3933 | 29.4333 | 29.6733 | 0% | 0 | 0 | 0 | 0 | 0 | 0 | 0 | 0 | 61.32% | 75.9115 | 2231.0398 | 97.15% | 817.4971 | 24257.8641
10 | 24 | 18 | 38.7433 | 39.57 | 39.71 | 39.95 | 0% | 0 | 0 | 0 | 0 | 0 | 0 | 0 | 0 | 72.49% | 89.7493 | 3477.1872 | 99.95% | 841.0336 | 33599.2938
10 | 24 | 19 | 47.4167 | 47.3733 | 47.37 | 47.6867 | 0% | 0 | 0 | 0 | 0 | 0 | 0 | 0 | 0 | 69.68% | 86.2612 | 4090.2193 | 100% | 841.4568 | 40126.2713
10 | 24 | 20 | 34.1467 | 34.1667 | 34.1933 | 34.47 | 0% | 0 | 0 | 0 | 0 | 0 | 0 | 0 | 0 | 79.1% | 97.9358 | 3344.1822 | 99.76% | 839.4164 | 28934.6821
10 | 24 | 21 | 31.4233 | 31.4167 | 31.45 | 31.72 | 0% | 0 | 0 | 0 | 0 | 0 | 0 | 0 | 0 | 84.32% | 104.3865 | 3280.1712 | 96.06% | 808.3435 | 25640.6565
10 | 24 | 22 | 20.4067 | 20.3967 | 20.42 | 20.61 | 0% | 0 | 0 | 0 | 0 | 0 | 0 | 0 | 0 | 89.41% | 110.69 | 2258.8134 | 88.51% | 744.7643 | 15349.5913
10 | 24 | 23 | 17.0833 | 17.0833 | 17.11 | 17.26 | 0% | 0 | 0 | 0 | 0 | 0 | 0 | 0 | 0 | 90.87% | 112.4989 | 1921.8555 | 88.2% | 742.206 | 12810.4754
10 | 25 | 0 | 20.26 | 20.2667 | 20.3033 | 20.46 | 0% | 0 | 0 | 0 | 0 | 0 | 0 | 0 | 0 | 80.73% | 99.9497 | 2024.9802 | 85.06% | 715.7492 | 14644.2285
10 | 25 | 1 | 19.5 | 19.4933 | 19.5267 | 19.6733 | 0% | 0 | 0 | 0 | 0 | 0 | 0 | 0 | 0 | 72.35% | 89.5706 | 1746.6265 | 80.98% | 681.4522 | 13406.4365
10 | 25 | 2 | 18.8233 | 18.8067 | 18.8333 | 18.9733 | 0% | 0 | 0 | 0 | 0 | 0 | 0 | 0 | 0 | 65.12% | 80.6202 | 1517.54 | 79.58% | 669.6288 | 12705.0907
10 | 25 | 3 | 19.6333 | 19.6133 | 19.6433 | 19.7833 | 0% | 0 | 0 | 0 | 0 | 0 | 0 | 0 | 0 | 62.53% | 77.4191 | 1519.9946 | 74.56% | 627.3939 | 12411.9426
10 | 25 | 4 | 19.1133 | 19.09 | 19.1167 | 19.2567 | 0% | 0 | 0 | 0 | 0 | 0 | 0 | 0 | 0 | 61.46% | 76.088 | 1454.2961 | 72.88% | 613.2415 | 11808.9875
10 | 25 | 5 | 18.9867 | 18.9733 | 19.0033 | 19.1567 | 0% | 0 | 0 | 0 | 0 | 0 | 0 | 0 | 0 | 56.9% | 70.4461 | 1337.5371 | 80.39% | 676.4537 | 12958.598
10 | 25 | 6 | 24.2633 | 24.25 | 24.27 | 24.61 | 0.1048% | 0.11678 | 0.023355 | 0.023355 | 0.023355 | 2.8334 | 0.56636 | 0.56683 | 0.57477 | 48.58% | 60.139 | 1459.1734 | 64.59% | 543.519 | 13376.0018
10 | 25 | 7 | 30.5633 | 30.5567 | 30.5833 | 31.0033 | 19.48% | 21.7043 | 4.3409 | 4.3409 | 4.3409 | 663.3557 | 132.6422 | 132.758 | 134.5811 | 44.52% | 55.1122 | 1684.4118 | 55.05% | 463.2322 | 14361.7421
10 | 25 | 8 | 48.52 | 48.4333 | 48.42 | 49.5767 | 40.28% | 44.8865 | 8.9773 | 8.9773 | 8.9773 | 2177.8942 | 434.8008 | 434.6811 | 445.0649 | 33.41% | 41.3582 | 2006.6995 | 47.28% | 397.8816 | 19725.6438
10 | 25 | 9 | 28.6267 | 28.63 | 28.6633 | 29.53 | 46.02% | 51.2888 | 10.2578 | 10.2578 | 10.2578 | 1468.2281 | 293.6798 | 294.0217 | 302.9118 | 27.91% | 34.5497 | 989.0439 | 36.52% | 307.2958 | 9074.4445
10 | 25 | 10 | 30.6733 | 30.6567 | 30.6933 | 31.2733 | 42.05% | 46.8649 | 9.373 | 9.373 | 9.373 | 1437.5034 | 287.3445 | 287.6881 | 293.1245 | 28.08% | 34.764 | 1066.3264 | 29.35% | 246.9683 | 7723.5225
10 | 25 | 11 | 29.63 | 29.6167 | 29.6633 | 30.07 | 35.88% | 39.9838 | 7.9968 | 7.9968 | 7.9968 | 1184.7194 | 236.8373 | 237.2104 | 240.4625 | 30.18% | 37.3651 | 1107.1283 | 26.67% | 224.4347 | 6748.7502
10 | 25 | 12 | 26.4467 | 26.4433 | 26.4867 | 26.7433 | 35.88% | 39.9838 | 7.9968 | 7.9968 | 7.9968 | 1057.4377 | 211.4609 | 211.8074 | 213.8599 | 27.85% | 34.4778 | 911.8227 | 22.96% | 193.1962 | 5166.709
10 | 25 | 13 | 26.6967 | 26.6967 | 26.7433 | 26.9967 | 34.56% | 38.5096 | 7.7019 | 7.7019 | 7.7019 | 1028.0769 | 205.6154 | 205.9748 | 207.9259 | 25.23% | 31.2337 | 833.8361 | 19.21% | 161.6666 | 4364.4606
10 | 25 | 14 | 27.95 | 27.9433 | 27.9933 | 28.2433 | 32.93% | 36.6918 | 7.3384 | 7.3384 | 7.3384 | 1025.536 | 205.0583 | 205.4252 | 207.2598 | 21.49% | 26.6026 | 743.5429 | 17.87% | 150.3846 | 4247.3634
10 | 25 | 15 | 31.8133 | 31.7933 | 31.8433 | 32.14 | 23.75% | 26.4668 | 5.2934 | 5.2934 | 5.2934 | 841.9967 | 168.2935 | 168.5581 | 170.1285 | 17.45% | 21.5991 | 687.1382 | 18.36% | 154.5136 | 4966.0679
10 | 25 | 16 | 38.0033 | 37.9833 | 38.0533 | 38.4 | 4.086% | 4.5537 | 0.91073 | 0.91073 | 0.91073 | 173.0539 | 34.5926 | 34.6563 | 34.972 | 14.29% | 17.6876 | 672.1892 | 20.37% | 171.3878 | 6581.291
10 | 25 | 17 | 32.0567 | 32.02 | 32.0467 | 32.31 | 0% | 0 | 0 | 0 | 0 | 0 | 0 | 0 | 0 | 17.97% | 22.2435 | 713.0527 | 21.92% | 184.4796 | 5960.5351
10 | 25 | 18 | 35.1033 | 35.0733 | 35.09 | 35.3633 | 0% | 0 | 0 | 0 | 0 | 0 | 0 | 0 | 0 | 20.16% | 24.953 | 875.9333 | 23.56% | 198.2707 | 7011.5127
10 | 25 | 19 | 30.6967 | 30.6667 | 30.6767 | 30.92 | 0% | 0 | 0 | 0 | 0 | 0 | 0 | 0 | 0 | 19.79% | 24.5014 | 752.1119 | 25.97% | 218.5589 | 6757.8409
10 | 25 | 20 | 27.5667 | 27.5567 | 27.5833 | 27.8067 | 0% | 0 | 0 | 0 | 0 | 0 | 0 | 0 | 0 | 19.32% | 23.9237 | 659.4975 | 28.26% | 237.8364 | 6613.437
10 | 25 | 21 | 29.53 | 29.5267 | 29.5667 | 29.8067 | 0% | 0 | 0 | 0 | 0 | 0 | 0 | 0 | 0 | 17.18% | 21.267 | 628.015 | 35.42% | 298.0791 | 8884.7435
10 | 25 | 22 | 22.4567 | 22.46 | 22.49 | 22.6833 | 0% | 0 | 0 | 0 | 0 | 0 | 0 | 0 | 0 | 12.61% | 15.6146 | 350.6508 | 39.48% | 332.2083 | 7535.5909
10 | 25 | 23 | 20.5667 | 20.57 | 20.6067 | 20.7867 | 0% | 0 | 0 | 0 | 0 | 0 | 0 | 0 | 0 | 9.118% | 11.2891 | 232.1795 | 42.26% | 355.605 | 7391.8423
10 | 26 | 0 | 19.4667 | 19.48 | 19.52 | 19.68 | 0% | 0 | 0 | 0 | 0 | 0 | 0 | 0 | 0 | 8.527% | 10.5573 | 205.5158 | 45.51% | 382.9614 | 7536.6805
10 | 26 | 1 | 21 | 20.9933 | 21.03 | 21.2 | 0% | 0 | 0 | 0 | 0 | 0 | 0 | 0 | 0 | 7.8% | 9.6571 | 202.7988 | 45.15% | 379.8817 | 8053.493
10 | 26 | 2 | 18.8 | 18.7967 | 18.8367 | 18.9833 | 0% | 0 | 0 | 0 | 0 | 0 | 0 | 0 | 0 | 7.974% | 9.8718 | 185.59 | 47.91% | 403.1269 | 7652.6928
10 | 26 | 3 | 15.5667 | 15.58 | 15.6133 | 15.7333 | 0% | 0 | 0 | 0 | 0 | 0 | 0 | 0 | 0 | 8.382% | 10.3777 | 161.546 | 54.22% | 456.2619 | 7178.521
10 | 26 | 4 | 4.8833 | 4.93 | 4.9767 | 4.9967 | 0% | 0 | 0 | 0 | 0 | 0 | 0 | 0 | 0 | 11.85% | 14.6713 | 71.6449 | 49.09% | 413.1077 | 2064.1616
10 | 26 | 5 | 12.03 | 12.0533 | 12.0867 | 12.1867 | 0% | 0 | 0 | 0 | 0 | 0 | 0 | 0 | 0 | 21.73% | 26.9045 | 323.6609 | 42.89% | 360.9019 | 4398.1916
10 | 26 | 6 | 22.1367 | 22.12 | 22.15 | 22.34 | 0.2589% | 0.28854 | 0.057708 | 0.057708 | 0.057708 | 6.3874 | 1.2765 | 1.2782 | 1.2892 | 34.07% | 42.1837 | 933.8056 | 38.95% | 327.7779 | 7322.5594
10 | 26 | 7 | 27.6967 | 27.6833 | 27.6833 | 27.94 | 21.27% | 23.7074 | 4.7415 | 4.7415 | 4.7415 | 656.6163 | 131.26 | 131.26 | 132.477 | 42.88% | 53.0899 | 1470.414 | 33.57% | 282.4362 | 7891.2662
10 | 26 | 8 | 39.9633 | 39.8867 | 39.84 | 44.89 | 43.5% | 48.4775 | 9.6955 | 9.6955 | 9.6955 | 1937.3243 | 386.7215 | 386.2691 | 435.2314 | 36.21% | 44.8303 | 1791.568 | 26.99% | 227.1203 | 10195.4295
10 | 26 | 9 | 26.38 | 26.3733 | 26.4033 | 27.4767 | 49.17% | 54.7909 | 10.9582 | 10.9582 | 10.9582 | 1445.3832 | 289.0036 | 289.3323 | 301.0941 | 26.18% | 32.4081 | 854.9256 | 17.38% | 146.2708 | 4019.0354
10 | 26 | 10 | 25.0733 | 25.0733 | 25.11 | 25.9 | 44.75% | 49.8739 | 9.9748 | 9.9748 | 9.9748 | 1250.5053 | 250.1011 | 250.4668 | 258.3469 | 16.81% | 20.8149 | 521.8997 | 12.02% | 101.1642 | 2620.1521
10 | 26 | 11 | 22.7967 | 22.7967 | 22.8333 | 23.86 | 41.97% | 46.771 | 9.3542 | 9.3542 | 9.3542 | 1066.2231 | 213.2446 | 213.5876 | 223.1912 | 11.82% | 14.635 | 333.6293 | 7.759% | 65.2905 | 1557.8316
10 | 26 | 12 | 23.13 | 23.1367 | 23.1767 | 24.27 | 41.01% | 45.6972 | 9.1394 | 9.1394 | 9.1394 | 1056.9753 | 211.456 | 211.8216 | 221.814 | 9.62% | 11.9106 | 275.4918 | 4.192% | 35.2754 | 856.1339
10 | 26 | 13 | 23.4 | 23.4 | 23.4467 | 24.6133 | 39.75% | 44.2996 | 8.8599 | 8.8599 | 8.8599 | 1036.6096 | 207.3219 | 207.7354 | 218.0719 | 8.756% | 10.8401 | 253.6588 | 2.496% | 20.999 | 516.8553
10 | 26 | 14 | 23.3567 | 23.36 | 23.4067 | 24.5267 | 39.83% | 44.3873 | 8.8775 | 8.8775 | 8.8775 | 1036.7392 | 207.3774 | 207.7917 | 217.7345 | 10.18% | 12.6047 | 294.4033 | 2.241% | 18.8529 | 462.3998
10 | 26 | 15 | 23.99 | 23.9933 | 24.0467 | 25.93 | 29.86% | 33.2806 | 6.6561 | 6.6561 | 6.6561 | 798.4012 | 159.7024 | 160.0574 | 172.5931 | 12.04% | 14.907 | 357.6193 | 2.184% | 18.3743 | 476.4448
10 | 26 | 16 | 23.19 | 23.19 | 23.2333 | 23.47 | 5.702% | 6.3541 | 1.2708 | 1.2708 | 1.2708 | 147.3517 | 29.4703 | 29.5254 | 29.8262 | 18.51% | 22.9181 | 531.4705 | 3.883% | 32.6724 | 766.8221
10 | 26 | 17 | 23.9733 | 23.9733 | 24.0067 | 24.24 | 0% | 0 | 0 | 0 | 0 | 0 | 0 | 0 | 0 | 42.79% | 52.9703 | 1269.8737 | 8.082% | 68.006 | 1648.4656
10 | 26 | 18 | 24.67 | 24.67 | 24.7 | 25.6167 | 0% | 0 | 0 | 0 | 0 | 0 | 0 | 0 | 0 | 64.29% | 79.5886 | 1963.452 | 13.2% | 111.0491 | 2844.7076
10 | 26 | 19 | 22.6 | 22.6033 | 22.62 | 28.5667 | 0% | 0 | 0 | 0 | 0 | 0 | 0 | 0 | 0 | 72.57% | 89.8414 | 2030.4159 | 18.7% | 157.3733 | 4495.6312
10 | 26 | 20 | 28.3267 | 28.3467 | 28.38 | 29.66 | 0% | 0 | 0 | 0 | 0 | 0 | 0 | 0 | 0 | 73.72% | 91.2665 | 2585.2764 | 24.44% | 205.632 | 6099.0445
10 | 26 | 21 | 21.9567 | 21.9733 | 21.9833 | 22.9633 | 0% | 0 | 0 | 0 | 0 | 0 | 0 | 0 | 0 | 76.09% | 94.2018 | 2068.3568 | 28.92% | 243.3858 | 5588.9483
10 | 26 | 22 | 17.9133 | 17.94 | 17.9567 | 23.71 | 0% | 0 | 0 | 0 | 0 | 0 | 0 | 0 | 0 | 74.59% | 92.3485 | 1654.2699 | 31.75% | 267.139 | 6333.8646
10 | 26 | 23 | 15.7467 | 15.8 | 15.83 | 17.1467 | 0% | 0 | 0 | 0 | 0 | 0 | 0 | 0 | 0 | 72.69% | 89.9983 | 1417.1738 | 34.64% | 291.5006 | 4998.2641
10 | 27 | 0 | 20.1333 | 20.1867 | 20.1667 | 20.39 | 0% | 0 | 0 | 0 | 0 | 0 | 0 | 0 | 0 | 76.1% | 94.2132 | 1896.8251 | 37.92% | 319.0934 | 6506.3144
10 | 27 | 1 | 20.2667 | 20.3633 | 20.3267 | 20.3267 | 0% | 0 | 0 | 0 | 0 | 0 | 0 | 0 | 0 | 78.74% | 97.4886 | 1975.7683 | 43.2% | 363.5502 | 7389.7628
10 | 27 | 2 | 19.87 | 19.9667 | 19.9167 | 19.9367 | 0% | 0 | 0 | 0 | 0 | 0 | 0 | 0 | 0 | 79.18% | 98.0236 | 1947.7289 | 43.71% | 367.8094 | 7332.8935
10 | 27 | 3 | 16.95 | 17.0033 | 16.99 | 17.04 | 0% | 0 | 0 | 0 | 0 | 0 | 0 | 0 | 0 | 78.63% | 97.3419 | 1649.9444 | 46.59% | 392.0281 | 6680.1582
10 | 27 | 4 | 17.39 | 17.38 | 17.39 | 17.5033 | 0% | 0 | 0 | 0 | 0 | 0 | 0 | 0 | 0 | 79.96% | 98.9968 | 1721.5543 | 46.67% | 392.6884 | 6873.3555
10 | 27 | 5 | 14.29 | 14.2967 | 14.3067 | 14.4033 | 0% | 0 | 0 | 0 | 0 | 0 | 0 | 0 | 0 | 81.24% | 100.5776 | 1437.2536 | 42.92% | 361.1676 | 5202.0179
10 | 27 | 6 | 19.65 | 19.65 | 19.6533 | 19.8 | 0.02162% | 0.024097 | 0.0048193 | 0.0048193 | 0.0048193 | 0.4735 | 0.0947 | 0.094716 | 0.095423 | 81.61% | 101.0313 | 1985.2656 | 46.38% | 390.2777 | 7727.4982
10 | 27 | 7 | 26.1233 | 26.1467 | 26.0967 | 26.2967 | 23.71% | 26.4254 | 5.2851 | 5.2851 | 5.2851 | 690.3193 | 138.1872 | 137.9229 | 138.9799 | 82.11% | 101.6516 | 2655.4788 | 52.92% | 445.2754 | 11709.2584
10 | 27 | 8 | 25.2 | 25.22 | 25.2033 | 26.03 | 45.27% | 50.4461 | 10.0892 | 10.0892 | 10.0892 | 1271.2407 | 254.4499 | 254.2818 | 262.6222 | 72.12% | 89.2847 | 2249.9735 | 53.35% | 448.8776 | 11684.2846
10 | 27 | 9 | 28.98 | 29.0133 | 28.99 | 29.66 | 53.68% | 59.8172 | 11.9634 | 11.9634 | 11.9634 | 1733.5021 | 347.0992 | 346.8201 | 354.8356 | 50.98% | 63.1203 | 1829.2271 | 48.2% | 405.6025 | 12030.1695
10 | 27 | 10 | 29.3533 | 29.3833 | 29.3667 | 30.02 | 54.47% | 60.7014 | 12.1403 | 12.1403 | 12.1403 | 1781.787 | 356.7216 | 356.5193 | 364.4509 | 36.21% | 44.8255 | 1315.7771 | 55.64% | 468.1906 | 14055.083
10 | 27 | 11 | 30.23 | 30.2833 | 30.23 | 30.5733 | 53.76% | 59.9049 | 11.981 | 11.981 | 11.981 | 1810.9259 | 362.8242 | 362.1852 | 366.2987 | 25.25% | 31.2668 | 945.1966 | 65.33% | 549.7009 | 16806.1902
10 | 27 | 12 | 30.6967 | 30.77 | 30.7067 | 31.4167 | 51.79% | 57.7115 | 11.5423 | 11.5423 | 11.5423 | 1771.551 | 355.1566 | 354.4256 | 362.6207 | 18.95% | 23.457 | 720.0513 | 67.43% | 567.3546 | 17824.3903
10 | 27 | 13 | 40.17 | 40.2 | 40.1933 | 40.5733 | 46.55% | 51.8709 | 10.3742 | 10.3742 | 10.3742 | 2083.6521 | 417.0416 | 416.9725 | 420.9147 | 16.91% | 20.9357 | 840.9864 | 67.12% | 564.8121 | 22916.3091
10 | 27 | 14 | 27.4 | 27.43 | 27.4267 | 28.0367 | 33.1% | 36.8858 | 7.3772 | 7.3772 | 7.3772 | 1010.6713 | 202.3556 | 202.331 | 206.8311 | 13.42% | 16.6088 | 455.0799 | 65.74% | 553.1685 | 15509.001
10 | 27 | 15 | 25.2367 | 25.2733 | 25.2867 | 26.05 | 12.93% | 14.408 | 2.8816 | 2.8816 | 2.8816 | 363.6087 | 72.8274 | 72.8658 | 75.0654 | 8.871% | 10.9826 | 277.1632 | 60.23% | 506.7758 | 13201.5103
10 | 27 | 16 | 24.7167 | 24.7433 | 24.7433 | 25.6267 | 0.8516% | 0.94904 | 0.18981 | 0.18981 | 0.18981 | 23.4571 | 4.6965 | 4.6965 | 4.8641 | 9.251% | 11.4536 | 283.096 | 51.7% | 435.0031 | 11147.6801
10 | 27 | 17 | 21.5867 | 21.6233 | 21.6267 | 22.7433 | 0% | 0 | 0 | 0 | 0 | 0 | 0 | 0 | 0 | 11.38% | 14.0882 | 304.1173 | 51.34% | 431.9762 | 9824.5795
10 | 27 | 18 | 30.37 | 30.43 | 30.39 | 31.11 | 0% | 0 | 0 | 0 | 0 | 0 | 0 | 0 | 0 | 12.11% | 14.9904 | 455.2585 | 55.96% | 470.9044 | 14649.8373
10 | 27 | 19 | 25.52 | 25.5567 | 25.5667 | 27.8833 | 0% | 0 | 0 | 0 | 0 | 0 | 0 | 0 | 0 | 12.08% | 14.9571 | 381.7045 | 53.68% | 451.7022 | 12594.962
10 | 27 | 20 | 25.5267 | 25.56 | 25.56 | 27.78 | 0% | 0 | 0 | 0 | 0 | 0 | 0 | 0 | 0 | 12.14% | 15.0279 | 383.6114 | 52.08% | 438.2111 | 12173.5034
10 | 27 | 21 | 25.22 | 25.24 | 25.25 | 26.07 | 0% | 0 | 0 | 0 | 0 | 0 | 0 | 0 | 0 | 12.11% | 14.9958 | 378.194 | 53.6% | 451.0308 | 11758.374
10 | 27 | 22 | 20.8833 | 20.91 | 20.93 | 22.05 | 0% | 0 | 0 | 0 | 0 | 0 | 0 | 0 | 0 | 11.56% | 14.3068 | 298.7742 | 54.1% | 455.2624 | 10038.5366
10 | 27 | 23 | 21.6567 | 21.6933 | 21.71 | 22.5267 | 0% | 0 | 0 | 0 | 0 | 0 | 0 | 0 | 0 | 12.45% | 15.4152 | 333.8411 | 58.09% | 488.7903 | 11010.8164
10 | 28 | 0 | 24.3867 | 24.42 | 24.4233 | 24.3667 | 0% | 0 | 0 | 0 | 0 | 0 | 0 | 0 | 0 | 12.46% | 15.4214 | 376.0768 | 69.19% | 582.2205 | 14186.7724
10 | 28 | 1 | 20.57 | 20.5633 | 20.5867 | 20.48 | 0% | 0 | 0 | 0 | 0 | 0 | 0 | 0 | 0 | 11.17% | 13.8286 | 284.4538 | 72.45% | 609.6184 | 12484.9852
10 | 28 | 2 | 17.7733 | 17.7667 | 17.7633 | 17.72 | 0% | 0 | 0 | 0 | 0 | 0 | 0 | 0 | 0 | 14.49% | 17.9391 | 318.8379 | 78.39% | 659.6506 | 11689.0086
10 | 28 | 3 | 18.05 | 18.0667 | 18.0467 | 18.11 | 0% | 0 | 0 | 0 | 0 | 0 | 0 | 0 | 0 | 22.38% | 27.7118 | 500.1973 | 80.3% | 675.7198 | 12237.2848
10 | 28 | 4 | 21.1767 | 21.19 | 21.1933 | 21.25 | 0% | 0 | 0 | 0 | 0 | 0 | 0 | 0 | 0 | 28.51% | 35.2996 | 747.5277 | 84.29% | 709.2523 | 15071.6113
10 | 28 | 5 | 16.3933 | 16.4067 | 16.42 | 16.48 | 0% | 0 | 0 | 0 | 0 | 0 | 0 | 0 | 0 | 30.96% | 38.3264 | 628.2974 | 92.99% | 782.4765 | 12895.2125
10 | 28 | 6 | 20.5867 | 20.5967 | 20.6233 | 20.7133 | 0% | 0 | 0 | 0 | 0 | 0 | 0 | 0 | 0 | 25.77% | 31.9093 | 656.9057 | 96.71% | 813.8122 | 16856.7634
10 | 28 | 7 | 21.98 | 22.04 | 22.08 | 22.2633 | 2.375% | 2.6463 | 0.52926 | 0.52926 | 0.52926 | 58.1659 | 11.6649 | 11.6861 | 11.7831 | 25.08% | 31.0446 | 682.3614 | 97.32% | 818.89 | 18231.2213
10 | 28 | 8 | 23.56 | 24.0333 | 24.1367 | 24.3067 | 7.761% | 8.6482 | 1.7296 | 1.7296 | 1.7296 | 203.7523 | 41.5692 | 41.7479 | 42.0419 | 25.68% | 31.7989 | 749.1825 | 98.5% | 828.8349 | 20146.2143
10 | 28 | 9 | 22.55 | 22.61 | 22.64 | 23.2367 | 6.208% | 6.9176 | 1.3835 | 1.3835 | 1.3835 | 155.9918 | 31.2814 | 31.3229 | 32.1484 | 24.48% | 30.3114 | 683.5211 | 99.21% | 834.8481 | 19399.0866
10 | 28 | 10 | 37.6 | 37.9267 | 38.0033 | 38.3367 | 7.599% | 8.4678 | 1.6936 | 1.6936 | 1.6936 | 318.3898 | 64.2312 | 64.361 | 64.9256 | 22.52% | 27.8818 | 1048.3539 | 97.9% | 823.7947 | 31581.543
10 | 28 | 11 | 25.64 | 25.9667 | 26.04 | 26.2267 | 7.277% | 8.1095 | 1.6219 | 1.6219 | 1.6219 | 207.9264 | 42.1151 | 42.234 | 42.5368 | 19.36% | 23.9685 | 614.5513 | 92.15% | 775.4421 | 20337.2608
10 | 28 | 12 | 26.67 | 26.7467 | 26.7867 | 27.0067 | 9.207% | 10.2602 | 2.052 | 2.052 | 2.052 | 273.6405 | 54.8854 | 54.9675 | 55.419 | 17.1% | 21.1747 | 564.7294 | 75.96% | 639.1375 | 17260.9728
10 | 28 | 13 | 27.79 | 27.8933 | 27.94 | 28.1633 | 11.9% | 13.2606 | 2.6521 | 2.6521 | 2.6521 | 368.5115 | 73.9764 | 74.1001 | 74.6924 | 18.65% | 23.094 | 641.7819 | 56.05% | 471.6622 | 13283.5786
10 | 28 | 14 | 26.6933 | 26.8467 | 26.9067 | 27.1233 | 10.14% | 11.305 | 2.261 | 2.261 | 2.261 | 301.7693 | 60.7005 | 60.8362 | 61.3261 | 21.75% | 26.933 | 718.9313 | 63.82% | 537.0503 | 14566.5952
10 | 28 | 15 | 27.49 | 27.6467 | 27.71 | 27.9367 | 8.298% | 9.2476 | 1.8495 | 1.8495 | 1.8495 | 254.2154 | 51.1328 | 51.25 | 51.6692 | 20.99% | 25.9817 | 714.2374 | 88.84% | 747.5305 | 20883.5101
10 | 28 | 16 | 24.8167 | 25.1 | 25.18 | 25.38 | 1.109% | 1.2357 | 0.24715 | 0.24715 | 0.24715 | 30.6666 | 6.2033 | 6.2231 | 6.2725 | 18.58% | 23.0077 | 570.9749 | 98.84% | 831.687 | 21108.2158
10 | 28 | 17 | 25.5533 | 25.57 | 25.5967 | 25.8133 | 0% | 0 | 0 | 0 | 0 | 0 | 0 | 0 | 0 | 16.43% | 20.3444 | 519.8669 | 98.21% | 826.377 | 21331.545
10 | 28 | 18 | 31.2633 | 31.2767 | 31.2933 | 31.7633 | 0% | 0 | 0 | 0 | 0 | 0 | 0 | 0 | 0 | 12.73% | 15.7655 | 492.8833 | 94.35% | 793.9487 | 25218.4569
10 | 28 | 19 | 30.17 | 30.1967 | 30.2067 | 30.6067 | 0% | 0 | 0 | 0 | 0 | 0 | 0 | 0 | 0 | 9.632% | 11.9244 | 359.7591 | 89.16% | 750.2534 | 22962.7564
10 | 28 | 20 | 26.2667 | 26.3 | 26.32 | 26.8333 | 0% | 0 | 0 | 0 | 0 | 0 | 0 | 0 | 0 | 6.115% | 7.5701 | 198.8409 | 80.53% | 677.6083 | 18182.49
10 | 28 | 21 | 19.02 | 19.05 | 19.0733 | 19.2467 | 0% | 0 | 0 | 0 | 0 | 0 | 0 | 0 | 0 | 5.079% | 6.288 | 119.5975 | 73.8% | 620.9582 | 11951.3759
10 | 28 | 22 | 16.2533 | 16.2833 | 16.3133 | 17.9467 | 0% | 0 | 0 | 0 | 0 | 0 | 0 | 0 | 0 | 3.627% | 4.4901 | 72.9791 | 83.23% | 700.336 | 12568.697
10 | 28 | 23 | 18.4567 | 18.4967 | 18.5133 | 19.3633 | 0% | 0 | 0 | 0 | 0 | 0 | 0 | 0 | 0 | 3.16% | 3.9119 | 72.2013 | 88.39% | 743.7302 | 14401.0954
10 | 29 | 0 | 16.7833 | 16.8 | 16.8267 | 17.7233 | 0% | 0 | 0 | 0 | 0 | 0 | 0 | 0 | 0 | 2.379% | 2.9454 | 49.4334 | 90.95% | 765.3228 | 13564.071
10 | 29 | 1 | -0.48 | -0.42667 | -0.39333 | 41.2433 | 0% | 0 | 0 | 0 | 0 | 0 | 0 | 0 | 0 | 1.562% | 1.9344 | -0.92852 | 91.81% | 772.5602 | 31862.958
10 | 29 | 2 | 13.7233 | 13.7333 | 13.7633 | 49.2733 | 0% | 0 | 0 | 0 | 0 | 0 | 0 | 0 | 0 | 1.225% | 1.5162 | 20.8074 | 91.16% | 767.1086 | 37797.999
10 | 29 | 3 | 15.8033 | 15.8033 | 15.82 | 18.3433 | 0% | 0 | 0 | 0 | 0 | 0 | 0 | 0 | 0 | 0.9143% | 1.132 | 17.8887 | 91.04% | 766.0259 | 14051.468
10 | 29 | 4 | 12.9133 | 12.92 | 12.9433 | 13.0233 | 0% | 0 | 0 | 0 | 0 | 0 | 0 | 0 | 0 | 0.5551% | 0.68727 | 8.875 | 89.97% | 757.0215 | 9858.9429
10 | 29 | 5 | 16.2967 | 16.3 | 16.33 | 14.5833 | 0% | 0 | 0 | 0 | 0 | 0 | 0 | 0 | 0 | 0.311% | 0.38509 | 6.2757 | 88.49% | 744.6004 | 10858.7562
10 | 29 | 6 | 18.36 | 18.3767 | 18.4133 | 16.7633 | 0.0499% | 0.055608 | 0.011122 | 0.011122 | 0.011122 | 1.021 | 0.20438 | 0.20478 | 0.18643 | 0.3467% | 0.42928 | 7.8816 | 85.1% | 716.0415 | 12003.2432
10 | 29 | 7 | 21.9367 | 21.9733 | 22.0233 | 23.0767 | 15.76% | 17.5603 | 3.5121 | 3.5121 | 3.5121 | 385.2142 | 77.1716 | 77.3472 | 81.0466 | 0.2785% | 0.34474 | 7.5624 | 81.73% | 687.7612 | 15871.236
10 | 29 | 8 | 22.99 | 23.0267 | 23.08 | 24.2067 | 31.13% | 34.6905 | 6.9381 | 6.9381 | 6.9381 | 797.5357 | 159.7615 | 160.1316 | 167.9485 | 0.2828% | 0.35014 | 8.0496 | 74.71% | 628.685 | 15218.3691
10 | 29 | 9 | 25.46 | 25.49 | 25.5367 | 27.0667 | 28.59% | 31.8576 | 6.3715 | 6.3715 | 6.3715 | 811.0956 | 162.4103 | 162.7076 | 172.456 | 0.1642% | 0.20325 | 5.1748 | 61.82% | 520.177 | 14079.4582
10 | 29 | 10 | 24.71 | 24.7467 | 24.7833 | 25.82 | 30.87% | 34.4045 | 6.8809 | 6.8809 | 6.8809 | 850.1346 | 170.2792 | 170.5315 | 177.6647 | 0.1113% | 0.13782 | 3.4056 | 46.38% | 390.2654 | 10076.6533
10 | 29 | 11 | 25.8133 | 25.8467 | 25.8767 | 27.0233 | 28.25% | 31.4845 | 6.2969 | 6.2969 | 6.2969 | 812.7187 | 162.7536 | 162.9425 | 170.163 | 0.098% | 0.12133 | 3.1319 | 33.74% | 283.8999 | 7671.9218
10 | 29 | 12 | 29.2933 | 29.2967 | 29.8733 | 65.8433 | 24.77% | 27.5987 | 5.5197 | 5.5197 | 5.5197 | 808.4583 | 161.7101 | 164.8931 | 363.4383 | 0.09578% | 0.11858 | 3.4736 | 25.48% | 214.3745 | 14115.1341
10 | 29 | 13 | 24.7267 | 24.7333 | 24.75 | 35.4767 | 27.14% | 30.2463 | 6.0493 | 6.0493 | 6.0493 | 747.8891 | 149.6182 | 149.719 | 214.6073 | 0.1385% | 0.17149 | 4.2403 | 18.57% | 156.2919 | 5544.717
10 | 29 | 14 | 23.21 | 23.2167 | 23.23 | 61.4833 | 27.22% | 30.3371 | 6.0674 | 6.0674 | 6.0674 | 704.1237 | 140.8652 | 140.9461 | 373.045 | 0.2526% | 0.3127 | 7.2578 | 13.43% | 112.9896 | 6946.9758
10 | 29 | 15 | 23.6233 | 23.6367 | 23.66 | 26.7933 | 18.42% | 20.5273 | 4.1055 | 4.1055 | 4.1055 | 484.9225 | 97.0392 | 97.135 | 109.9988 | 0.5987% | 0.74127 | 17.5112 | 9.896% | 83.2734 | 2231.1706
10 | 29 | 16 | 23.71 | 23.7333 | 23.7667 | 26.29 | 4.105% | 4.5747 | 0.91493 | 0.91493 | 0.91493 | 108.4652 | 21.7144 | 21.7449 | 24.0536 | 1.023% | 1.2671 | 30.0429 | 8.848% | 74.4503 | 1957.2984
10 | 29 | 17 | 26.64 | 26.6667 | 26.6933 | 44.1767 | 0% | 0 | 0 | 0 | 0 | 0 | 0 | 0 | 0 | 2.981% | 3.6901 | 98.3038 | 9.338% | 78.5717 | 3471.0367
10 | 29 | 18 | 28.1167 | 28.38 | 28.4133 | 28.6233 | 0% | 0 | 0 | 0 | 0 | 0 | 0 | 0 | 0 | 5.919% | 7.3283 | 206.0477 | 10.21% | 85.8779 | 2458.1119
10 | 29 | 19 | 36.6367 | 37.3033 | 37.38 | 37.7967 | 0% | 0 | 0 | 0 | 0 | 0 | 0 | 0 | 0 | 11.29% | 13.9807 | 512.2045 | 11.87% | 99.8584 | 3774.3137
10 | 29 | 20 | 35.6433 | 35.6967 | 36.3967 | 38.7967 | 0% | 0 | 0 | 0 | 0 | 0 | 0 | 0 | 0 | 15.34% | 18.9865 | 676.741 | 11.81% | 99.4009 | 3856.4234
10 | 29 | 21 | 23.9833 | 24.0233 | 24.8867 | 27.5667 | 0% | 0 | 0 | 0 | 0 | 0 | 0 | 0 | 0 | 18.01% | 22.2946 | 534.6984 | 10.46% | 88.0409 | 2426.9942
10 | 29 | 22 | 20.5767 | 20.62 | 21.0067 | 24.8433 | 0% | 0 | 0 | 0 | 0 | 0 | 0 | 0 | 0 | 22.91% | 28.368 | 583.7192 | 9.766% | 82.1729 | 2041.4486
10 | 29 | 23 | 17.6933 | 17.73 | 17.86 | 19.3267 | 0% | 0 | 0 | 0 | 0 | 0 | 0 | 0 | 0 | 25.53% | 31.6086 | 559.262 | 8.704% | 73.2388 | 1415.4619
10 | 30 | 0 | 17.3067 | 17.35 | 17.38 | 17.52 | 0% | 0 | 0 | 0 | 0 | 0 | 0 | 0 | 0 | 34.74% | 43.0156 | 744.4562 | 6.461% | 54.3667 | 952.5047
10 | 30 | 1 | 15.0633 | 15.1167 | 15.1267 | 15.2333 | 0% | 0 | 0 | 0 | 0 | 0 | 0 | 0 | 0 | 42.18% | 52.2209 | 786.6206 | 5.289% | 44.5067 | 677.986
10 | 30 | 2 | 14.77 | 14.8167 | 14.83 | 14.93 | 0% | 0 | 0 | 0 | 0 | 0 | 0 | 0 | 0 | 46.66% | 57.7628 | 853.1568 | 4.907% | 41.2916 | 616.484
10 | 30 | 3 | 13.0367 | 13.07 | 13.09 | 13.1933 | 0% | 0 | 0 | 0 | 0 | 0 | 0 | 0 | 0 | 52.59% | 65.1088 | 848.8014 | 4.397% | 37.001 | 488.1666
10 | 30 | 4 | 16.51 | 16.54 | 16.56 | 16.6767 | 0% | 0 | 0 | 0 | 0 | 0 | 0 | 0 | 0 | 57% | 70.5656 | 1165.0379 | 4.287% | 36.0759 | 601.6258
10 | 30 | 5 | 17.2367 | 17.2667 | 17.2867 | 17.4133 | 0% | 0 | 0 | 0 | 0 | 0 | 0 | 0 | 0 | 62.79% | 77.7367 | 1339.9222 | 4.71% | 39.6331 | 690.1441
10 | 30 | 6 | 17.69 | 17.7067 | 17.7367 | 18.7467 | 0% | 0 | 0 | 0 | 0 | 0 | 0 | 0 | 0 | 70.26% | 86.9886 | 1538.8284 | 5.562% | 46.8044 | 877.4273
10 | 30 | 7 | 24.1167 | 24.1467 | 24.1933 | 24.8933 | 22.13% | 24.6583 | 4.9317 | 4.9317 | 4.9317 | 594.6761 | 119.0832 | 119.3133 | 122.7655 | 78.54% | 97.2363 | 2345.0165 | 6.948% | 58.4614 | 1455.298
10 | 30 | 8 | 22.4433 | 22.4767 | 23.0833 | 27.9367 | 45.9% | 51.1455 | 10.2291 | 10.2291 | 10.2291 | 1147.875 | 229.916 | 236.1216 | 285.7668 | 78.91% | 97.6955 | 2192.6124 | 7.854% | 66.0868 | 1846.2448
10 | 30 | 9 | 21.9733 | 21.9933 | 22.7367 | 34.02 | 54.5% | 60.7347 | 12.1469 | 12.1469 | 12.1469 | 1334.5442 | 267.1518 | 276.181 | 413.239 | 72.81% | 90.137 | 1980.6113 | 9.014% | 75.8531 | 2580.5215
10 | 30 | 10 | 22.7567 | 22.7867 | 23.06 | 27.5733 | 54.88% | 61.1604 | 12.2321 | 12.2321 | 12.2321 | 1391.8074 | 278.7284 | 282.0719 | 337.2793 | 79.29% | 98.1662 | 2233.9348 | 9.191% | 77.3354 | 2132.3953
10 | 30 | 11 | 21.05 | 21.0733 | 21.4333 | 26.98 | 53.38% | 59.4823 | 11.8965 | 11.8965 | 11.8965 | 1252.1026 | 250.6981 | 254.9808 | 320.9665 | 80.62% | 99.8072 | 2100.9414 | 9.114% | 76.6928 | 2069.1723
10 | 30 | 12 | 22.72 | 22.7533 | 23.0433 | 33.64 | 54.45% | 60.6742 | 12.1348 | 12.1348 | 12.1348 | 1378.517 | 276.1079 | 279.627 | 408.2158 | 85.52% | 105.8817 | 2405.6317 | 10.39% | 87.4426 | 2941.5697
10 | 30 | 13 | 19.83 | 19.8567 | 20.23 | 27.7667 | 54.51% | 60.7427 | 12.1485 | 12.1485 | 12.1485 | 1204.5287 | 241.2297 | 245.7652 | 337.3247 | 85.98% | 106.4524 | 2110.9512 | 10.09% | 84.9158 | 2357.8284
10 | 30 | 14 | 18.3633 | 18.3833 | 18.7433 | 55.75 | 49.78% | 55.4718 | 11.0944 | 11.0944 | 11.0944 | 1018.6464 | 203.9512 | 207.9451 | 618.5101 | 86.98% | 107.6854 | 1977.4623 | 11.04% | 92.9148 | 5179.999
10 | 30 | 15 | 19.19 | 19.2133 | 19.2533 | 26.3467 | 34.46% | 38.4002 | 7.68 | 7.68 | 7.68 | 736.8998 | 147.5592 | 147.8664 | 202.3434 | 85.03% | 105.2663 | 2020.06 | 12.3% | 103.4872 | 2726.5425
10 | 30 | 16 | 20.23 | 20.24 | 20.3333 | 23.7167 | 5.535% | 6.1681 | 1.2336 | 1.2336 | 1.2336 | 124.7812 | 24.9686 | 25.0837 | 29.2575 | 86.89% | 107.5681 | 2176.1022 | 16.13% | 135.7328 | 3219.1302
10 | 30 | 17 | 26.0367 | 26.06 | 26.11 | 27.7233 | 0% | 0 | 0 | 0 | 0 | 0 | 0 | 0 | 0 | 91.34% | 113.0776 | 2944.1628 | 19.2% | 161.5754 | 4479.4092
10 | 30 | 18 | 30.41 | 30.4333 | 30.4733 | 30.8533 | 0% | 0 | 0 | 0 | 0 | 0 | 0 | 0 | 0 | 95% | 117.6109 | 3576.5474 | 21.77% | 183.1571 | 5651.0077
10 | 30 | 19 | 38.7333 | 38.7233 | 38.7133 | 39.2967 | 0% | 0 | 0 | 0 | 0 | 0 | 0 | 0 | 0 | 94.24% | 116.6734 | 4519.1485 | 25.22% | 212.2442 | 8340.4879
10 | 30 | 20 | 29.3733 | 29.4033 | 29.41 | 30.7833 | 0% | 0 | 0 | 0 | 0 | 0 | 0 | 0 | 0 | 93.37% | 115.5951 | 3395.4124 | 30.01% | 252.5578 | 7774.5717
10 | 30 | 21 | 25.7967 | 25.84 | 25.8733 | 26.8633 | 0% | 0 | 0 | 0 | 0 | 0 | 0 | 0 | 0 | 93.23% | 115.4244 | 2977.5637 | 31.97% | 269.0547 | 7227.7062
10 | 30 | 22 | 22.2033 | 22.2433 | 22.3 | 23.14 | 0% | 0 | 0 | 0 | 0 | 0 | 0 | 0 | 0 | 93.11% | 115.2786 | 2559.5683 | 28.28% | 237.9756 | 5506.7556
10 | 30 | 23 | 18.0933 | 18.15 | 18.1767 | 20.2533 | 0% | 0 | 0 | 0 | 0 | 0 | 0 | 0 | 0 | 92.36% | 114.348 | 2068.9363 | 28.59% | 240.5952 | 4872.8551
10 | 31 | 0 | 16.1033 | 16.1633 | 16.17 | 16.2967 | 0% | 0 | 0 | 0 | 0 | 0 | 0 | 0 | 0 | 92.15% | 114.0851 | 1837.151 | 39.37% | 331.2891 | 5398.9073
10 | 31 | 1 | 15.0167 | 15.0633 | 15.07 | 15.1833 | 0% | 0 | 0 | 0 | 0 | 0 | 0 | 0 | 0 | 92.55% | 114.5769 | 1720.5631 | 49.1% | 413.131 | 6272.7058
10 | 31 | 2 | 15.1667 | 15.2033 | 15.22 | 15.34 | 0% | 0 | 0 | 0 | 0 | 0 | 0 | 0 | 0 | 93.81% | 116.1465 | 1761.555 | 59.5% | 500.6271 | 7679.6203
10 | 31 | 3 | 14 | 14.04 | 14.0433 | 14.1467 | 0% | 0 | 0 | 0 | 0 | 0 | 0 | 0 | 0 | 99.24% | 122.8593 | 1720.0298 | 69.73% | 586.7462 | 8300.5025
10 | 31 | 4 | 11.8367 | 11.8567 | 11.88 | 11.9733 | 0% | 0 | 0 | 0 | 0 | 0 | 0 | 0 | 0 | 99.53% | 123.2197 | 1458.51 | 81.08% | 682.2867 | 8169.2458
10 | 31 | 5 | 11.88 | 11.9033 | 11.9233 | 12.02 | 0% | 0 | 0 | 0 | 0 | 0 | 0 | 0 | 0 | 99.54% | 123.2309 | 1463.9825 | 90.66% | 762.9056 | 9170.1258
10 | 31 | 6 | 19.1333 | 19.1467 | 19.1933 | 19.98 | 0.08705% | 0.097005 | 0.019401 | 0.019401 | 0.019401 | 1.856 | 0.37146 | 0.37237 | 0.38763 | 99.75% | 123.4968 | 2362.9052 | 94.84% | 798.0062 | 15944.1638
10 | 31 | 7 | 24.68 | 24.71 | 24.8433 | 26.8533 | 14.76% | 16.4494 | 3.2899 | 3.2899 | 3.2899 | 405.9705 | 81.2928 | 81.7314 | 88.3441 | 96.01% | 118.865 | 2933.589 | 97.26% | 818.3906 | 21976.5159
10 | 31 | 8 | 30.8433 | 30.8733 | 31.0033 | 33.37 | 31.16% | 34.7208 | 6.9442 | 6.9442 | 6.9442 | 1070.9059 | 214.3895 | 215.2922 | 231.7268 | 96.32% | 119.2442 | 3677.8871 | 97.16% | 817.5719 | 27282.3734
10 | 31 | 9 | 28.4533 | 28.49 | 28.7033 | 32.1833 | 42.16% | 46.9805 | 9.3961 | 9.3961 | 9.3961 | 1336.7508 | 267.6947 | 269.6992 | 302.3976 | 98.44% | 121.8781 | 3467.8371 | 97.01% | 816.2636 | 26270.0829
10 | 31 | 10 | 26.9567 | 27 | 27.0733 | 28.77 | 48.44% | 53.9852 | 10.797 | 10.797 | 10.797 | 1455.2605 | 291.52 | 292.3117 | 310.6307 | 96.82% | 119.8671 | 3231.2169 | 98.83% | 831.5715 | 23924.3125
10 | 31 | 11 | 30.5433 | 30.6067 | 30.66 | 33.35 | 43.4% | 48.3632 | 9.6726 | 9.6726 | 9.6726 | 1477.1746 | 296.0475 | 296.5634 | 322.5828 | 91.73% | 113.5612 | 3468.5379 | 98.73% | 830.7921 | 27706.9156
10 | 31 | 12 | 34.0333 | 34.11 | 34.1733 | 38.1467 | 41.37% | 46.1006 | 9.2201 | 9.2201 | 9.2201 | 1568.958 | 314.4985 | 315.0824 | 351.717 | 97.04% | 120.1365 | 4088.6459 | 99.73% | 839.1913 | 32012.3524
10 | 31 | 13 | 25.1733 | 25.2133 | 25.26 | 31.3967 | 40.36% | 44.978 | 8.9956 | 8.9956 | 8.9956 | 1132.2454 | 226.8089 | 227.2287 | 282.4317 | 93.04% | 115.1836 | 2899.5561 | 99.44% | 836.7126 | 26269.9867
10 | 31 | 14 | 22.3167 | 22.3567 | 22.4 | 28.7533 | 33.92% | 37.799 | 7.5598 | 7.5598 | 7.5598 | 843.5481 | 169.012 | 169.3396 | 217.3695 | 96.53% | 119.5082 | 2667.0236 | 99.94% | 840.9456 | 24179.9903
10 | 31 | 15 | 21.9367 | 21.9733 | 22.0267 | 27.6933 | 19.46% | 21.6876 | 4.3375 | 4.3375 | 4.3375 | 475.754 | 95.3098 | 95.5412 | 120.1205 | 98.97% | 122.5239 | 2687.7666 | 99.98% | 841.3189 | 23298.9261
10 | 31 | 16 | 26.1 | 26.1367 | 26.23 | 35.1533 | 1.801% | 2.0074 | 0.40149 | 0.40149 | 0.40149 | 52.3941 | 10.4935 | 10.531 | 14.1136 | 98.14% | 121.5064 | 3171.3172 | 99.99% | 841.3978 | 29577.9386
10 | 31 | 17 | 29.5933 | 29.6467 | 29.71 | 30.39 | 0% | 0 | 0 | 0 | 0 | 0 | 0 | 0 | 0 | 95.24% | 117.9153 | 3489.5064 | 100% | 841.4566 | 25571.866
10 | 31 | 18 | 29.9567 | 30.0033 | 30.0467 | 30.36 | 0% | 0 | 0 | 0 | 0 | 0 | 0 | 0 | 0 | 91.78% | 113.6264 | 3403.8693 | 100% | 841.4541 | 25546.5471
10 | 31 | 19 | 37.15 | 37.1833 | 37.2033 | 38.07 | 0% | 0 | 0 | 0 | 0 | 0 | 0 | 0 | 0 | 86.87% | 107.5474 | 3995.3875 | 99.99% | 841.3348 | 32029.6148
10 | 31 | 20 | 26.4433 | 26.4967 | 26.5233 | 27.1033 | 0% | 0 | 0 | 0 | 0 | 0 | 0 | 0 | 0 | 88.81% | 109.9482 | 2907.3959 | 95.68% | 805.0786 | 21820.3148
10 | 31 | 21 | 28.1067 | 28.1533 | 28.1667 | 28.4367 | 0% | 0 | 0 | 0 | 0 | 0 | 0 | 0 | 0 | 76.15% | 94.2803 | 2649.9049 | 72.45% | 609.6401 | 17336.1319
10 | 31 | 22 | 34.1767 | 34.2133 | 34.21 | 34.5067 | 0% | 0 | 0 | 0 | 0 | 0 | 0 | 0 | 0 | 71.41% | 88.4151 | 3021.7326 | 59.92% | 504.2291 | 17399.2661
10 | 31 | 23 | 19.5633 | 19.6167 | 19.65 | 19.92 | 0% | 0 | 0 | 0 | 0 | 0 | 0 | 0 | 0 | 78.25% | 96.879 | 1895.2764 | 53.45% | 449.7226 | 8958.4741
11 | 1 | 0 | 16.9967 | 17.0533 | 17.0867 | 17.2467 | 0% | 0 | 0 | 0 | 0 | 0 | 0 | 0 | 0 | 78.18% | 96.795 | 1645.1926 | 43.68% | 367.575 | 6339.4437
11 | 1 | 1 | 18.8633 | 18.9267 | 18.9333 | 19.0733 | 0% | 0 | 0 | 0 | 0 | 0 | 0 | 0 | 0 | 74.62% | 92.3863 | 1742.7136 | 37.8% | 318.0665 | 6066.588
11 | 1 | 2 | 13.8933 | 13.9167 | 13.9333 | 14.0433 | 0% | 0 | 0 | 0 | 0 | 0 | 0 | 0 | 0 | 56.5% | 69.9557 | 971.9173 | 33.33% | 280.4506 | 3938.4617
11 | 1 | 3 | 17.58 | 17.6133 | 17.6333 | 17.7633 | 0% | 0 | 0 | 0 | 0 | 0 | 0 | 0 | 0 | 47.43% | 58.7214 | 1032.322 | 56.34% | 474.0805 | 8421.2501
11 | 1 | 4 | 18.8433 | 18.87 | 18.8933 | 19.04 | 0% | 0 | 0 | 0 | 0 | 0 | 0 | 0 | 0 | 43.46% | 53.8082 | 1013.9249 | 51.47% | 433.128 | 8246.7565
11 | 1 | 5 | 19.73 | 19.7533 | 19.7933 | 20.0667 | 0% | 0 | 0 | 0 | 0 | 0 | 0 | 0 | 0 | 38.49% | 47.6538 | 940.2091 | 28.28% | 238 | 4775.867
11 | 1 | 6 | 25.8933 | 25.9233 | 25.9467 | 26.36 | 0.0005544% | 0.00061786 | 0.00012357 | 0.00012357 | 0.00012357 | 0.015999 | 0.0032034 | 0.0032063 | 0.0032574 | 32.75% | 40.5456 | 1049.8595 | 23.04% | 193.8611 | 5110.1774
11 | 1 | 7 | 59.3067 | 59.2867 | 59.2033 | 59.63 | 17.24% | 19.2174 | 3.8435 | 3.8435 | 3.8435 | 1139.7199 | 227.8671 | 227.5468 | 229.1867 | 22.07% | 27.3218 | 1620.3638 | 19.97% | 168.0246 | 10019.308
11 | 1 | 8 | 49.9 | 49.91 | 49.88 | 50.31 | 39.08% | 43.5495 | 8.7099 | 8.7099 | 8.7099 | 2173.1185 | 434.7108 | 434.4495 | 438.1948 | 8.726% | 10.8035 | 539.0948 | 17.44% | 146.7799 | 7384.4944
11 | 1 | 9 | 57.59 | 57.6333 | 57.6933 | 58.9467 | 49.74% | 55.4328 | 11.0866 | 11.0866 | 11.0866 | 3192.3768 | 638.9558 | 639.621 | 653.5161 | 5.167% | 6.3975 | 368.4302 | 15.68% | 131.9765 | 7779.5761
11 | 1 | 10 | 47.0733 | 47.1233 | 47.15 | 47.5667 | 49.84% | 55.544 | 11.1088 | 11.1088 | 11.1088 | 2614.6435 | 523.4841 | 523.7804 | 528.409 | 6.571% | 8.1355 | 382.9661 | 20.16% | 169.6593 | 8070.1262
11 | 1 | 11 | 47.07 | 47.0667 | 47.0533 | 47.43 | 49.58% | 55.2555 | 11.0511 | 11.0511 | 11.0511 | 2600.8766 | 520.1385 | 519.9911 | 524.1537 | 10.35% | 12.8116 | 603.0403 | 20.94% | 176.2265 | 8358.4217
11 | 1 | 12 | 52.2167 | 52.2667 | 52.33 | 52.8167 | 50.02% | 55.7381 | 11.1476 | 11.1476 | 11.1476 | 2910.4555 | 582.6485 | 583.3545 | 588.7797 | 7.624% | 9.4385 | 492.8484 | 16.33% | 137.371 | 7255.4807
11 | 1 | 13 | 29.8867 | 29.9267 | 29.97 | 30.2667 | 49.99% | 55.7109 | 11.1422 | 11.1422 | 11.1422 | 1665.0122 | 333.4481 | 333.931 | 337.2365 | 7.076% | 8.7599 | 261.8034 | 11.77% | 99.0278 | 2997.2415
11 | 1 | 14 | 36.1 | 36.1533 | 36.24 | 36.8067 | 45.83% | 51.0664 | 10.2133 | 10.2133 | 10.2133 | 1843.4968 | 369.2441 | 370.1292 | 375.9167 | 6.863% | 8.4972 | 306.7488 | 11.25% | 94.6242 | 3482.7997
11 | 1 | 15 | 30.6567 | 30.6967 | 30.7467 | 31.05 | 29.7% | 33.1008 | 6.6202 | 6.6202 | 6.6202 | 1014.7597 | 203.2168 | 203.5478 | 205.5559 | 6.621% | 8.1969 | 251.289 | 11.54% | 97.0965 | 3014.8476
11 | 1 | 16 | 29.5867 | 29.5967 | 29.61 | 29.86 | 4.66% | 5.1925 | 1.0385 | 1.0385 | 1.0385 | 153.6294 | 30.7363 | 30.7501 | 31.0097 | 7.192% | 8.9042 | 263.4459 | 14.93% | 125.6588 | 3752.1708
11 | 1 | 17 | 32.16 | 32.17 | 32.1733 | 32.49 | 0% | 0 | 0 | 0 | 0 | 0 | 0 | 0 | 0 | 10.92% | 13.5138 | 434.605 | 21.8% | 183.4109 | 5959.019
11 | 1 | 18 | 29.7567 | 29.7867 | 29.8133 | 30.05 | 0% | 0 | 0 | 0 | 0 | 0 | 0 | 0 | 0 | 10.61% | 13.1323 | 390.7748 | 27.3% | 229.744 | 6903.807
11 | 1 | 19 | 35.3767 | 35.42 | 35.4333 | 35.7 | 0% | 0 | 0 | 0 | 0 | 0 | 0 | 0 | 0 | 9.707% | 12.0183 | 425.1675 | 32.88% | 276.638 | 9875.9752
11 | 1 | 20 | 44.6133 | 44.7067 | 44.7467 | 45.07 | 0% | 0 | 0 | 0 | 0 | 0 | 0 | 0 | 0 | 9.828% | 12.1675 | 542.834 | 43.54% | 366.4113 | 16514.1593
11 | 1 | 21 | 28.92 | 28.9633 | 28.9767 | 29.22 | 0% | 0 | 0 | 0 | 0 | 0 | 0 | 0 | 0 | 8.316% | 10.2951 | 297.7347 | 53.86% | 453.2007 | 13242.5239
11 | 1 | 22 | 21.71 | 21.7467 | 21.77 | 21.97 | 0% | 0 | 0 | 0 | 0 | 0 | 0 | 0 | 0 | 7.276% | 9.0076 | 195.5554 | 63.9% | 537.6898 | 11813.0456
11 | 1 | 23 | 16.5867 | 16.62 | 16.6433 | 16.8 | 0% | 0 | 0 | 0 | 0 | 0 | 0 | 0 | 0 | 7.884% | 9.7611 | 161.9048 | 67.13% | 564.8998 | 9490.3167
11 | 2 | 0 | 14.2667 | 14.3133 | 14.33 | 14.4367 | 0% | 0 | 0 | 0 | 0 | 0 | 0 | 0 | 0 | 10.24% | 12.6805 | 180.9079 | 65.27% | 549.2326 | 7929.0886
11 | 2 | 1 | 16.2967 | 16.3733 | 16.35 | 16.45 | 0% | 0 | 0 | 0 | 0 | 0 | 0 | 0 | 0 | 10.92% | 13.5156 | 220.2593 | 74.87% | 630.0393 | 10364.1463
11 | 2 | 2 | 12.4467 | 12.4633 | 12.49 | 12.5867 | 0% | 0 | 0 | 0 | 0 | 0 | 0 | 0 | 0 | 15.68% | 19.4164 | 241.6689 | 80.73% | 679.3422 | 8550.6541
11 | 2 | 3 | 13.69 | 13.7133 | 13.7367 | 13.8467 | 0% | 0 | 0 | 0 | 0 | 0 | 0 | 0 | 0 | 17.71% | 21.9235 | 300.1324 | 73.86% | 621.5238 | 8606.0323
11 | 2 | 4 | 14.7733 | 14.8333 | 14.8267 | 14.9267 | 0% | 0 | 0 | 0 | 0 | 0 | 0 | 0 | 0 | 16.82% | 20.8236 | 307.6333 | 75.11% | 632.0567 | 9434.4998
11 | 2 | 5 | 17.2867 | 17.3 | 17.3267 | 17.47 | 0% | 0 | 0 | 0 | 0 | 0 | 0 | 0 | 0 | 14.76% | 18.2701 | 315.8293 | 77.75% | 654.2596 | 11429.915
11 | 2 | 6 | 21.07 | 21.1033 | 21.13 | 21.3133 | 0% | 0 | 0 | 0 | 0 | 0 | 0 | 0 | 0 | 14.07% | 17.4206 | 367.0516 | 76.65% | 644.9918 | 13746.9258
11 | 2 | 7 | 38.6867 | 38.73 | 38.7967 | 39.1267 | 2.355% | 2.6241 | 0.52481 | 0.52481 | 0.52481 | 101.5163 | 20.326 | 20.361 | 20.5342 | 15.81% | 19.5766 | 757.3539 | 78.62% | 661.5305 | 25883.4819
11 | 2 | 8 | 26.4667 | 26.5233 | 26.5567 | 27.1533 | 7.392% | 8.2374 | 1.6475 | 1.6475 | 1.6475 | 218.0153 | 43.6964 | 43.7513 | 44.7343 | 11.94% | 14.7834 | 391.2668 | 77.87% | 655.2609 | 17792.5163
11 | 2 | 9 | 21.35 | 21.39 | 21.43 | 23.26 | 16.97% | 18.9103 | 3.7821 | 3.7821 | 3.7821 | 403.7353 | 80.8984 | 81.0496 | 87.9708 | 4.087% | 5.06 | 108.0306 | 78.95% | 664.3243 | 15452.1826
11 | 2 | 10 | 24.6533 | 24.69 | 24.7333 | 24.99 | 35.74% | 39.8318 | 7.9664 | 7.9664 | 7.9664 | 981.9863 | 196.6894 | 197.0346 | 199.0793 | 1.887% | 2.3365 | 57.6036 | 77.2% | 649.6188 | 16233.9735
11 | 2 | 11 | 27.1233 | 27.1567 | 27.22 | 27.49 | 46.72% | 52.0655 | 10.4131 | 10.4131 | 10.4131 | 1412.1893 | 282.785 | 283.4445 | 286.256 | 1.863% | 2.3059 | 62.5446 | 74.02% | 622.8335 | 17121.6937
11 | 2 | 12 | 32.01 | 32.0333 | 32.0967 | 32.5633 | 45.82% | 51.0565 | 10.2113 | 10.2113 | 10.2113 | 1634.3188 | 327.102 | 327.7487 | 332.514 | 1.927% | 2.3859 | 76.3713 | 68.09% | 572.9654 | 18657.6636
11 | 2 | 13 | 25.61 | 25.6233 | 25.7367 | 26.8933 | 49.46% | 55.1134 | 11.0227 | 11.0227 | 11.0227 | 1411.4541 | 282.4378 | 283.687 | 296.4366 | 2.408% | 2.9813 | 76.351 | 63.67% | 535.7634 | 14408.4636
11 | 2 | 14 | 27.98 | 28.0033 | 28.0567 | 28.3233 | 45.72% | 50.9447 | 10.1889 | 10.1889 | 10.1889 | 1425.432 | 285.3241 | 285.8675 | 288.5846 | 3.44% | 4.2586 | 119.1559 | 55.93% | 470.6108 | 13329.2655
11 | 2 | 15 | 35.41 | 35.4433 | 35.5133 | 36.29 | 30.67% | 34.1777 | 6.8355 | 6.8355 | 6.8355 | 1210.2331 | 242.2745 | 242.753 | 248.0619 | 3.368% | 4.17 | 147.6608 | 51.84% | 436.1988 | 15829.6539
11 | 2 | 16 | 26.3 | 26.3067 | 26.47 | 28.3667 | 3.759% | 4.1891 | 0.83782 | 0.83782 | 0.83782 | 110.1737 | 22.0403 | 22.1772 | 23.7662 | 6.991% | 8.6549 | 227.6231 | 47.43% | 399.1235 | 11321.8025
11 | 2 | 17 | 41.43 | 41.4633 | 41.5333 | 41.9 | 0% | 0 | 0 | 0 | 0 | 0 | 0 | 0 | 0 | 12.39% | 15.342 | 635.6203 | 42.17% | 354.8674 | 14868.9425
11 | 2 | 18 | 29.4033 | 29.4267 | 29.46 | 29.7167 | 0% | 0 | 0 | 0 | 0 | 0 | 0 | 0 | 0 | 14.64% | 18.1288 | 533.048 | 40.18% | 338.0898 | 10046.9024
11 | 2 | 19 | 40.4667 | 40.55 | 40.59 | 40.9267 | 0% | 0 | 0 | 0 | 0 | 0 | 0 | 0 | 0 | 21.86% | 27.0578 | 1094.9409 | 37.1% | 312.1905 | 12776.9177
11 | 2 | 20 | 31.06 | 31.11 | 31.1467 | 31.4467 | 0% | 0 | 0 | 0 | 0 | 0 | 0 | 0 | 0 | 28.28% | 35.0132 | 1087.5108 | 32.05% | 269.6876 | 8480.7746
11 | 2 | 21 | 23.3267 | 23.3733 | 23.4267 | 23.7933 | 0% | 0 | 0 | 0 | 0 | 0 | 0 | 0 | 0 | 42.09% | 52.1149 | 1215.666 | 29.72% | 250.1122 | 5951.0039
11 | 2 | 22 | 18.76 | 18.8033 | 18.84 | 19.0233 | 0% | 0 | 0 | 0 | 0 | 0 | 0 | 0 | 0 | 46.51% | 57.5772 | 1080.1478 | 28.56% | 240.3262 | 4571.8055
11 | 2 | 23 | 16.6533 | 16.7067 | 16.74 | 16.8967 | 0% | 0 | 0 | 0 | 0 | 0 | 0 | 0 | 0 | 52.09% | 64.4944 | 1074.0462 | 26.51% | 223.0674 | 3769.0954
11 | 3 | 0 | 17.1833 | 17.2133 | 17.2467 | 17.3933 | 0% | 0 | 0 | 0 | 0 | 0 | 0 | 0 | 0 | 53.29% | 65.9722 | 1133.6226 | 23.09% | 194.2811 | 3379.1953
11 | 3 | 1 | 17.1525 | 17.2425 | 17.225 | 17.325 | 0% | 0 | 0 | 0 | 0 | 0 | 0 | 0 | 0 | 54.91% | 67.985 | 1166.1132 | 21.79% | 183.3522 | 3176.5766
11 | 3 | 2 | 13.0833 | 13.1067 | 13.13 | 13.23 | 0% | 0 | 0 | 0 | 0 | 0 | 0 | 0 | 0 | 55.37% | 68.5559 | 896.9392 | 19.26% | 162.0965 | 2144.537
11 | 3 | 3 | 16.6167 | 16.6933 | 16.6767 | 16.7667 | 0% | 0 | 0 | 0 | 0 | 0 | 0 | 0 | 0 | 53.51% | 66.2508 | 1100.8682 | 15.21% | 127.9741 | 2145.6994
11 | 3 | 4 | 16.3567 | 16.3733 | 16.3867 | 16.4967 | 0% | 0 | 0 | 0 | 0 | 0 | 0 | 0 | 0 | 38.47% | 47.628 | 779.0345 | 11.37% | 95.6419 | 1577.7717
11 | 3 | 5 | 15.15 | 15.1633 | 15.1833 | 15.2933 | 0% | 0 | 0 | 0 | 0 | 0 | 0 | 0 | 0 | 32.98% | 40.831 | 618.5892 | 6.955% | 58.5252 | 895.046
11 | 3 | 6 | 17.5167 | 17.5567 | 17.5567 | 17.68 | 0% | 0 | 0 | 0 | 0 | 0 | 0 | 0 | 0 | 34.11% | 42.2331 | 739.7827 | 3.962% | 33.3345 | 589.3537
11 | 3 | 7 | 20.0433 | 20.0467 | 20.0633 | 20.3567 | 19.89% | 22.1615 | 4.4323 | 4.4323 | 4.4323 | 444.1907 | 88.8529 | 88.9268 | 90.2269 | 28.67% | 35.4953 | 711.4437 | 2.291% | 19.2799 | 392.4743
11 | 3 | 8 | 18.25 | 18.26 | 18.2767 | 19.09 | 44.94% | 50.0747 | 10.0149 | 10.0149 | 10.0149 | 913.8637 | 182.8729 | 183.0398 | 191.1853 | 27.7% | 34.2978 | 625.9352 | 1.237% | 10.4124 | 198.7719
11 | 3 | 9 | 22.3833 | 22.39 | 22.4033 | 23.01 | 53.6% | 59.735 | 11.947 | 11.947 | 11.947 | 1337.0687 | 267.4934 | 267.6527 | 274.9005 | 23.55% | 29.1616 | 652.7341 | 0.9763% | 8.2148 | 189.0223
11 | 3 | 10 | 31.31 | 31.31 | 31.3333 | 31.3833 | 52.56% | 58.5753 | 11.7151 | 11.7151 | 11.7151 | 1833.9921 | 366.7984 | 367.0718 | 367.6575 | 24.76% | 30.658 | 959.9019 | 3.26% | 27.4329 | 860.9347
11 | 3 | 11 | 23.3933 | 23.3933 | 23.42 | 24.1367 | 48.78% | 54.3627 | 10.8725 | 10.8725 | 10.8725 | 1271.7246 | 254.3449 | 254.6349 | 262.4268 | 36.65% | 45.3736 | 1061.4406 | 8.267% | 69.5648 | 1679.0627
11 | 3 | 12 | 18.8767 | 18.9233 | 18.9533 | 21.3267 | 43.3% | 48.2526 | 9.6505 | 9.6505 | 9.6505 | 910.8491 | 182.6202 | 182.9097 | 205.8136 | 44.75% | 55.399 | 1045.7481 | 13.52% | 113.7781 | 2426.5079
11 | 3 | 13 | 18.49 | 18.5467 | 18.57 | 20.0033 | 33.11% | 36.892 | 7.3784 | 7.3784 | 7.3784 | 682.133 | 136.8447 | 137.0169 | 147.5926 | 58.35% | 72.2389 | 1335.6964 | 18.82% | 158.3774 | 3168.0755
11 | 3 | 14 | 20.23 | 20.2967 | 20.3267 | 20.62 | 21.63% | 24.1078 | 4.8216 | 4.8216 | 4.8216 | 487.7005 | 97.8615 | 98.0062 | 99.4205 | 67.91% | 84.0818 | 1700.9749 | 23.14% | 194.7256 | 4015.2414
11 | 3 | 15 | 17.8067 | 17.8767 | 17.8967 | 19.9067 | 14.03% | 15.635 | 3.127 | 3.127 | 3.127 | 278.4077 | 55.9004 | 55.963 | 62.2483 | 67.56% | 83.6451 | 1489.4409 | 30.99% | 260.7478 | 5190.6198
11 | 3 | 16 | 21.3633 | 21.43 | 21.4533 | 22.46 | 1.243% | 1.3852 | 0.27705 | 0.27705 | 0.27705 | 29.5935 | 5.9372 | 5.9436 | 6.2225 | 62.27% | 77.0926 | 1646.9556 | 43.09% | 362.6058 | 8144.1266
11 | 3 | 17 | 18.34 | 18.3867 | 18.4233 | 21.8267 | 0% | 0 | 0 | 0 | 0 | 0 | 0 | 0 | 0 | 71.77% | 88.8578 | 1629.6525 | 40.98% | 344.847 | 7526.8615
11 | 3 | 18 | 24.1067 | 24.17 | 24.19 | 24.38 | 0% | 0 | 0 | 0 | 0 | 0 | 0 | 0 | 0 | 76.9% | 95.2032 | 2295.0318 | 55.09% | 463.5256 | 11300.7544
11 | 3 | 19 | 26.7033 | 26.77 | 26.7967 | 27.0067 | 0% | 0 | 0 | 0 | 0 | 0 | 0 | 0 | 0 | 71.41% | 88.4128 | 2360.9174 | 88.64% | 745.8728 | 20143.5382
11 | 3 | 20 | 32.5267 | 32.5833 | 32.5633 | 32.7533 | 0% | 0 | 0 | 0 | 0 | 0 | 0 | 0 | 0 | 70.34% | 87.0869 | 2832.6462 | 93.06% | 783.0955 | 25648.9896
11 | 3 | 21 | 21.55 | 21.6033 | 21.6267 | 21.8033 | 0% | 0 | 0 | 0 | 0 | 0 | 0 | 0 | 0 | 64.04% | 79.2815 | 1708.5166 | 88.27% | 742.7489 | 16194.4016
11 | 3 | 22 | 17.9633 | 18.01 | 18.0467 | 18.1967 | 0% | 0 | 0 | 0 | 0 | 0 | 0 | 0 | 0 | 59.34% | 73.4655 | 1319.6859 | 77.17% | 649.3122 | 11815.3174
11 | 3 | 23 | 14.7567 | 14.7933 | 14.8233 | 14.94 | 0% | 0 | 0 | 0 | 0 | 0 | 0 | 0 | 0 | 55.66% | 68.9113 | 1016.9005 | 80.67% | 678.7909 | 10141.1363
11 | 4 | 0 | 15.36 | 15.39 | 15.4133 | 15.5267 | 0% | 0 | 0 | 0 | 0 | 0 | 0 | 0 | 0 | 42.53% | 52.6488 | 808.6856 | 81.49% | 685.7164 | 10646.8898
11 | 4 | 1 | 17.365 | 17.4025 | 17.4325 | 17.5625 | 0% | 0 | 0 | 0 | 0 | 0 | 0 | 0 | 0 | 32.07% | 39.6981 | 689.358 | 75.19% | 632.6917 | 11111.6484
11 | 4 | 2 | 12.4 | 12.4167 | 12.4333 | 12.52 | 0% | 0 | 0 | 0 | 0 | 0 | 0 | 0 | 0 | 23.53% | 29.1323 | 361.2404 | 61.62% | 518.5285 | 6491.977
11 | 4 | 3 | 12.71 | 12.7233 | 12.7333 | 12.8233 | 0% | 0 | 0 | 0 | 0 | 0 | 0 | 0 | 0 | 16.53% | 20.4644 | 260.1024 | 48.78% | 410.4925 | 5263.8827
11 | 4 | 4 | 12.4333 | 12.4433 | 12.4567 | 12.54 | 0% | 0 | 0 | 0 | 0 | 0 | 0 | 0 | 0 | 12.52% | 15.4981 | 192.6936 | 41.96% | 353.1024 | 4427.9036
11 | 4 | 5 | 14.86 | 14.88 | 14.8967 | 14.9933 | 0% | 0 | 0 | 0 | 0 | 0 | 0 | 0 | 0 | 9.686% | 11.9914 | 178.1926 | 34.69% | 291.8609 | 4375.9678
11 | 4 | 6 | 19.5633 | 19.6067 | 19.62 | 19.76 | 0% | 0 | 0 | 0 | 0 | 0 | 0 | 0 | 0 | 7.734% | 9.5757 | 187.332 | 25.88% | 217.729 | 4302.3258
11 | 4 | 7 | 21.3933 | 21.4467 | 21.4767 | 21.6533 | 19.81% | 22.0756 | 4.4151 | 4.4151 | 4.4151 | 472.2714 | 94.6898 | 94.8222 | 95.6022 | 6.312% | 7.8151 | 167.1906 | 18.37% | 154.5507 | 3346.5372
11 | 4 | 8 | 20.3 | 20.35 | 20.37 | 20.5633 | 43.88% | 48.8983 | 9.7797 | 9.7797 | 9.7797 | 992.6357 | 199.0161 | 199.2117 | 201.1025 | 5.67% | 7.0199 | 142.5037 | 11.79% | 99.1676 | 2039.2171
11 | 4 | 9 | 26.72 | 26.7733 | 26.7867 | 27.0233 | 53.08% | 59.1567 | 11.8313 | 11.8313 | 11.8313 | 1580.6668 | 316.7644 | 316.9221 | 319.7222 | 3.128% | 3.8721 | 103.4623 | 5.78% | 48.639 | 1314.3881
11 | 4 | 10 | 20.0267 | 20.0733 | 20.1067 | 20.2767 | 53.51% | 59.6257 | 11.9251 | 11.9251 | 11.9251 | 1194.103 | 239.3771 | 239.7746 | 241.8019 | 1.72% | 2.1289 | 42.6351 | 1.961% | 16.502 | 334.6056
11 | 4 | 11 | 18.4033 | 18.4433 | 18.4733 | 18.65 | 50.36% | 56.1217 | 11.2243 | 11.2243 | 11.2243 | 1032.8273 | 207.0144 | 207.3512 | 209.3341 | 1.897% | 2.3485 | 43.2207 | 0.6986% | 5.8781 | 109.626
11 | 4 | 12 | 16.7967 | 16.8367 | 16.8667 | 17.0267 | 47.67% | 53.1263 | 10.6253 | 10.6253 | 10.6253 | 892.3456 | 178.8941 | 179.2129 | 180.9129 | 1.139% | 1.4102 | 23.6875 | 0.4346% | 3.6566 | 62.2589
11 | 4 | 13 | 18.1433 | 18.1867 | 18.2233 | 18.4 | 42.19% | 47.0114 | 9.4023 | 9.4023 | 9.4023 | 852.9427 | 170.996 | 171.3407 | 173.0018 | 0.7595% | 0.94025 | 17.0592 | 0.1732% | 1.4576 | 26.8204
11 | 4 | 14 | 19.5667 | 19.6333 | 19.6733 | 19.8633 | 34.86% | 38.8463 | 7.7693 | 7.7693 | 7.7693 | 760.0925 | 152.5364 | 152.8472 | 154.3234 | 0.5859% | 0.72535 | 14.1927 | 0.04839% | 0.40715 | 8.0874
11 | 4 | 15 | 20.69 | 20.7567 | 20.8067 | 21.01 | 24% | 26.7436 | 5.3487 | 5.3487 | 5.3487 | 553.3249 | 111.0216 | 111.289 | 112.3766 | 0.8687% | 1.0755 | 22.2525 | 0.01006% | 0.084648 | 1.7785
11 | 4 | 16 | 21.24 | 21.31 | 21.35 | 21.56 | 2.355% | 2.6241 | 0.52481 | 0.52481 | 0.52481 | 55.7351 | 11.1838 | 11.2048 | 11.315 | 2.465% | 3.0512 | 64.8083 | 0.05874% | 0.49426 | 10.6563
11 | 4 | 17 | 21.61 | 21.68 | 21.7067 | 21.8933 | 0% | 0 | 0 | 0 | 0 | 0 | 0 | 0 | 0 | 2.78% | 3.4421 | 74.3831 | 0.02846% | 0.2395 | 5.2434
11 | 4 | 18 | 24.5233 | 24.5867 | 24.6133 | 24.7733 | 0% | 0 | 0 | 0 | 0 | 0 | 0 | 0 | 0 | 3.819% | 4.7277 | 115.9381 | 0.1837% | 1.5455 | 38.2874
11 | 4 | 19 | 39.9933 | 40.0867 | 40.0967 | 40.4467 | 0% | 0 | 0 | 0 | 0 | 0 | 0 | 0 | 0 | 3.593% | 4.4477 | 177.8788 | 0.8087% | 6.8051 | 275.2433
11 | 4 | 20 | 19.9033 | 19.9667 | 19.9967 | 20.1833 | 0% | 0 | 0 | 0 | 0 | 0 | 0 | 0 | 0 | 2.594% | 3.2118 | 63.9248 | 1.453% | 12.2304 | 246.8507
11 | 4 | 21 | 20.4767 | 20.5433 | 20.5733 | 20.77 | 0% | 0 | 0 | 0 | 0 | 0 | 0 | 0 | 0 | 1.768% | 2.1884 | 44.8113 | 1.074% | 9.0354 | 187.6643
11 | 4 | 22 | 24.3733 | 24.4867 | 24.4867 | 24.8 | 0% | 0 | 0 | 0 | 0 | 0 | 0 | 0 | 0 | 4.193% | 5.1916 | 126.5372 | 0.9879% | 8.3129 | 206.1595
11 | 4 | 23 | 18.3367 | 18.4133 | 18.41 | 18.5433 | 0% | 0 | 0 | 0 | 0 | 0 | 0 | 0 | 0 | 6.513% | 8.0629 | 147.8472 | 1.752% | 14.7389 | 273.309
11 | 5 | 0 | 20.6767 | 20.8 | 20.7533 | 20.8567 | 0% | 0 | 0 | 0 | 0 | 0 | 0 | 0 | 0 | 11.43% | 14.1555 | 292.6885 | 2.204% | 18.5456 | 386.7991
11 | 5 | 1 | 28.13 | 28.34 | 28.155 | 28.1875 | 0% | 0 | 0 | 0 | 0 | 0 | 0 | 0 | 0 | 14.11% | 17.4686 | 491.3909 | 1.398% | 11.7598 | 331.4797
11 | 5 | 2 | 12.1267 | 12.2633 | 12.2067 | 12.24 | 0% | 0 | 0 | 0 | 0 | 0 | 0 | 0 | 0 | 9.847% | 12.1909 | 147.8351 | 1.06% | 8.9197 | 109.1769
11 | 5 | 3 | 16.79 | 16.9167 | 16.8767 | 16.94 | 0% | 0 | 0 | 0 | 0 | 0 | 0 | 0 | 0 | 9.039% | 11.1911 | 187.8992 | 0.5451% | 4.587 | 77.7039
11 | 5 | 4 | 15.77 | 15.85 | 15.8333 | 15.9133 | 0% | 0 | 0 | 0 | 0 | 0 | 0 | 0 | 0 | 14.67% | 18.1608 | 286.3952 | 0.3547% | 2.9844 | 47.4922
11 | 5 | 5 | 18.0467 | 18.12 | 18.11 | 18.2167 | 0% | 0 | 0 | 0 | 0 | 0 | 0 | 0 | 0 | 19.19% | 23.7588 | 428.7676 | 0.5024% | 4.2273 | 77.0069
11 | 5 | 6 | 20.1267 | 20.1833 | 20.1867 | 20.3167 | 0.03049% | 0.033982 | 0.0067965 | 0.0067965 | 0.0067965 | 0.68395 | 0.13718 | 0.1372 | 0.13808 | 23.13% | 28.6301 | 576.2288 | 0.944% | 7.9435 | 161.3847
11 | 5 | 7 | 22.5133 | 22.57 | 22.6 | 22.77 | 11.07% | 12.3412 | 2.4682 | 2.4682 | 2.4682 | 277.8415 | 55.7082 | 55.7822 | 56.2018 | 25.98% | 32.1629 | 724.0948 | 0.9667% | 8.1345 | 185.2217
11 | 5 | 8 | 22.41 | 22.4833 | 22.5167 | 22.71 | 24.48% | 27.275 | 5.455 | 5.455 | 5.455 | 611.2317 | 122.6464 | 122.8282 | 123.8828 | 20.55% | 25.4438 | 570.1964 | 1.342% | 11.2887 | 256.3669
11 | 5 | 9 | 41.9467 | 42.0567 | 42.1333 | 42.4667 | 33.27% | 37.0736 | 7.4147 | 7.4147 | 7.4147 | 1555.1158 | 311.8388 | 312.4072 | 314.8788 | 21.37% | 26.4627 | 1110.0213 | 0.8972% | 7.5494 | 320.5983
11 | 5 | 10 | 36.1033 | 36.1933 | 36.24 | 36.5433 | 41.69% | 46.4534 | 9.2907 | 9.2907 | 9.2907 | 1677.1235 | 336.2609 | 336.6944 | 339.5126 | 22.97% | 28.4361 | 1026.639 | 0.4912% | 4.1337 | 151.0574
11 | 5 | 11 | 27.3 | 27.3833 | 27.4267 | 27.6767 | 44.14% | 49.1924 | 9.8385 | 9.8385 | 9.8385 | 1342.9529 | 269.4105 | 269.8368 | 272.2964 | 43.2% | 53.4876 | 1460.2117 | 0.1993% | 1.6774 | 46.4243
11 | 5 | 12 | 25.6633 | 25.77 | 25.7933 | 26.0133 | 40.16% | 44.7537 | 8.9507 | 8.9507 | 8.9507 | 1148.5287 | 230.6605 | 230.8693 | 232.8385 | 56.06% | 69.4107 | 1781.3087 | 0.01754% | 0.14758 | 3.839
11 | 5 | 13 | 28.2567 | 28.3733 | 28.41 | 29.3733 | 38.82% | 43.2653 | 8.6531 | 8.6531 | 8.6531 | 1222.5318 | 245.5159 | 245.8332 | 254.1689 | 57.89% | 71.6678 | 2025.0917 | 0.1152% | 0.96973 | 28.4843
11 | 5 | 14 | 32.9033 | 33.0333 | 33.06 | 39.3033 | 36.85% | 41.0595 | 8.2119 | 8.2119 | 8.2119 | 1350.9938 | 271.2663 | 271.4853 | 322.7549 | 60.38% | 74.748 | 2459.4586 | 1.118% | 9.4073 | 369.7369
11 | 5 | 15 | 30.0733 | 30.18 | 30.1967 | 30.5833 | 26.67% | 29.7161 | 5.9432 | 5.9432 | 5.9432 | 893.6631 | 179.3666 | 179.4656 | 181.7637 | 56.79% | 70.3103 | 2114.4664 | 4.823% | 40.5803 | 1241.0793
11 | 5 | 16 | 35.2433 | 35.32 | 35.33 | 36.38 | 2.755% | 3.0702 | 0.61403 | 0.61403 | 0.61403 | 108.2027 | 21.6876 | 21.6938 | 22.3385 | 60.65% | 75.0833 | 2646.1874 | 11.28% | 94.9181 | 3453.1211
11 | 5 | 17 | 33.33 | 33.4167 | 33.4467 | 33.7933 | 0% | 0 | 0 | 0 | 0 | 0 | 0 | 0 | 0 | 64.15% | 79.4267 | 2647.293 | 25.15% | 211.6202 | 7151.3515
11 | 5 | 18 | 38.6467 | 38.7333 | 38.75 | 39.0933 | 0% | 0 | 0 | 0 | 0 | 0 | 0 | 0 | 0 | 60.16% | 74.4797 | 2878.392 | 43.15% | 363.1235 | 14195.7068
11 | 5 | 19 | 27.2767 | 27.36 | 27.3733 | 28.3567 | 0% | 0 | 0 | 0 | 0 | 0 | 0 | 0 | 0 | 64.96% | 80.4258 | 2193.7466 | 71.91% | 605.0765 | 17157.953
11 | 5 | 20 | 25.87 | 25.9567 | 25.9867 | 29.6867 | 0% | 0 | 0 | 0 | 0 | 0 | 0 | 0 | 0 | 65.44% | 81.0217 | 2096.0315 | 84.73% | 713.002 | 21166.6533
11 | 5 | 21 | 20.4 | 20.4667 | 20.5033 | 24.8533 | 0% | 0 | 0 | 0 | 0 | 0 | 0 | 0 | 0 | 66.08% | 81.8064 | 1668.8508 | 88.08% | 741.1407 | 18419.8167
11 | 5 | 22 | 17.1633 | 17.2233 | 17.2667 | 17.6333 | 0% | 0 | 0 | 0 | 0 | 0 | 0 | 0 | 0 | 68.63% | 84.9723 | 1458.4084 | 92.53% | 778.6303 | 13729.847
11 | 5 | 23 | 15.7267 | 15.78 | 15.8267 | 15.9867 | 0% | 0 | 0 | 0 | 0 | 0 | 0 | 0 | 0 | 67.08% | 83.0453 | 1306.0264 | 91.01% | 765.7759 | 12242.2037
11 | 6 | 0 | 18.8633 | 18.9367 | 18.9567 | 19.1 | 0% | 0 | 0 | 0 | 0 | 0 | 0 | 0 | 0 | 62.81% | 77.7628 | 1466.865 | 91.66% | 771.3212 | 14732.2354
11 | 6 | 1 | 14.7267 | 14.7767 | 14.81 | 14.93 | 0% | 0 | 0 | 0 | 0 | 0 | 0 | 0 | 0 | 62.32% | 77.1549 | 1136.2351 | 92.55% | 778.7777 | 11627.1518
11 | 6 | 2 | 23.06 | 23.1733 | 23.09 | 23.1767 | 0% | 0 | 0 | 0 | 0 | 0 | 0 | 0 | 0 | 63.6% | 78.7421 | 1815.7922 | 93.71% | 788.5299 | 18275.4952
11 | 6 | 3 | 16.3067 | 16.37 | 16.3633 | 16.4533 | 0% | 0 | 0 | 0 | 0 | 0 | 0 | 0 | 0 | 64.58% | 79.9541 | 1303.7842 | 97.26% | 818.4367 | 13466.0124
11 | 6 | 4 | 14.3633 | 14.45 | 14.4667 | 14.5667 | 0% | 0 | 0 | 0 | 0 | 0 | 0 | 0 | 0 | 59.48% | 73.6441 | 1057.7745 | 97.22% | 818.0835 | 11916.7495
11 | 6 | 5 | 19.7267 | 20.0867 | 20.05 | 20.1367 | 0% | 0 | 0 | 0 | 0 | 0 | 0 | 0 | 0 | 52.97% | 65.5808 | 1293.6915 | 98.07% | 825.1835 | 16616.4452
11 | 6 | 6 | 35.1067 | 35.4033 | 35.3833 | 35.61 | 0% | 0 | 0 | 0 | 0 | 0 | 0 | 0 | 0 | 46.29% | 57.3091 | 2011.9303 | 98.16% | 825.9369 | 29411.6143
11 | 6 | 7 | 31.1067 | 31.3733 | 31.3733 | 35.6067 | 16.66% | 18.5631 | 3.7126 | 3.7126 | 3.7126 | 577.4356 | 116.4772 | 116.4772 | 132.1939 | 39.33% | 48.692 | 1514.6448 | 98.56% | 829.3342 | 29529.8251
11 | 6 | 8 | 39.5633 | 39.7967 | 39.7767 | 42.1667 | 41.57% | 46.3206 | 9.2641 | 9.2641 | 9.2641 | 1832.5968 | 368.681 | 368.4957 | 390.6369 | 31.18% | 38.6 | 1527.1462 | 97.71% | 822.1667 | 34668.0311
11 | 6 | 9 | 34.85 | 34.9533 | 34.9933 | 37.5667 | 52.15% | 58.1107 | 11.6221 | 11.6221 | 11.6221 | 2025.1562 | 406.2322 | 406.6971 | 436.6047 | 23.31% | 28.8552 | 1005.6022 | 92.26% | 776.2896 | 29162.6116
11 | 6 | 10 | 29.8567 | 29.97 | 30.01 | 30.3 | 52.2% | 58.1656 | 11.6331 | 11.6331 | 11.6331 | 1736.6321 | 348.6449 | 349.1102 | 352.4838 | 17% | 21.0505 | 628.4986 | 81.71% | 687.5799 | 20833.6702
11 | 6 | 11 | 30.64 | 30.78 | 30.81 | 31.0667 | 49.58% | 55.2462 | 11.0492 | 11.0492 | 11.0492 | 1692.7447 | 340.0958 | 340.4273 | 343.2633 | 13.3% | 16.4714 | 504.683 | 67.41% | 567.1978 | 17620.9442
11 | 6 | 12 | 25.0133 | 25.1133 | 25.1667 | 25.4 | 50.41% | 56.1767 | 11.2353 | 11.2353 | 11.2353 | 1405.1675 | 282.157 | 282.7563 | 285.3778 | 9.786% | 12.1152 | 303.0423 | 55.99% | 471.1036 | 11966.0318
11 | 6 | 13 | 36.83 | 37.0333 | 37.03 | 37.28 | 51.39% | 57.2642 | 11.4528 | 11.4528 | 11.4528 | 2109.0397 | 424.1367 | 424.0985 | 426.9617 | 6.823% | 8.4477 | 311.1281 | 45.12% | 379.6793 | 14154.444
11 | 6 | 14 | 27.5833 | 27.8133 | 27.8067 | 27.9967 | 47.34% | 52.7569 | 10.5514 | 10.5514 | 10.5514 | 1455.2102 | 293.4689 | 293.3985 | 295.4033 | 5.004% | 6.1954 | 170.8889 | 34.59% | 291.0703 | 8148.9972
11 | 6 | 15 | 48.5567 | 48.71 | 48.75 | 49.2 | 32.04% | 35.7038 | 7.1408 | 7.1408 | 7.1408 | 1733.6596 | 347.8268 | 348.1125 | 351.3258 | 3.343% | 4.139 | 200.975 | 28.46% | 239.4874 | 11782.7795
11 | 6 | 16 | 35.7333 | 35.8633 | 35.93 | 36.4367 | 3.338% | 3.7202 | 0.74403 | 0.74403 | 0.74403 | 132.9335 | 26.6834 | 26.733 | 27.11 | 2.363% | 2.9253 | 104.5318 | 28.2% | 237.2657 | 8645.1722
11 | 6 | 17 | 33.15 | 33.2433 | 33.27 | 33.5433 | 0% | 0 | 0 | 0 | 0 | 0 | 0 | 0 | 0 | 3.758% | 4.6526 | 154.2334 | 29.95% | 252.0516 | 8454.6495
11 | 6 | 18 | 34.5733 | 34.6933 | 34.7233 | 35.6167 | 0% | 0 | 0 | 0 | 0 | 0 | 0 | 0 | 0 | 4.062% | 5.0286 | 173.8563 | 30.07% | 253.0643 | 9013.3086
11 | 6 | 19 | 31.5567 | 31.6833 | 31.66 | 32.53 | 0% | 0 | 0 | 0 | 0 | 0 | 0 | 0 | 0 | 12.57% | 15.5673 | 491.2513 | 30.44% | 256.1718 | 8333.2671
11 | 6 | 20 | 31.4033 | 31.5433 | 31.5033 | 33.59 | 0% | 0 | 0 | 0 | 0 | 0 | 0 | 0 | 0 | 26.66% | 33.0094 | 1036.6054 | 28.68% | 241.3553 | 8107.1242
11 | 6 | 21 | 27.7033 | 27.8367 | 27.8 | 29.9567 | 0% | 0 | 0 | 0 | 0 | 0 | 0 | 0 | 0 | 36.14% | 44.7402 | 1239.4524 | 23.41% | 196.9506 | 5899.9849
11 | 6 | 22 | 19.8267 | 19.9333 | 19.9367 | 20.22 | 0% | 0 | 0 | 0 | 0 | 0 | 0 | 0 | 0 | 45.59% | 56.445 | 1119.1171 | 17.54% | 147.5982 | 2984.4366
11 | 6 | 23 | 18.65 | 18.76 | 18.7333 | 19.1067 | 0% | 0 | 0 | 0 | 0 | 0 | 0 | 0 | 0 | 50.69% | 62.7582 | 1170.44 | 10.65% | 89.6162 | 1712.2672
11 | 7 | 0 | 21.8867 | 21.9967 | 21.9567 | 22.0733 | 0% | 0 | 0 | 0 | 0 | 0 | 0 | 0 | 0 | 54.96% | 68.0439 | 1489.2552 | 6.24% | 52.508 | 1159.0276
11 | 7 | 1 | 22.2033 | 22.3367 | 22.26 | 22.35 | 0% | 0 | 0 | 0 | 0 | 0 | 0 | 0 | 0 | 57.23% | 70.8532 | 1573.1767 | 3.944% | 33.1877 | 741.7442
11 | 7 | 2 | 20.3467 | 20.4567 | 20.3867 | 20.48 | 0% | 0 | 0 | 0 | 0 | 0 | 0 | 0 | 0 | 60.31% | 74.6658 | 1519.2011 | 2.654% | 22.3305 | 457.3296
11 | 7 | 3 | 21.1433 | 21.2667 | 21.2 | 21.2967 | 0% | 0 | 0 | 0 | 0 | 0 | 0 | 0 | 0 | 64.2% | 79.4873 | 1680.6274 | 2.15% | 18.0907 | 385.2719
11 | 7 | 4 | 23.0633 | 23.1867 | 23.1267 | 23.2433 | 0% | 0 | 0 | 0 | 0 | 0 | 0 | 0 | 0 | 67.55% | 83.6303 | 1928.7926 | 1.77% | 14.8945 | 346.1981
11 | 7 | 5 | 22.5467 | 22.6467 | 22.6067 | 22.7367 | 0% | 0 | 0 | 0 | 0 | 0 | 0 | 0 | 0 | 68.75% | 85.1098 | 1918.9425 | 1.687% | 14.1982 | 322.8187
11 | 7 | 6 | 38.8967 | 39.08 | 39.0333 | 39.28 | 0% | 0 | 0 | 0 | 0 | 0 | 0 | 0 | 0 | 69.92% | 86.5589 | 3366.8534 | 2.499% | 21.0313 | 826.1075
11 | 7 | 7 | 41.91 | 42.07 | 42.0133 | 42.3167 | 6.109% | 6.8082 | 1.3616 | 1.3616 | 1.3616 | 285.3331 | 57.2845 | 57.2073 | 57.6204 | 72.11% | 89.2722 | 3741.3982 | 2.813% | 23.6666 | 1001.4929
11 | 7 | 8 | 40.76 | 40.94 | 40.9333 | 41.3033 | 19.54% | 21.7784 | 4.3557 | 4.3557 | 4.3557 | 887.6893 | 178.3219 | 178.2928 | 179.9044 | 69.49% | 86.0346 | 3506.7695 | 3.197% | 26.9002 | 1111.0696
11 | 7 | 9 | 32.6367 | 32.7867 | 32.8133 | 33.1367 | 20.84% | 23.2249 | 4.645 | 4.645 | 4.645 | 757.982 | 152.2931 | 152.417 | 153.9189 | 68.68% | 85.0301 | 2775.0976 | 2.577% | 21.6832 | 718.5091
11 | 7 | 10 | 41.3133 | 41.5067 | 41.5333 | 41.8967 | 25.75% | 28.6979 | 5.7396 | 5.7396 | 5.7396 | 1185.6056 | 238.2308 | 238.3838 | 240.4692 | 71.23% | 88.1917 | 3643.4944 | 1.746% | 14.6878 | 615.3716
11 | 7 | 11 | 33.0567 | 33.1867 | 33.2233 | 33.74 | 35.98% | 40.0993 | 8.0199 | 8.0199 | 8.0199 | 1325.5499 | 266.1526 | 266.4466 | 270.5902 | 73.39% | 90.8572 | 3003.4373 | 1.76% | 14.8135 | 499.8083
11 | 7 | 12 | 43.1567 | 43.3267 | 43.3467 | 50.2633 | 37.9% | 42.2303 | 8.4461 | 8.4461 | 8.4461 | 1822.5203 | 365.9399 | 366.1088 | 424.5274 | 75.27% | 93.1918 | 4021.848 | 3.834% | 32.2583 | 1621.4117
11 | 7 | 13 | 35.23 | 35.3833 | 35.3767 | 36.97 | 29.15% | 32.4835 | 6.4967 | 6.4967 | 6.4967 | 1144.3951 | 229.8752 | 229.8319 | 240.1833 | 79.21% | 98.0667 | 3454.8909 | 8.915% | 75.0146 | 2773.2911
11 | 7 | 14 | 30.2567 | 30.3933 | 30.3867 | 34.1467 | 15.03% | 16.754 | 3.3508 | 3.3508 | 3.3508 | 506.9195 | 101.8418 | 101.8195 | 114.4185 | 83.16% | 102.95 | 3114.9238 | 15.33% | 129.0075 | 4405.1764
11 | 7 | 15 | 29.97 | 30.0967 | 30.1 | 46.68 | 3.456% | 3.8518 | 0.77035 | 0.77035 | 0.77035 | 115.4372 | 23.185 | 23.1876 | 35.96 | 87.18% | 107.9293 | 3234.6414 | 25.01% | 210.4827 | 9825.3302
11 | 7 | 16 | 36.4667 | 36.5967 | 36.6367 | 37.7233 | 0.003881% | 0.004325 | 0.00086501 | 0.00086501 | 0.00086501 | 0.15772 | 0.031656 | 0.031691 | 0.032631 | 88.15% | 109.1298 | 3979.6009 | 36.94% | 310.8754 | 11727.2579
11 | 7 | 17 | 36.0167 | 36.13 | 36.15 | 37.1733 | 0% | 0 | 0 | 0 | 0 | 0 | 0 | 0 | 0 | 90.91% | 112.546 | 4053.5316 | 52.06% | 438.0969 | 16285.5229
11 | 7 | 18 | 41.5867 | 41.7033 | 41.71 | 41.99 | 0% | 0 | 0 | 0 | 0 | 0 | 0 | 0 | 0 | 91.94% | 113.8218 | 4733.4686 | 60.45% | 508.6321 | 21357.4622
11 | 7 | 19 | 43.5467 | 43.6867 | 43.68 | 44.0433 | 0% | 0 | 0 | 0 | 0 | 0 | 0 | 0 | 0 | 94.04% | 116.4308 | 5070.1754 | 64.23% | 540.4373 | 23802.6588
11 | 7 | 20 | 33.9167 | 34.0367 | 34.04 | 38.63 | 0% | 0 | 0 | 0 | 0 | 0 | 0 | 0 | 0 | 91.21% | 112.9279 | 3830.1367 | 69.63% | 585.9409 | 22634.8965
11 | 7 | 21 | 36.04 | 36.17 | 36.19 | 41.74 | 0% | 0 | 0 | 0 | 0 | 0 | 0 | 0 | 0 | 92.57% | 114.6117 | 4130.6039 | 77.13% | 649.0007 | 27089.2883
11 | 7 | 22 | 25.0733 | 25.18 | 25.18 | 27.2367 | 0% | 0 | 0 | 0 | 0 | 0 | 0 | 0 | 0 | 89.67% | 111.0143 | 2783.499 | 82.36% | 693.0244 | 18875.6735
11 | 7 | 23 | 19.7067 | 19.7933 | 19.7967 | 19.96 | 0% | 0 | 0 | 0 | 0 | 0 | 0 | 0 | 0 | 86.12% | 106.6169 | 2101.0644 | 81.84% | 688.6585 | 13745.623
11 | 8 | 0 | 29.6567 | 29.75 | 29.7533 | 29.9733 | 0% | 0 | 0 | 0 | 0 | 0 | 0 | 0 | 0 | 84.78% | 104.9567 | 3112.666 | 81.75% | 687.9301 | 20619.5573
11 | 8 | 1 | 28.6367 | 28.73 | 28.7133 | 28.91 | 0% | 0 | 0 | 0 | 0 | 0 | 0 | 0 | 0 | 83.91% | 103.8875 | 2974.9906 | 79.85% | 671.8855 | 19424.2108
11 | 8 | 2 | 24.94 | 25.0067 | 25.01 | 25.1867 | 0% | 0 | 0 | 0 | 0 | 0 | 0 | 0 | 0 | 72.31% | 89.5237 | 2232.7199 | 73.4% | 617.6017 | 15555.329
11 | 8 | 3 | 28.5533 | 28.6467 | 28.62 | 28.81 | 0% | 0 | 0 | 0 | 0 | 0 | 0 | 0 | 0 | 53.3% | 65.9858 | 1884.1143 | 69.06% | 581.0883 | 16741.1553
11 | 8 | 4 | 31.6333 | 31.7333 | 31.6833 | 31.8767 | 0% | 0 | 0 | 0 | 0 | 0 | 0 | 0 | 0 | 40.84% | 50.559 | 1599.3503 | 59.3% | 498.9719 | 15905.5615
11 | 8 | 5 | 33.2633 | 33.4 | 33.2967 | 33.49 | 0% | 0 | 0 | 0 | 0 | 0 | 0 | 0 | 0 | 33.27% | 41.1859 | 1369.9811 | 49.72% | 418.3658 | 14011.0719
11 | 8 | 6 | 39.87 | 39.99 | 39.9233 | 40.1967 | 0% | 0 | 0 | 0 | 0 | 0 | 0 | 0 | 0 | 25.24% | 31.2451 | 1245.7416 | 35.3% | 297.0298 | 11939.6083
11 | 8 | 7 | 36.83 | 36.9767 | 36.86 | 37.11 | 2.623% | 2.9231 | 0.58462 | 0.58462 | 0.58462 | 107.6582 | 21.6174 | 21.5492 | 21.6953 | 12.25% | 15.1687 | 558.6636 | 24.68% | 207.687 | 7707.2647
11 | 8 | 8 | 36.0133 | 36.11 | 36.1067 | 36.4067 | 9.314% | 10.3789 | 2.0758 | 2.0758 | 2.0758 | 373.7776 | 74.9562 | 74.9493 | 75.572 | 7.265% | 8.9941 | 323.9092 | 16.63% | 139.9614 | 5095.528
11 | 8 | 9 | 33.6233 | 33.73 | 33.7433 | 34.0533 | 4.55% | 5.0708 | 1.0142 | 1.0142 | 1.0142 | 170.4973 | 34.2076 | 34.2212 | 34.5356 | 3.373% | 4.1761 | 140.4135 | 10.6% | 89.2227 | 3038.3289
11 | 8 | 10 | 44.36 | 44.5067 | 44.5167 | 44.8667 | 3.143% | 3.502 | 0.70041 | 0.70041 | 0.70041 | 155.3509 | 31.1729 | 31.1799 | 31.425 | 1.21% | 1.4976 | 66.4337 | 7.186% | 60.4657 | 2712.8926
11 | 8 | 11 | 35.52 | 35.6433 | 35.6367 | 35.9133 | 4.174% | 4.6519 | 0.93038 | 0.93038 | 0.93038 | 165.2352 | 33.1618 | 33.1556 | 33.413 | 0.7863% | 0.97354 | 34.5801 | 5.682% | 47.8118 | 1717.0799
11 | 8 | 12 | 36.1 | 36.2133 | 36.2 | 36.48 | 2.654% | 2.9571 | 0.59142 | 0.59142 | 0.59142 | 106.7511 | 21.4172 | 21.4094 | 21.575 | 0.4941% | 0.61173 | 22.0834 | 3.775% | 31.7681 | 1158.9014
11 | 8 | 13 | 35.45 | 35.57 | 35.6133 | 35.9267 | 2.428% | 2.7056 | 0.54112 | 0.54112 | 0.54112 | 95.9143 | 19.2478 | 19.2713 | 19.4408 | 0.5118% | 0.63369 | 22.4642 | 2.645% | 22.2571 | 799.625
11 | 8 | 14 | 36.3267 | 36.44 | 36.5033 | 36.8467 | 1.782% | 1.9858 | 0.39716 | 0.39716 | 0.39716 | 72.1379 | 14.4726 | 14.4978 | 14.6341 | 0.6669% | 0.82567 | 29.9939 | 2.451% | 20.6201 | 759.781
11 | 8 | 15 | 32.5133 | 32.61 | 32.68 | 32.97 | 0.3305% | 0.36825 | 0.073649 | 0.073649 | 0.073649 | 11.9729 | 2.4017 | 2.4069 | 2.4282 | 2.42% | 2.9958 | 97.403 | 1.92% | 16.1574 | 532.7079
11 | 8 | 16 | 44.28 | 44.38 | 44.4067 | 44.7133 | 0.01941% | 0.021625 | 0.004325 | 0.004325 | 0.004325 | 0.95756 | 0.19195 | 0.19206 | 0.19339 | 5.783% | 7.16 | 317.0454 | 1.129% | 9.503 | 424.9112
11 | 8 | 17 | 95.16 | 95.3533 | 95.4233 | 95.8033 | 0% | 0 | 0 | 0 | 0 | 0 | 0 | 0 | 0 | 16.05% | 19.8723 | 1891.0492 | 0.8655% | 7.2831 | 697.7474
11 | 8 | 18 | 69.91 | 70.0267 | 70.0367 | 69.5733 | 0% | 0 | 0 | 0 | 0 | 0 | 0 | 0 | 0 | 23.41% | 28.9781 | 2025.8598 | 0.6929% | 5.8305 | 405.6496
11 | 8 | 19 | 49.88 | 49.9833 | 49.9533 | 50.2533 | 0% | 0 | 0 | 0 | 0 | 0 | 0 | 0 | 0 | 31.07% | 38.4675 | 1918.7595 | 0.3356% | 2.8237 | 141.8987
11 | 8 | 20 | 35.29 | 35.3833 | 35.37 | 35.6267 | 0% | 0 | 0 | 0 | 0 | 0 | 0 | 0 | 0 | 40.36% | 49.97 | 1763.44 | 0.1203% | 1.0126 | 36.0758
11 | 8 | 21 | 43.9867 | 44.1133 | 44.13 | 44.4933 | 0% | 0 | 0 | 0 | 0 | 0 | 0 | 0 | 0 | 40.98% | 50.7294 | 2231.4151 | 0.02479% | 0.20861 | 9.2817
11 | 8 | 22 | 30.7533 | 30.8567 | 30.8633 | 31.1267 | 0% | 0 | 0 | 0 | 0 | 0 | 0 | 0 | 0 | 44.54% | 55.1403 | 1695.7493 | 0.0002224% | 0.0018712 | 0.058245
11 | 8 | 23 | 27.1733 | 27.2633 | 27.28 | 27.5167 | 0% | 0 | 0 | 0 | 0 | 0 | 0 | 0 | 0 | 56.4% | 69.8275 | 1897.4462 | 0% | 0 | 0
11 | 9 | 0 | 31.5 | 31.6433 | 31.5467 | 31.7367 | 0% | 0 | 0 | 0 | 0 | 0 | 0 | 0 | 0 | 55.47% | 68.6762 | 2163.2994 | 0% | 0 | 0
11 | 9 | 1 | 38.45 | 38.6067 | 38.5533 | 38.7967 | 0% | 0 | 0 | 0 | 0 | 0 | 0 | 0 | 0 | 61.25% | 75.8269 | 2915.5452 | 0% | 0 | 0
11 | 9 | 2 | 30.5333 | 30.65 | 30.58 | 30.7633 | 0% | 0 | 0 | 0 | 0 | 0 | 0 | 0 | 0 | 70.23% | 86.949 | 2654.8417 | 0% | 0 | 0
11 | 9 | 3 | 26.8533 | 26.94 | 26.8533 | 27.01 | 0% | 0 | 0 | 0 | 0 | 0 | 0 | 0 | 0 | 74.48% | 92.2052 | 2476.0172 | 0.00421% | 0.035422 | 0.95674
11 | 9 | 4 | 23.1267 | 23.21 | 23.1033 | 23.22 | 0% | 0 | 0 | 0 | 0 | 0 | 0 | 0 | 0 | 77.46% | 95.902 | 2217.8939 | 0.0458% | 0.38541 | 8.9491
11 | 9 | 5 | 29.1433 | 29.2833 | 29.1033 | 29.2267 | 0% | 0 | 0 | 0 | 0 | 0 | 0 | 0 | 0 | 85.21% | 105.4959 | 3074.5023 | 0.2231% | 1.8772 | 54.8636
11 | 9 | 6 | 32.6567 | 32.81 | 32.6267 | 32.7633 | 0% | 0 | 0 | 0 | 0 | 0 | 0 | 0 | 0 | 85.91% | 106.3637 | 3473.4826 | 0.761% | 6.4032 | 209.7888
11 | 9 | 7 | 35.7933 | 35.9967 | 35.7533 | 35.9033 | 11.72% | 13.0653 | 2.6131 | 2.6131 | 2.6131 | 467.6519 | 94.0617 | 93.4259 | 93.8178 | 84.62% | 104.7604 | 3749.723 | 0.7912% | 6.6575 | 239.0251
11 | 9 | 8 | 31.5667 | 31.71 | 31.5567 | 31.7367 | 30.87% | 34.3958 | 6.8792 | 6.8792 | 6.8792 | 1085.7616 | 218.1383 | 217.0835 | 218.3218 | 79.89% | 98.9041 | 3122.072 | 1.076% | 9.0502 | 287.2245
11 | 9 | 9 | 30.09 | 30.1833 | 30.06 | 30.2567 | 36.93% | 41.1497 | 8.2299 | 8.2299 | 8.2299 | 1238.1941 | 248.407 | 247.3919 | 249.0105 | 71.92% | 89.041 | 2679.2434 | 1.155% | 9.7225 | 294.1689
11 | 9 | 10 | 27.1167 | 27.1967 | 27.1333 | 27.3267 | 37.89% | 42.2254 | 8.4451 | 8.4451 | 8.4451 | 1145.0118 | 229.678 | 229.1431 | 230.7758 | 57.42% | 71.0937 | 1927.8249 | 2.151% | 18.0977 | 494.5491
11 | 9 | 11 | 28.0933 | 28.18 | 28.0567 | 28.2333 | 39.71% | 44.2514 | 8.8503 | 8.8503 | 8.8503 | 1243.1683 | 249.4007 | 248.3091 | 249.8727 | 53.53% | 66.2717 | 1861.7935 | 4.947% | 41.626 | 1175.2397
11 | 9 | 12 | 27.7533 | 27.8367 | 27.7633 | 27.95 | 42.23% | 47.0608 | 9.4122 | 9.4122 | 9.4122 | 1306.0937 | 262.0031 | 261.3129 | 263.0698 | 52.5% | 64.9974 | 1803.8952 | 9.046% | 76.1182 | 2127.504
11 | 9 | 13 | 27.6133 | 27.69 | 27.6333 | 27.8533 | 46.3% | 51.5953 | 10.3191 | 10.3191 | 10.3191 | 1424.7178 | 285.7347 | 285.1499 | 287.4201 | 46.81% | 57.9577 | 1600.4049 | 14.37% | 120.89 | 3367.1891
11 | 9 | 14 | 28.5733 | 28.6667 | 28.5867 | 28.7833 | 44.44% | 49.5248 | 9.905 | 9.905 | 9.905 | 1415.0893 | 283.9423 | 283.1499 | 285.0979 | 46.25% | 57.2572 | 1636.0303 | 21.12% | 177.7095 | 5115.0717
11 | 9 | 15 | 32.13 | 32.2267 | 32.1233 | 32.3433 | 30.18% | 33.6266 | 6.7253 | 6.7253 | 6.7253 | 1080.4222 | 216.7346 | 216.0396 | 217.5192 | 52.54% | 65.0442 | 2089.8709 | 33.32% | 280.3608 | 9067.8032
11 | 9 | 16 | 31.7333 | 31.8367 | 31.7233 | 31.9233 | 2.578% | 2.8731 | 0.57461 | 0.57461 | 0.57461 | 91.1719 | 18.2938 | 18.2286 | 18.3436 | 60.88% | 75.3696 | 2391.729 | 46.65% | 392.5226 | 12530.6284
11 | 9 | 17 | 54.9333 | 55.0533 | 54.8167 | 55.09 | 0% | 0 | 0 | 0 | 0 | 0 | 0 | 0 | 0 | 63.46% | 78.5705 | 4316.1386 | 50.54% | 425.2791 | 23428.6274
11 | 9 | 18 | 38.3267 | 38.4567 | 38.4067 | 38.6767 | 0% | 0 | 0 | 0 | 0 | 0 | 0 | 0 | 0 | 64.75% | 80.1692 | 3072.6191 | 56.16% | 472.5988 | 18278.5444
11 | 9 | 19 | 31.8933 | 32.0633 | 31.95 | 32.16 | 0% | 0 | 0 | 0 | 0 | 0 | 0 | 0 | 0 | 70.04% | 86.7111 | 2765.5059 | 58.93% | 495.8908 | 15947.8474
11 | 9 | 20 | 27.1767 | 27.3733 | 27.2233 | 27.39 | 0% | 0 | 0 | 0 | 0 | 0 | 0 | 0 | 0 | 54.83% | 67.8854 | 1844.8977 | 59.12% | 497.4305 | 13624.6208
11 | 9 | 21 | 24.7867 | 24.96 | 24.8267 | 24.98 | 0% | 0 | 0 | 0 | 0 | 0 | 0 | 0 | 0 | 41.56% | 51.4485 | 1275.2375 | 59.26% | 498.6102 | 12455.2823
11 | 9 | 22 | 23.23 | 23.3933 | 23.2733 | 23.4167 | 0% | 0 | 0 | 0 | 0 | 0 | 0 | 0 | 0 | 28.62% | 35.4299 | 823.0361 | 56.17% | 472.6863 | 11068.738
11 | 9 | 23 | 21.45 | 21.6667 | 21.49 | 21.5667 | 0% | 0 | 0 | 0 | 0 | 0 | 0 | 0 | 0 | 21.01% | 26.008 | 557.872 | 53.72% | 452.0457 | 9749.1185
11 | 10 | 0 | 25.75 | 25.95 | 25.74 | 25.8433 | 0% | 0 | 0 | 0 | 0 | 0 | 0 | 0 | 0 | 14.8% | 18.3255 | 471.8807 | 51.65% | 434.629 | 11232.2633
11 | 10 | 1 | 23.6367 | 23.8067 | 23.64 | 23.7533 | 0% | 0 | 0 | 0 | 0 | 0 | 0 | 0 | 0 | 18% | 22.2863 | 526.7747 | 47.6% | 400.5171 | 9513.6166
11 | 10 | 2 | 20.8333 | 20.93 | 20.8033 | 20.9067 | 0% | 0 | 0 | 0 | 0 | 0 | 0 | 0 | 0 | 22.52% | 27.88 | 580.8331 | 40.63% | 341.8762 | 7147.4916
11 | 10 | 3 | 21.1833 | 21.29 | 21.1567 | 21.2667 | 0% | 0 | 0 | 0 | 0 | 0 | 0 | 0 | 0 | 22.81% | 28.2386 | 598.1879 | 33.61% | 282.8279 | 6014.8059
11 | 10 | 4 | 16.07 | 16.1767 | 16.04 | 16.0933 | 0% | 0 | 0 | 0 | 0 | 0 | 0 | 0 | 0 | 19.45% | 24.0836 | 387.0231 | 28.45% | 239.3723 | 3852.2989
11 | 10 | 5 | 18.11 | 18.2067 | 18.08 | 18.1633 | 0% | 0 | 0 | 0 | 0 | 0 | 0 | 0 | 0 | 14.54% | 18.0004 | 325.9868 | 21.82% | 183.6069 | 3334.9142
11 | 10 | 6 | 22.2933 | 22.4067 | 22.2667 | 22.3933 | 0% | 0 | 0 | 0 | 0 | 0 | 0 | 0 | 0 | 9.624% | 11.9144 | 265.6114 | 16.26% | 136.7963 | 3063.3248
11 | 10 | 7 | 21.4867 | 21.5633 | 21.4367 | 21.5767 | 13.75% | 15.3273 | 3.0655 | 3.0655 | 3.0655 | 329.3333 | 66.1017 | 65.7134 | 66.1425 | 10.17% | 12.5946 | 270.616 | 11.62% | 97.7799 | 2109.7635
11 | 10 | 8 | 16.6433 | 16.7233 | 16.6133 | 16.7133 | 37.65% | 41.9523 | 8.3905 | 8.3905 | 8.3905 | 698.226 | 140.3164 | 139.3935 | 140.2325 | 5.504% | 6.8138 | 113.404 | 8.419% | 70.8446 | 1184.0491
11 | 10 | 9 | 16.9933 | 17.08 | 16.9967 | 17.1167 | 48.78% | 54.3596 | 10.8719 | 10.8719 | 10.8719 | 923.7509 | 185.6924 | 184.7864 | 186.091 | 3.113% | 3.8538 | 65.4889 | 3.48% | 29.2822 | 501.2137
11 | 10 | 10 | 29.24 | 29.3533 | 29.2567 | 29.4867 | 49.39% | 55.0436 | 11.0087 | 11.0087 | 11.0087 | 1609.4742 | 323.1425 | 322.0783 | 324.6103 | 3.34% | 4.1351 | 120.9116 | 1.368% | 11.507 | 339.3031
11 | 10 | 11 | 28.4167 | 28.5467 | 28.3967 | 28.93 | 47.43% | 52.8582 | 10.5716 | 10.5716 | 10.5716 | 1502.0537 | 301.7851 | 300.1993 | 305.8375 | 6.035% | 7.4717 | 212.3198 | 0.671% | 5.6466 | 163.356
11 | 10 | 12 | 23.85 | 23.9533 | 23.92 | 29.36 | 48.86% | 54.4492 | 10.8898 | 10.8898 | 10.8898 | 1298.6133 | 260.8479 | 260.4849 | 319.7257 | 7.898% | 9.7777 | 233.1982 | 0.4653% | 3.9151 | 114.9486
11 | 10 | 13 | 22.9667 | 23.0667 | 22.9933 | 23.7767 | 49.78% | 55.4711 | 11.0942 | 11.0942 | 11.0942 | 1273.9872 | 255.9069 | 255.0933 | 263.7838 | 9.711% | 12.0225 | 276.1178 | 1.384% | 11.6451 | 276.8807
11 | 10 | 14 | 22.45 | 22.5467 | 22.47 | 23.8733 | 45.59% | 50.8044 | 10.1609 | 10.1609 | 10.1609 | 1140.5592 | 229.0941 | 228.3151 | 242.5742 | 12.48% | 15.4556 | 346.9787 | 0.438% | 3.6859 | 87.9952
11 | 10 | 15 | 26.24 | 26.3767 | 26.2567 | 26.4267 | 29.66% | 33.0507 | 6.6101 | 6.6101 | 6.6101 | 867.2514 | 174.3537 | 173.5604 | 174.6842 | 10.92% | 13.5193 | 354.7465 | 2.124% | 17.8708 | 472.2656
11 | 10 | 16 | 30.8567 | 31 | 30.9033 | 31.1167 | 2.117% | 2.3596 | 0.47192 | 0.47192 | 0.47192 | 72.81 | 14.6296 | 14.584 | 14.6847 | 16.98% | 21.0254 | 648.7731 | 8.171% | 68.7584 | 2139.5312
11 | 10 | 17 | 34.9967 | 35.1667 | 35.0067 | 35.2167 | 0% | 0 | 0 | 0 | 0 | 0 | 0 | 0 | 0 | 29.16% | 36.1073 | 1263.6356 | 14.26% | 120.0187 | 4226.6593
11 | 10 | 18 | 41.2333 | 41.4 | 41.3567 | 41.65 | 0% | 0 | 0 | 0 | 0 | 0 | 0 | 0 | 0 | 28.76% | 35.6084 | 1468.2541 | 29.59% | 249.0104 | 10371.2841
11 | 10 | 19 | 32.94 | 33.0867 | 32.99 | 33.2233 | 0% | 0 | 0 | 0 | 0 | 0 | 0 | 0 | 0 | 31.31% | 38.7623 | 1276.8289 | 46.57% | 391.8954 | 13020.071
11 | 10 | 20 | 34.4 | 34.5533 | 34.53 | 34.8367 | 0% | 0 | 0 | 0 | 0 | 0 | 0 | 0 | 0 | 40.47% | 50.102 | 1723.5081 | 52.36% | 440.5997 | 15349.0251
11 | 10 | 21 | 30.52 | 30.6567 | 30.65 | 30.92 | 0% | 0 | 0 | 0 | 0 | 0 | 0 | 0 | 0 | 44.15% | 54.6582 | 1668.169 | 62.67% | 527.3489 | 16305.6283
11 | 10 | 22 | 27 | 27.1167 | 27.12 | 27.38 | 0% | 0 | 0 | 0 | 0 | 0 | 0 | 0 | 0 | 42.91% | 53.1243 | 1434.3562 | 79.62% | 669.9884 | 18344.2814
11 | 10 | 23 | 26.4467 | 26.55 | 26.5567 | 26.7833 | 0% | 0 | 0 | 0 | 0 | 0 | 0 | 0 | 0 | 34.45% | 42.6466 | 1127.8606 | 87.75% | 738.3502 | 19775.4782
11 | 11 | 0 | 26.76 | 26.88 | 26.8433 | 31.3767 | 0% | 0 | 0 | 0 | 0 | 0 | 0 | 0 | 0 | 36.92% | 45.707 | 1223.1186 | 88.37% | 743.5609 | 23330.4625
11 | 11 | 1 | 25.7167 | 25.83 | 25.7367 | 31.23 | 0% | 0 | 0 | 0 | 0 | 0 | 0 | 0 | 0 | 31.21% | 38.6437 | 993.7867 | 89.89% | 756.3785 | 23621.7013
11 | 11 | 2 | 25.4533 | 25.5833 | 25.4933 | 25.6467 | 0% | 0 | 0 | 0 | 0 | 0 | 0 | 0 | 0 | 28.12% | 34.8142 | 886.1378 | 94% | 790.9592 | 20285.4663
11 | 11 | 3 | 28.0967 | 28.2067 | 28.1567 | 28.35 | 0% | 0 | 0 | 0 | 0 | 0 | 0 | 0 | 0 | 26.09% | 32.302 | 907.5788 | 95.4% | 802.7799 | 22758.8107
11 | 11 | 4 | 26.5733 | 26.69 | 26.62 | 26.7833 | 0% | 0 | 0 | 0 | 0 | 0 | 0 | 0 | 0 | 22.05% | 27.302 | 725.505 | 98% | 824.6277 | 22086.2783
11 | 11 | 5 | 30.6133 | 30.7433 | 30.6767 | 30.8933 | 0% | 0 | 0 | 0 | 0 | 0 | 0 | 0 | 0 | 23.56% | 29.1641 | 892.8111 | 98.33% | 827.4455 | 25562.5501
11 | 11 | 6 | 29.2967 | 29.4067 | 29.3833 | 29.61 | 0% | 0 | 0 | 0 | 0 | 0 | 0 | 0 | 0 | 24.45% | 30.2748 | 886.9499 | 96.9% | 815.3982 | 24143.94
11 | 11 | 7 | 32.1733 | 32.3067 | 32.27 | 32.5033 | 12.5% | 13.9341 | 2.7868 | 2.7868 | 2.7868 | 448.3049 | 90.0325 | 89.9304 | 90.5806 | 23.26% | 28.7918 | 926.328 | 93.12% | 783.5936 | 25469.4025
11 | 11 | 8 | 29.34 | 29.48 | 29.4367 | 29.6867 | 28.57% | 31.8428 | 6.3686 | 6.3686 | 6.3686 | 934.2682 | 187.7452 | 187.4693 | 189.0614 | 22.29% | 27.602 | 809.8438 | 91.96% | 773.8151 | 22971.9919
11 | 11 | 9 | 28.9333 | 29.0867 | 29.0433 | 29.3 | 29.71% | 33.1039 | 6.6208 | 6.6208 | 6.6208 | 957.8054 | 192.5763 | 192.2894 | 193.9887 | 15.92% | 19.7076 | 570.2079 | 92.35% | 777.102 | 22769.0893
11 | 11 | 10 | 23.0767 | 23.2 | 23.1667 | 23.3533 | 28.45% | 31.7075 | 6.3415 | 6.3415 | 6.3415 | 731.7035 | 147.1228 | 146.9114 | 148.0952 | 14.89% | 18.4384 | 425.4962 | 95.02% | 799.5817 | 18672.8975
11 | 11 | 11 | 20.5233 | 20.6333 | 20.61 | 20.7867 | 36.51% | 40.6813 | 8.1363 | 8.1363 | 8.1363 | 834.9169 | 167.8784 | 167.6885 | 169.1259 | 13.98% | 17.304 | 355.1366 | 95.93% | 807.199 | 16778.9774
11 | 11 | 12 | 23.2733 | 23.3933 | 23.37 | 23.5667 | 43.17% | 48.1118 | 9.6224 | 9.6224 | 9.6224 | 1119.7213 | 225.0989 | 224.8744 | 226.7668 | 14.09% | 17.4444 | 405.9895 | 96.13% | 808.8832 | 19062.6812
11 | 11 | 13 | 18.3233 | 18.4 | 18.4133 | 18.57 | 43.27% | 48.2174 | 9.6435 | 9.6435 | 9.6435 | 883.504 | 177.4401 | 177.5687 | 179.0795 | 17.08% | 21.1445 | 387.4371 | 96.45% | 811.6214 | 15071.8085
11 | 11 | 14 | 22.5 | 22.6033 | 22.5967 | 22.7833 | 31.59% | 35.1978 | 7.0396 | 7.0396 | 7.0396 | 791.9508 | 159.1176 | 159.0706 | 160.3847 | 16.83% | 20.8308 | 468.6941 | 97.22% | 818.0305 | 18637.4612
11 | 11 | 15 | 27.32 | 27.4633 | 27.4167 | 27.62 | 14.77% | 16.4617 | 3.2923 | 3.2923 | 3.2923 | 449.7344 | 90.4188 | 90.2651 | 90.9346 | 15.19% | 18.8009 | 513.6405 | 98.73% | 830.743 | 22945.1224
11 | 11 | 16 | 33.62 | 33.7733 | 33.74 | 33.9833 | 1.302% | 1.4514 | 0.29027 | 0.29027 | 0.29027 | 48.7947 | 9.8035 | 9.7938 | 9.8644 | 20.95% | 25.9421 | 872.1726 | 99.57% | 837.842 | 28472.6633
11 | 11 | 17 | 30.74 | 30.89 | 30.8467 | 31.0733 | 0% | 0 | 0 | 0 | 0 | 0 | 0 | 0 | 0 | 41.01% | 50.7783 | 1560.9247 | 99.91% | 840.6648 | 26122.2579
11 | 11 | 18 | 31.21 | 31.3867 | 31.3267 | 31.5733 | 0% | 0 | 0 | 0 | 0 | 0 | 0 | 0 | 0 | 41.02% | 50.7796 | 1584.8328 | 99.96% | 841.1272 | 26557.1884
11 | 11 | 19 | 30.36 | 30.5333 | 30.4933 | 30.75 | 0% | 0 | 0 | 0 | 0 | 0 | 0 | 0 | 0 | 30.49% | 37.7459 | 1145.9643 | 99.99% | 841.3488 | 25871.4763
11 | 11 | 20 | 29.33 | 29.5 | 29.4467 | 29.6933 | 0% | 0 | 0 | 0 | 0 | 0 | 0 | 0 | 0 | 32.85% | 40.6745 | 1192.9836 | 100% | 841.4285 | 24984.8159
11 | 11 | 21 | 26.8667 | 27.0333 | 26.9967 | 27.22 | 0% | 0 | 0 | 0 | 0 | 0 | 0 | 0 | 0 | 38% | 47.0483 | 1264.03 | 99.99% | 841.4082 | 22903.131
11 | 11 | 22 | 24.31 | 24.46 | 24.4333 | 24.6367 | 0% | 0 | 0 | 0 | 0 | 0 | 0 | 0 | 0 | 35.71% | 44.2055 | 1074.6357 | 100% | 841.4419 | 20730.323
11 | 11 | 23 | 23.4433 | 23.5667 | 23.5667 | 23.7567 | 0% | 0 | 0 | 0 | 0 | 0 | 0 | 0 | 0 | 32.88% | 40.7057 | 954.2766 | 100% | 841.4568 | 19990.2094
11 | 12 | 0 | 25.0567 | 25.15 | 25.1367 | 25.31 | 0% | 0 | 0 | 0 | 0 | 0 | 0 | 0 | 0 | 30.72% | 38.0387 | 953.1241 | 100% | 841.4568 | 21297.2723
11 | 12 | 1 | 24.2733 | 24.36 | 24.3167 | 24.45 | 0% | 0 | 0 | 0 | 0 | 0 | 0 | 0 | 0 | 31.4% | 38.8741 | 943.6036 | 100% | 841.4568 | 20573.6194
11 | 12 | 2 | 23.2033 | 23.27 | 23.26 | 23.4167 | 0% | 0 | 0 | 0 | 0 | 0 | 0 | 0 | 0 | 27.95% | 34.6004 | 802.8448 | 100% | 841.4568 | 19704.114
11 | 12 | 3 | 25.03 | 25.11 | 25.0833 | 25.2467 | 0% | 0 | 0 | 0 | 0 | 0 | 0 | 0 | 0 | 23.33% | 28.8855 | 723.0031 | 100% | 841.4567 | 21243.9759
11 | 12 | 4 | 24.7367 | 24.83 | 24.7767 | 24.9267 | 0% | 0 | 0 | 0 | 0 | 0 | 0 | 0 | 0 | 22.07% | 27.3234 | 675.8892 | 100% | 841.4557 | 20974.6856
11 | 12 | 5 | 21.0833 | 21.16 | 21.1333 | 21.2633 | 0% | 0 | 0 | 0 | 0 | 0 | 0 | 0 | 0 | 21.52% | 26.6443 | 561.751 | 100% | 841.4568 | 17892.177
11 | 12 | 6 | 25.1133 | 25.21 | 25.1667 | 25.3233 | 0% | 0 | 0 | 0 | 0 | 0 | 0 | 0 | 0 | 22.51% | 27.8645 | 699.7717 | 100% | 841.4568 | 21308.4917
11 | 12 | 7 | 29.7233 | 29.8567 | 29.8033 | 30.0467 | 1.581% | 1.7621 | 0.35243 | 0.35243 | 0.35243 | 52.3768 | 10.5224 | 10.5036 | 10.5893 | 24.73% | 30.6217 | 910.1785 | 100% | 841.4568 | 25282.9728
11 | 12 | 8 | 30.2367 | 30.39 | 30.3333 | 30.5833 | 4.772% | 5.3173 | 1.0635 | 1.0635 | 1.0635 | 160.7784 | 32.3187 | 32.2585 | 32.5243 | 24.02% | 29.7411 | 899.2707 | 100% | 841.4568 | 25734.5546
11 | 12 | 9 | 31.93 | 32.1167 | 32.06 | 32.34 | 8.815% | 9.8234 | 1.9647 | 1.9647 | 1.9647 | 313.6614 | 63.099 | 62.9877 | 63.5378 | 10.58% | 13.0974 | 418.2007 | 100% | 841.4568 | 27212.7138
11 | 12 | 10 | 33.49 | 33.7 | 33.6733 | 33.9533 | 5.629% | 6.2725 | 1.2545 | 1.2545 | 1.2545 | 210.0676 | 42.277 | 42.2435 | 42.5948 | 3.321% | 4.1113 | 137.6858 | 100% | 841.4568 | 28570.2642
11 | 12 | 11 | 35.5533 | 35.76 | 35.7167 | 35.9567 | 6.071% | 6.765 | 1.353 | 1.353 | 1.353 | 240.5177 | 48.3832 | 48.3245 | 48.6493 | 2.993% | 3.705 | 131.7245 | 100% | 841.4568 | 30255.9827
11 | 12 | 12 | 38.3833 | 38.6033 | 38.53 | 38.8233 | 5.491% | 6.1193 | 1.2239 | 1.2239 | 1.2239 | 234.8798 | 47.2452 | 47.1555 | 47.5145 | 4.088% | 5.0608 | 194.2502 | 100% | 841.4568 | 32668.1589
11 | 12 | 13 | 34.55 | 34.7533 | 34.6733 | 34.9433 | 4.398% | 4.9009 | 0.98018 | 0.98018 | 0.98018 | 169.3258 | 34.0645 | 33.986 | 34.2507 | 5.072% | 6.2793 | 216.9509 | 100% | 841.4568 | 29403.3064
11 | 12 | 14 | 34.13 | 34.33 | 34.3 | 34.58 | 0.8755% | 0.97561 | 0.19512 | 0.19512 | 0.19512 | 33.2974 | 6.6985 | 6.6927 | 6.7473 | 6.549% | 8.1083 | 276.7375 | 100% | 841.4568 | 29097.5771
11 | 12 | 15 | 39.2067 | 39.4267 | 39.3633 | 39.65 | 0.4203% | 0.46834 | 0.093668 | 0.093668 | 0.093668 | 18.3621 | 3.693 | 3.6871 | 3.7139 | 9.873% | 12.2238 | 479.253 | 100% | 841.4568 | 33363.7632
11 | 12 | 16 | 48.45 | 48.6933 | 48.5633 | 48.87 | 0.0122% | 0.013593 | 0.0027186 | 0.0027186 | 0.0027186 | 0.65858 | 0.13238 | 0.13202 | 0.13286 | 24.33% | 30.1224 | 1459.4282 | 100% | 841.4568 | 41121.9952
11 | 12 | 17 | 45.7633 | 45.99 | 45.8867 | 46.1367 | 0% | 0 | 0 | 0 | 0 | 0 | 0 | 0 | 0 | 43.82% | 54.2571 | 2482.9864 | 100% | 841.4568 | 38822.0132
11 | 12 | 18 | 53.2833 | 53.53 | 53.4233 | 53.7167 | 0% | 0 | 0 | 0 | 0 | 0 | 0 | 0 | 0 | 51.48% | 63.7331 | 3395.9142 | 100% | 841.4568 | 45200.2559
11 | 12 | 19 | 45.02 | 45.2567 | 45.1733 | 45.4567 | 0% | 0 | 0 | 0 | 0 | 0 | 0 | 0 | 0 | 48.84% | 60.466 | 2722.1803 | 100% | 841.4568 | 38249.8225
11 | 12 | 20 | 41.4433 | 41.7133 | 41.6367 | 41.9367 | 0% | 0 | 0 | 0 | 0 | 0 | 0 | 0 | 0 | 54.64% | 67.6524 | 2803.7427 | 100% | 841.4568 | 35287.8945
11 | 12 | 21 | 44.89 | 45.1767 | 45.0933 | 45.41 | 0% | 0 | 0 | 0 | 0 | 0 | 0 | 0 | 0 | 54.34% | 67.2775 | 3020.0868 | 100% | 841.4568 | 38210.5545
11 | 12 | 22 | 38.33 | 38.6067 | 38.4367 | 38.6867 | 0% | 0 | 0 | 0 | 0 | 0 | 0 | 0 | 0 | 54.61% | 67.6052 | 2591.306 | 100% | 841.4568 | 32553.1598
11 | 12 | 23 | 46.7033 | 47.0867 | 46.7633 | 47 | 0% | 0 | 0 | 0 | 0 | 0 | 0 | 0 | 0 | 54.46% | 67.4277 | 3149.097 | 100% | 841.4568 | 39548.4709
11 | 13 | 0 | 47.0967 | 47.5433 | 47.06 | 47.14 | 0% | 0 | 0 | 0 | 0 | 0 | 0 | 0 | 0 | 51.38% | 63.6099 | 2995.8165 | 100% | 841.4568 | 39666.2749
11 | 13 | 1 | 42.48 | 42.8 | 42.4633 | 42.62 | 0% | 0 | 0 | 0 | 0 | 0 | 0 | 0 | 0 | 50.03% | 61.9431 | 2631.3427 | 100% | 841.4568 | 35862.89
11 | 13 | 2 | 37.2667 | 37.5267 | 37.2533 | 37.4133 | 0% | 0 | 0 | 0 | 0 | 0 | 0 | 0 | 0 | 49.14% | 60.8333 | 2267.0555 | 100% | 841.4568 | 31481.7048
11 | 13 | 3 | 41.5867 | 41.8733 | 41.55 | 41.6933 | 0% | 0 | 0 | 0 | 0 | 0 | 0 | 0 | 0 | 44.62% | 55.2437 | 2297.4021 | 100% | 841.4568 | 35083.14
11 | 13 | 4 | 33.65 | 33.8733 | 33.62 | 33.7533 | 0% | 0 | 0 | 0 | 0 | 0 | 0 | 0 | 0 | 42.44% | 52.5452 | 1768.1446 | 100% | 841.4568 | 28401.9728
11 | 13 | 5 | 40.5667 | 40.7867 | 40.6533 | 40.88 | 0% | 0 | 0 | 0 | 0 | 0 | 0 | 0 | 0 | 42.61% | 52.7478 | 2139.8024 | 100% | 841.4568 | 34398.7551
11 | 13 | 6 | 42.5533 | 42.7767 | 42.6833 | 39.1433 | 0% | 0 | 0 | 0 | 0 | 0 | 0 | 0 | 0 | 40.38% | 49.9866 | 2127.0975 | 100% | 841.4568 | 32937.4251
11 | 13 | 7 | 72.5267 | 72.88 | 72.5967 | 64.11 | 4.455% | 4.9645 | 0.99291 | 0.99291 | 0.99291 | 360.0609 | 72.363 | 72.0817 | 63.6552 | 36.11% | 44.7069 | 3242.4423 | 100% | 841.4568 | 53945.7972
11 | 13 | 8 | 65.84 | 65.8367 | 65.49 | 57.7067 | 10.3% | 11.478 | 2.2956 | 2.2956 | 2.2956 | 755.7144 | 151.1352 | 150.3394 | 132.4719 | 32.4% | 40.109 | 2640.7751 | 100% | 841.4568 | 48557.6687
11 | 13 | 9 | 54.8567 | 54.8233 | 54.3933 | 53.39 | 14.52% | 16.1787 | 3.2357 | 3.2357 | 3.2357 | 887.5122 | 177.3946 | 176.0032 | 172.7567 | 22.02% | 27.2673 | 1495.7919 | 100% | 841.4568 | 44925.38
11 | 13 | 10 | 45.0133 | 45.28 | 45.1767 | 35.9567 | 8.646% | 9.635 | 1.927 | 1.927 | 1.927 | 433.7016 | 87.2542 | 87.0551 | 69.2882 | 13.78% | 17.0645 | 768.1303 | 100% | 841.4568 | 30255.9827
11 | 13 | 11 | 76.2867 | 76.7267 | 76.44 | 76.8467 | 9.219% | 10.2732 | 2.0546 | 2.0546 | 2.0546 | 783.709 | 157.6459 | 157.0569 | 157.8924 | 9.808% | 12.1427 | 926.3224 | 100% | 841.4568 | 64663.1523
11 | 13 | 12 | 45.2833 | 45.5267 | 45.4933 | 45.7033 | 8.982% | 10.0094 | 2.0019 | 2.0019 | 2.0019 | 453.2583 | 91.1388 | 91.072 | 91.4924 | 7.48% | 9.2602 | 419.3335 | 100% | 841.4568 | 38457.3819
11 | 13 | 13 | 43.2233 | 43.45 | 43.4067 | 43.73 | 6.833% | 7.6145 | 1.5229 | 1.5229 | 1.5229 | 329.1261 | 66.1704 | 66.1044 | 66.5968 | 8.722% | 10.7977 | 466.7111 | 100% | 841.4568 | 36796.9071
11 | 13 | 14 | 46.93 | 47.1933 | 47.1267 | 47.4867 | 4.907% | 5.4681 | 1.0936 | 1.0936 | 1.0936 | 256.6174 | 51.6115 | 51.5386 | 51.9323 | 10.75% | 13.3086 | 624.5718 | 100% | 841.4568 | 39957.9799
11 | 13 | 15 | 43.99 | 44.2667 | 44.14 | 42.7767 | 1.354% | 1.5088 | 0.30176 | 0.30176 | 0.30176 | 66.3731 | 13.3581 | 13.3199 | 12.9085 | 17.7% | 21.9129 | 963.9464 | 100% | 841.4568 | 35994.7182
11 | 13 | 16 | 39.4567 | 39.69 | 39.66 | 39.1167 | 0.00998% | 0.011122 | 0.0022243 | 0.0022243 | 0.0022243 | 0.43882 | 0.088283 | 0.088216 | 0.087007 | 21.62% | 26.7628 | 1055.9692 | 100% | 841.4568 | 32914.9862
11 | 13 | 17 | 64.52 | 64.8967 | 64.69 | 65.0533 | 0% | 0 | 0 | 0 | 0 | 0 | 0 | 0 | 0 | 28.52% | 35.3071 | 2278.0115 | 100% | 841.4568 | 54739.5715
11 | 13 | 18 | 74.5533 | 75.0967 | 74.8767 | 75.2533 | 0% | 0 | 0 | 0 | 0 | 0 | 0 | 0 | 0 | 29.37% | 36.3643 | 2711.0764 | 100% | 841.4568 | 63322.4311
11 | 13 | 19 | 51.5567 | 51.9267 | 51.6767 | 51.9467 | 0% | 0 | 0 | 0 | 0 | 0 | 0 | 0 | 0 | 36.37% | 45.0232 | 2321.2477 | 100% | 841.4568 | 43710.8773
11 | 13 | 20 | 44.71 | 45.0333 | 44.7967 | 45.0433 | 0% | 0 | 0 | 0 | 0 | 0 | 0 | 0 | 0 | 44.48% | 55.0638 | 2461.9016 | 100% | 841.4568 | 37902.0204
11 | 13 | 21 | 35.4333 | 35.67 | 35.63 | 35.9133 | 0% | 0 | 0 | 0 | 0 | 0 | 0 | 0 | 0 | 41.77% | 51.7119 | 1832.3244 | 100% | 841.4568 | 30219.5195
11 | 13 | 22 | 35.2033 | 35.4433 | 35.39 | 35.6567 | 0% | 0 | 0 | 0 | 0 | 0 | 0 | 0 | 0 | 37.66% | 46.628 | 1641.4626 | 100% | 841.4568 | 30003.5456
11 | 13 | 23 | 33.1367 | 33.3667 | 33.31 | 33.55 | 0% | 0 | 0 | 0 | 0 | 0 | 0 | 0 | 0 | 36.34% | 44.9892 | 1490.7918 | 100% | 841.4568 | 28230.8766
11 | 14 | 0 | 30.8733 | 31.0467 | 30.9733 | 31.1667 | 0% | 0 | 0 | 0 | 0 | 0 | 0 | 0 | 0 | 36.17% | 44.7793 | 1382.4869 | 100% | 841.4568 | 26225.4045
11 | 14 | 1 | 28.3567 | 28.52 | 28.4233 | 28.5933 | 0% | 0 | 0 | 0 | 0 | 0 | 0 | 0 | 0 | 37.88% | 46.903 | 1330.013 | 100% | 841.4568 | 24060.0556
11 | 14 | 2 | 27.3233 | 27.4867 | 27.3667 | 27.5267 | 0% | 0 | 0 | 0 | 0 | 0 | 0 | 0 | 0 | 33.74% | 41.7697 | 1141.288 | 100% | 841.4568 | 23162.5016
11 | 14 | 3 | 26.3133 | 26.49 | 26.3533 | 26.4767 | 0% | 0 | 0 | 0 | 0 | 0 | 0 | 0 | 0 | 38.12% | 47.1919 | 1241.7758 | 100% | 841.4568 | 22278.9719
11 | 14 | 4 | 23.51 | 23.6533 | 23.5567 | 23.6833 | 0% | 0 | 0 | 0 | 0 | 0 | 0 | 0 | 0 | 38.02% | 47.0698 | 1106.6105 | 99.99% | 841.3616 | 19926.2482
11 | 14 | 5 | 31.5367 | 31.73 | 31.5633 | 29.2733 | 0% | 0 | 0 | 0 | 0 | 0 | 0 | 0 | 0 | 32.37% | 40.074 | 1263.8011 | 99.99% | 841.3764 | 24629.8932
11 | 14 | 6 | 37.3067 | 37.5367 | 37.4967 | 37.0167 | 0% | 0 | 0 | 0 | 0 | 0 | 0 | 0 | 0 | 34.13% | 42.2527 | 1576.3057 | 99.93% | 840.878 | 31126.5024
11 | 14 | 7 | 71.0167 | 71.43 | 71.3533 | 71.9333 | 8.065% | 8.9874 | 1.7975 | 1.7975 | 1.7975 | 638.2579 | 128.3945 | 128.2567 | 129.2993 | 35.27% | 43.668 | 3101.1579 | 99.68% | 838.7752 | 60335.8979
11 | 14 | 8 | 40.94 | 41.1467 | 41.0833 | 41.4467 | 22.11% | 24.6404 | 4.9281 | 4.9281 | 4.9281 | 1008.7773 | 202.7739 | 202.4618 | 204.2524 | 34.54% | 42.7663 | 1750.8511 | 98.24% | 826.6531 | 34262.0149
11 | 14 | 9 | 40.7 | 40.9133 | 40.87 | 40.1533 | 15.67% | 17.4596 | 3.4919 | 3.4919 | 3.4919 | 710.6048 | 142.8659 | 142.7146 | 140.2121 | 30.01% | 37.1485 | 1511.9434 | 92.07% | 774.733 | 31108.113
11 | 14 | 10 | 45.7133 | 45.9233 | 45.86 | 41.3833 | 9.024% | 10.0563 | 2.0113 | 2.0113 | 2.0113 | 459.7089 | 92.3641 | 92.2368 | 83.233 | 20.02% | 24.7826 | 1132.8965 | 77.37% | 651.0295 | 26941.7696
11 | 14 | 11 | 37.5167 | 37.7133 | 37.7067 | 34.2867 | 10.22% | 11.3922 | 2.2784 | 2.2784 | 2.2784 | 427.3959 | 85.9273 | 85.9121 | 78.1198 | 16.21% | 20.0655 | 752.7901 | 66.05% | 555.7788 | 19055.8009
11 | 14 | 12 | 38.43 | 38.6433 | 38.64 | 38.3867 | 12.07% | 13.454 | 2.6908 | 2.6908 | 2.6908 | 517.0361 | 103.9813 | 103.9723 | 103.2906 | 12.78% | 15.8256 | 608.1795 | 68.32% | 574.9032 | 22068.6182
11 | 14 | 13 | 41.0767 | 41.2933 | 41.2667 | 41.3767 | 10.04% | 11.1889 | 2.2378 | 2.2378 | 2.2378 | 459.6021 | 92.4053 | 92.3456 | 92.5917 | 6.677% | 8.2662 | 339.5486 | 65.17% | 548.3781 | 22690.0568
11 | 14 | 14 | 40.5133 | 40.7033 | 40.7067 | 40.96 | 9.409% | 10.4851 | 2.097 | 2.097 | 2.097 | 424.7879 | 85.356 | 85.363 | 85.8943 | 4.852% | 6.0064 | 243.3394 | 53.27% | 448.2151 | 18358.8905
11 | 14 | 15 | 42.2233 | 42.4167 | 42.3967 | 41.9833 | 6.291% | 7.0103 | 1.4021 | 1.4021 | 1.4021 | 295.9972 | 59.4705 | 59.4425 | 58.8629 | 5.259% | 6.511 | 274.9142 | 44.37% | 373.3844 | 15675.9225
11 | 14 | 16 | 36.3467 | 36.51 | 36.4633 | 36.35 | 0.2783% | 0.31017 | 0.062033 | 0.062033 | 0.062033 | 11.2735 | 2.2648 | 2.2619 | 2.2549 | 6.862% | 8.4961 | 308.804 | 50.75% | 427.0399 | 15522.9015
11 | 14 | 17 | 42.1867 | 42.3633 | 42.2867 | 41.59 | 0% | 0 | 0 | 0 | 0 | 0 | 0 | 0 | 0 | 7.639% | 9.4578 | 398.9932 | 42.97% | 361.5352 | 15036.2496
11 | 14 | 18 | 50.9367 | 51.1233 | 51.0367 | 50.7633 | 0% | 0 | 0 | 0 | 0 | 0 | 0 | 0 | 0 | 8.352% | 10.3402 | 526.6963 | 28.45% | 239.3982 | 12152.6495
11 | 14 | 19 | 38.5633 | 38.7533 | 38.6867 | 40.3367 | 0% | 0 | 0 | 0 | 0 | 0 | 0 | 0 | 0 | 9.691% | 11.9985 | 462.7029 | 23.21% | 195.33 | 7878.9602
11 | 14 | 20 | 54.8367 | 55.0633 | 54.97 | 54.7867 | 0% | 0 | 0 | 0 | 0 | 0 | 0 | 0 | 0 | 11.12% | 13.7725 | 755.2368 | 19.21% | 161.6212 | 8854.6876
11 | 14 | 21 | 39.04 | 39.22 | 39.1767 | 37.2667 | 0% | 0 | 0 | 0 | 0 | 0 | 0 | 0 | 0 | 10.02% | 12.4085 | 484.4273 | 14.87% | 125.1652 | 4664.4914
11 | 14 | 22 | 39.4067 | 39.59 | 39.55 | 38.4367 | 0% | 0 | 0 | 0 | 0 | 0 | 0 | 0 | 0 | 11.69% | 14.4686 | 570.161 | 11.89% | 100.0434 | 3845.3353
11 | 14 | 23 | 30.0967 | 30.2067 | 30.1933 | 30.4467 | 0% | 0 | 0 | 0 | 0 | 0 | 0 | 0 | 0 | 12.13% | 15.0123 | 451.8199 | 8.498% | 71.5065 | 2177.135
11 | 15 | 0 | 27.9567 | 28.0533 | 28.0367 | 28.2333 | 0% | 0 | 0 | 0 | 0 | 0 | 0 | 0 | 0 | 13.79% | 17.0665 | 477.1236 | 10.31% | 86.7552 | 2449.3874
11 | 15 | 1 | 28.6867 | 28.79 | 28.7567 | 28.9533 | 0% | 0 | 0 | 0 | 0 | 0 | 0 | 0 | 0 | 14.07% | 17.4199 | 499.7199 | 13.97% | 117.5486 | 3403.4243
11 | 15 | 2 | 27.5867 | 27.6967 | 27.58 | 27.7267 | 0% | 0 | 0 | 0 | 0 | 0 | 0 | 0 | 0 | 17.86% | 22.1088 | 609.9083 | 14.55% | 122.3979 | 3393.686
11 | 15 | 3 | 28.8233 | 28.9233 | 28.82 | 28.98 | 0% | 0 | 0 | 0 | 0 | 0 | 0 | 0 | 0 | 19.33% | 23.9339 | 689.8561 | 14.31% | 120.4461 | 3490.5279
11 | 15 | 4 | 29.6833 | 29.8 | 29.6933 | 29.8633 | 0% | 0 | 0 | 0 | 0 | 0 | 0 | 0 | 0 | 17.01% | 21.0594 | 625.1128 | 15.9% | 133.7812 | 3995.1529
11 | 15 | 5 | 28.17 | 28.2867 | 28.22 | 28.4167 | 0% | 0 | 0 | 0 | 0 | 0 | 0 | 0 | 0 | 17.87% | 22.1224 | 623.1885 | 14.48% | 121.8315 | 3462.0462
11 | 15 | 6 | 56.2 | 56.2567 | 56.1267 | 54.2467 | 0% | 0 | 0 | 0 | 0 | 0 | 0 | 0 | 0 | 19.94% | 24.6817 | 1387.1132 | 15.66% | 131.7886 | 7149.0903
11 | 15 | 7 | 88.0333 | 88.5033 | 88.3233 | 88.3633 | 4.484% | 4.9967 | 0.99933 | 0.99933 | 0.99933 | 439.8726 | 88.4442 | 88.2643 | 88.3043 | 18.87% | 23.3656 | 2056.9538 | 15.32% | 128.9034 | 11390.3334
11 | 15 | 8 | 42.0367 | 42.24 | 42.1367 | 38.4967 | 14.29% | 15.9242 | 3.1848 | 3.1848 | 3.1848 | 669.3998 | 134.5275 | 134.1984 | 122.6056 | 19.85% | 24.5756 | 1033.078 | 15.04% | 126.5956 | 4873.507
11 | 15 | 9 | 36.64 | 36.83 | 36.7833 | 37.12 | 16.69% | 18.5983 | 3.7197 | 3.7197 | 3.7197 | 681.4417 | 136.9951 | 136.8215 | 138.0738 | 16.14% | 19.9803 | 732.077 | 13.83% | 116.3759 | 4319.8742
11 | 15 | 10 | 50.2967 | 50.4233 | 50.3867 | 50.71 | 6.937% | 7.7301 | 1.546 | 1.546 | 1.546 | 388.7976 | 77.9553 | 77.8987 | 78.3985 | 14.41% | 17.8426 | 897.4249 | 12.92% | 108.7156 | 5512.9657
11 | 15 | 11 | 40.6467 | 40.7633 | 40.75 | 43.89 | 6.628% | 7.3866 | 1.4773 | 1.4773 | 1.4773 | 300.2388 | 60.2201 | 60.2004 | 64.8392 | 15.77% | 19.5206 | 793.4493 | 10.61% | 89.2816 | 3918.5708
11 | 15 | 12 | 41.9767 | 42.11 | 42.0833 | 43.0267 | 7.367% | 8.2102 | 1.642 | 1.642 | 1.642 | 344.6354 | 69.146 | 69.1022 | 70.6512 | 20.9% | 25.8712 | 1085.9859 | 8.518% | 71.6717 | 3083.7932
11 | 15 | 13 | 37.6033 | 37.7233 | 37.72 | 37.3367 | 7.199% | 8.023 | 1.6046 | 1.6046 | 1.6046 | 301.6898 | 60.5305 | 60.5252 | 59.9101 | 24.6% | 30.457 | 1145.2841 | 6.603% | 55.5599 | 2074.4228
11 | 15 | 14 | 46.2667 | 46.37 | 46.3433 | 44.2867 | 5.763% | 6.4221 | 1.2844 | 1.2844 | 1.2844 | 297.1278 | 59.5583 | 59.524 | 56.8824 | 22.82% | 28.2513 | 1307.0936 | 4.577% | 38.5136 | 1705.6392
11 | 15 | 15 | 38.1167 | 38.2567 | 38.2433 | 37.2767 | 3.845% | 4.2843 | 0.85685 | 0.85685 | 0.85685 | 163.3018 | 32.7803 | 32.7689 | 31.9406 | 22.27% | 27.5738 | 1051.0202 | 4.435% | 37.3171 | 1391.0562
11 | 15 | 16 | 57.1467 | 57.4 | 57.3333 | 56.48 | 0.06542% | 0.072908 | 0.014582 | 0.014582 | 0.014582 | 4.1664 | 0.83698 | 0.83601 | 0.82357 | 21.58% | 26.7134 | 1526.5806 | 4.496% | 37.833 | 2136.8055
11 | 15 | 17 | 54.1367 | 54.38 | 54.2767 | 50.1167 | 0% | 0 | 0 | 0 | 0 | 0 | 0 | 0 | 0 | 22.12% | 27.3862 | 1482.5955 | 4.69% | 39.4644 | 1977.8265
11 | 15 | 18 | 140.07 | 140.2367 | 139.89 | 139.9867 | 0% | 0 | 0 | 0 | 0 | 0 | 0 | 0 | 0 | 19.62% | 24.2853 | 3401.6472 | 4.326% | 36.4023 | 5095.841
11 | 15 | 19 | 87.5 | 87.71 | 87.5067 | 87.6633 | 0% | 0 | 0 | 0 | 0 | 0 | 0 | 0 | 0 | 27.98% | 34.6437 | 3031.3249 | 3.969% | 33.3947 | 2927.4888
11 | 15 | 20 | 82.0567 | 82.4533 | 82.2033 | 82.88 | 0% | 0 | 0 | 0 | 0 | 0 | 0 | 0 | 0 | 34.81% | 43.0918 | 3535.9723 | 6.341% | 53.3561 | 4422.1577
11 | 15 | 21 | 35.8633 | 36.0433 | 36 | 35.57 | 0% | 0 | 0 | 0 | 0 | 0 | 0 | 0 | 0 | 37.55% | 46.4881 | 1667.2165 | 12.68% | 106.7053 | 3795.5072
11 | 15 | 22 | 30.37 | 30.51 | 30.4667 | 30.67 | 0% | 0 | 0 | 0 | 0 | 0 | 0 | 0 | 0 | 32.32% | 40.0145 | 1215.2413 | 18.57% | 156.2995 | 4793.7058
11 | 15 | 23 | 43.1333 | 43.3033 | 43.21 | 43.42 | 0% | 0 | 0 | 0 | 0 | 0 | 0 | 0 | 0 | 29.74% | 36.82 | 1588.1695 | 22.78% | 191.6735 | 8322.4643
11 | 16 | 0 | 111.9633 | 112.1 | 111.8367 | 112.2 | 0% | 0 | 0 | 0 | 0 | 0 | 0 | 0 | 0 | 35.75% | 44.2651 | 4956.0677 | 20.23% | 170.2606 | 19103.2384
11 | 16 | 1 | 43.06 | 43.1967 | 43.0333 | 42.68 | 0% | 0 | 0 | 0 | 0 | 0 | 0 | 0 | 0 | 38.95% | 48.2248 | 2076.5606 | 18.63% | 156.7303 | 6689.2497
11 | 16 | 2 | 34.75 | 34.9067 | 34.7333 | 34.7767 | 0% | 0 | 0 | 0 | 0 | 0 | 0 | 0 | 0 | 33.4% | 41.3463 | 1436.7833 | 22.37% | 188.245 | 6546.535
11 | 16 | 3 | 31.0433 | 31.18 | 31.0533 | 31.17 | 0% | 0 | 0 | 0 | 0 | 0 | 0 | 0 | 0 | 29.23% | 36.1853 | 1123.3113 | 32.59% | 274.2217 | 8547.4897
11 | 16 | 4 | 34.3533 | 34.4933 | 34.3633 | 34.4833 | 0% | 0 | 0 | 0 | 0 | 0 | 0 | 0 | 0 | 25.13% | 31.1141 | 1068.8714 | 42.2% | 355.1305 | 12246.0845
11 | 16 | 5 | 32 | 32.1333 | 32.0533 | 32.2067 | 0% | 0 | 0 | 0 | 0 | 0 | 0 | 0 | 0 | 27.97% | 34.6324 | 1108.2383 | 47.1% | 396.327 | 12764.3701
11 | 16 | 6 | 28.8033 | 28.93 | 28.9267 | 29.11 | 0% | 0 | 0 | 0 | 0 | 0 | 0 | 0 | 0 | 26.59% | 32.9176 | 948.1358 | 47.74% | 401.7264 | 11694.2546
11 | 16 | 7 | 44.55 | 44.71 | 44.68 | 44.9767 | 5.116% | 5.701 | 1.1402 | 1.1402 | 1.1402 | 253.9806 | 50.9786 | 50.9443 | 51.2826 | 24.76% | 30.6503 | 1365.4705 | 50.68% | 426.459 | 19180.705
11 | 16 | 8 | 68.4833 | 68.66 | 68.61 | 69.49 | 13.98% | 15.5831 | 3.1166 | 3.1166 | 3.1166 | 1067.1845 | 213.9875 | 213.8317 | 216.5743 | 17.04% | 21.0953 | 1444.6759 | 53.46% | 449.8445 | 31259.6923
11 | 16 | 9 | 40.69 | 40.85 | 40.8 | 41.6533 | 11.3% | 12.5927 | 2.5185 | 2.5185 | 2.5185 | 512.3957 | 102.8821 | 102.7562 | 104.9053 | 14.73% | 18.2402 | 742.1956 | 51.04% | 429.4862 | 17889.5333
11 | 16 | 10 | 32.2733 | 32.39 | 32.36 | 33.36 | 7.167% | 7.9865 | 1.5973 | 1.5973 | 1.5973 | 257.751 | 51.7365 | 51.6886 | 53.2859 | 14.46% | 17.906 | 577.885 | 43.6% | 366.9142 | 12240.258
11 | 16 | 11 | 34.58 | 34.69 | 34.67 | 35.6967 | 6.898% | 7.6875 | 1.5375 | 1.5375 | 1.5375 | 265.8322 | 53.3356 | 53.3048 | 54.8833 | 15.27% | 18.8996 | 653.5489 | 35% | 294.547 | 10514.3467
11 | 16 | 12 | 33.8833 | 33.99 | 33.9767 | 34.9167 | 7.273% | 8.1045 | 1.6209 | 1.6209 | 1.6209 | 274.6079 | 55.0945 | 55.0729 | 56.5965 | 15.68% | 19.4113 | 657.7207 | 33.15% | 278.9152 | 9738.7907
11 | 16 | 13 | 37.0033 | 37.1267 | 37.1233 | 37.5967 | 5.195% | 5.7888 | 1.1578 | 1.1578 | 1.1578 | 214.2034 | 42.9835 | 42.9796 | 43.5276 | 15.71% | 19.451 | 719.7534 | 32.29% | 271.6801 | 10214.2669
11 | 16 | 14 | 33.88 | 34.03 | 34.04 | 34.3 | 3.438% | 3.8314 | 0.76627 | 0.76627 | 0.76627 | 129.8068 | 26.0763 | 26.084 | 26.2832 | 14.1% | 17.4522 | 591.2798 | 29.73% | 250.1234 | 8579.2322
11 | 16 | 15 | 44.9133 | 45.13 | 45.1467 | 45.5 | 0.8649% | 0.96387 | 0.19277 | 0.19277 | 0.19277 | 43.2905 | 8.6999 | 8.7031 | 8.7712 | 12.52% | 15.4946 | 695.9163 | 27.78% | 233.7206 | 10634.2862
11 | 16 | 16 | 33.9067 | 34.1 | 34.0867 | 34.3433 | 0% | 0 | 0 | 0 | 0 | 0 | 0 | 0 | 0 | 15.38% | 19.0367 | 645.4698 | 30.72% | 258.4601 | 8876.3815
11 | 16 | 17 | 46.3033 | 46.5333 | 46.48 | 46.7733 | 0% | 0 | 0 | 0 | 0 | 0 | 0 | 0 | 0 | 26.2% | 32.441 | 1502.1273 | 40.07% | 337.1694 | 15770.5355
11 | 16 | 18 | 36.1467 | 36.3567 | 36.2967 | 36.5433 | 0% | 0 | 0 | 0 | 0 | 0 | 0 | 0 | 0 | 32.98% | 40.8269 | 1475.755 | 51.9% | 436.7085 | 15958.7847
11 | 16 | 19 | 40.5933 | 40.8433 | 40.7767 | 41.07 | 0% | 0 | 0 | 0 | 0 | 0 | 0 | 0 | 0 | 31.58% | 39.0925 | 1586.8939 | 62.48% | 525.7311 | 21591.7747
11 | 16 | 20 | 35.7633 | 35.9567 | 35.9133 | 36.18 | 0% | 0 | 0 | 0 | 0 | 0 | 0 | 0 | 0 | 24.37% | 30.1708 | 1079.0079 | 71.08% | 598.0843 | 21638.6906
11 | 16 | 21 | 28.95 | 29.1167 | 29.1 | 29.3433 | 0% | 0 | 0 | 0 | 0 | 0 | 0 | 0 | 0 | 25.88% | 32.0462 | 927.7381 | 70.52% | 593.4159 | 17412.8013
11 | 16 | 22 | 35.1833 | 35.4 | 35.3633 | 35.63 | 0% | 0 | 0 | 0 | 0 | 0 | 0 | 0 | 0 | 26.02% | 32.2125 | 1133.3436 | 67.55% | 568.4312 | 20253.2032
11 | 16 | 23 | 22.53 | 22.6867 | 22.6533 | 22.81 | 0% | 0 | 0 | 0 | 0 | 0 | 0 | 0 | 0 | 30.8% | 38.1372 | 859.2303 | 64.02% | 538.712 | 12288.0216
11 | 17 | 0 | 25.3167 | 25.49 | 25.36 | 25.47 | 0% | 0 | 0 | 0 | 0 | 0 | 0 | 0 | 0 | 35.53% | 43.9846 | 1113.5426 | 56.46% | 475.0613 | 12099.8102
11 | 17 | 1 | 26.0067 | 26.1833 | 26.0667 | 26.1733 | 0% | 0 | 0 | 0 | 0 | 0 | 0 | 0 | 0 | 41.38% | 51.2357 | 1332.4699 | 55.01% | 462.853 | 12114.4057
11 | 17 | 2 | 25.6 | 25.8033 | 25.6433 | 25.73 | 0% | 0 | 0 | 0 | 0 | 0 | 0 | 0 | 0 | 42.01% | 52.0151 | 1331.5853 | 56.42% | 474.7876 | 12216.2849
11 | 17 | 3 | 24.25 | 24.4933 | 24.2567 | 24.3067 | 0% | 0 | 0 | 0 | 0 | 0 | 0 | 0 | 0 | 41.44% | 51.3082 | 1244.2237 | 54.58% | 459.281 | 11163.5891
11 | 17 | 4 | 23.0933 | 23.2733 | 23.13 | 23.2167 | 0% | 0 | 0 | 0 | 0 | 0 | 0 | 0 | 0 | 40.25% | 49.8272 | 1150.675 | 51.25% | 431.2126 | 10011.3191
11 | 17 | 5 | 21.5833 | 21.7633 | 21.6067 | 21.6733 | 0% | 0 | 0 | 0 | 0 | 0 | 0 | 0 | 0 | 38.72% | 47.9395 | 1034.6935 | 48.77% | 410.3659 | 8893.9964
11 | 17 | 6 | 26.86 | 27.0933 | 26.9133 | 27.0133 | 0% | 0 | 0 | 0 | 0 | 0 | 0 | 0 | 0 | 36.47% | 45.1525 | 1212.7971 | 46.17% | 388.4818 | 10494.1877
11 | 17 | 7 | 26.11 | 26.2733 | 26.2233 | 26.4033 | 7.67% | 8.5469 | 1.7094 | 1.7094 | 1.7094 | 223.1596 | 44.9111 | 44.8256 | 45.1333 | 38.39% | 47.5258 | 1240.8978 | 48.96% | 412.0088 | 10878.4049
11 | 17 | 8 | 31.2367 | 31.42 | 31.37 | 31.5967 | 26.49% | 29.524 | 5.9048 | 5.9048 | 5.9048 | 922.2306 | 185.5287 | 185.2334 | 186.5718 | 28.83% | 35.6925 | 1114.9134 | 49.57% | 417.0885 | 13178.6074
11 | 17 | 9 | 36.3867 | 36.6 | 36.5433 | 36.8067 | 33.13% | 36.9241 | 7.3848 | 7.3848 | 7.3848 | 1343.5457 | 270.2846 | 269.8661 | 271.8108 | 14.69% | 18.1838 | 661.6469 | 41.87% | 352.3122 | 12967.4371
11 | 17 | 10 | 30.5767 | 30.7567 | 30.7333 | 30.9833 | 38.81% | 43.2498 | 8.65 | 8.65 | 8.65 | 1322.4349 | 266.044 | 265.8421 | 268.0046 | 11.65% | 14.4289 | 441.1877 | 33.5% | 281.9047 | 8734.3462
11 | 17 | 11 | 28.9667 | 29.14 | 29.1333 | 29.3667 | 36.31% | 40.462 | 8.0924 | 8.0924 | 8.0924 | 1172.0495 | 235.8126 | 235.7586 | 237.6469 | 10.28% | 12.7238 | 368.5651 | 29.99% | 252.3806 | 7411.5774
11 | 17 | 12 | 28 | 28.1733 | 28.1833 | 28.4367 | 24.48% | 27.2787 | 5.4557 | 5.4557 | 5.4557 | 763.8025 | 153.7062 | 153.7607 | 155.1428 | 9.005% | 11.1482 | 312.1489 | 23.68% | 199.2301 | 5665.4405
11 | 17 | 13 | 27 | 27.2233 | 27.2433 | 27.4767 | 15.05% | 16.7744 | 3.3549 | 3.3549 | 3.3549 | 452.9079 | 91.3308 | 91.3979 | 92.1807 | 10.02% | 12.4029 | 334.8788 | 17.62% | 148.2776 | 4074.1737
11 | 17 | 14 | 27.5867 | 28.03 | 28.0933 | 28.3067 | 11.96% | 13.3292 | 2.6658 | 2.6658 | 2.6658 | 367.7072 | 74.7233 | 74.8921 | 75.4608 | 11.6% | 14.3645 | 396.2683 | 15.07% | 126.8035 | 3589.3833
11 | 17 | 15 | 30.09 | 30.29 | 30.2867 | 30.5367 | 5.786% | 6.4474 | 1.2895 | 1.2895 | 1.2895 | 194.0023 | 39.0584 | 39.0541 | 39.3764 | 15.81% | 19.5708 | 588.8867 | 17.05% | 143.4605 | 4380.8043
11 | 17 | 16 | 36.05 | 36.2533 | 36.21 | 36.4633 | 0.1619% | 0.18042 | 0.036083 | 0.036083 | 0.036083 | 6.504 | 1.3081 | 1.3066 | 1.3157 | 32.84% | 40.6609 | 1465.8245 | 20.4% | 171.6456 | 6258.7703
11 | 17 | 17 | 43.88 | 44.1367 | 44.0867 | 44.3667 | 0% | 0 | 0 | 0 | 0 | 0 | 0 | 0 | 0 | 38.38% | 47.5172 | 2085.0539 | 22.01% | 185.2088 | 8217.0983
11 | 17 | 18 | 37.0833 | 37.3067 | 37.2333 | 37.48 | 0% | 0 | 0 | 0 | 0 | 0 | 0 | 0 | 0 | 38.94% | 48.206 | 1787.6384 | 23.28% | 195.927 | 7343.345
11 | 17 | 19 | 31.6033 | 31.81 | 31.7867 | 32.0133 | 0% | 0 | 0 | 0 | 0 | 0 | 0 | 0 | 0 | 42.84% | 53.0332 | 1676.0253 | 26% | 218.7851 | 7004.0412
11 | 17 | 20 | 32.49 | 32.6933 | 32.6833 | 32.9267 | 0% | 0 | 0 | 0 | 0 | 0 | 0 | 0 | 0 | 46.84% | 57.9929 | 1884.1897 | 32.44% | 272.9491 | 8987.3046
11 | 17 | 21 | 35.12 | 35.31 | 35.3133 | 35.6067 | 0% | 0 | 0 | 0 | 0 | 0 | 0 | 0 | 0 | 46.9% | 58.0675 | 2039.3297 | 38.08% | 320.4343 | 11409.5981
11 | 17 | 22 | 27.7133 | 27.8767 | 27.8767 | 28.11 | 0% | 0 | 0 | 0 | 0 | 0 | 0 | 0 | 0 | 45.71% | 56.5892 | 1568.2748 | 41.92% | 352.7385 | 9915.4804
11 | 17 | 23 | 26.9533 | 27.1133 | 27.1233 | 27.3433 | 0% | 0 | 0 | 0 | 0 | 0 | 0 | 0 | 0 | 45.54% | 56.3802 | 1519.6331 | 45.75% | 384.9578 | 10526.0285
11 | 18 | 0 | 29.37 | 29.5233 | 29.49 | 29.6967 | 0% | 0 | 0 | 0 | 0 | 0 | 0 | 0 | 0 | 42.44% | 52.547 | 1543.3051 | 53.87% | 453.2702 | 13460.6153
11 | 18 | 1 | 28.7767 | 28.93 | 28.8533 | 29.0267 | 0% | 0 | 0 | 0 | 0 | 0 | 0 | 0 | 0 | 42.81% | 52.9986 | 1525.124 | 58.64% | 493.4548 | 14323.3484
11 | 18 | 2 | 27.8633 | 27.9733 | 27.9567 | 28.1467 | 0% | 0 | 0 | 0 | 0 | 0 | 0 | 0 | 0 | 44.49% | 55.0781 | 1534.6585 | 56.53% | 475.7146 | 13389.7814
11 | 18 | 3 | 30.1 | 30.2467 | 30.15 | 30.2933 | 0% | 0 | 0 | 0 | 0 | 0 | 0 | 0 | 0 | 43.24% | 53.5387 | 1611.5154 | 51.63% | 434.4136 | 13159.8368
11 | 18 | 4 | 29.2233 | 29.3433 | 29.2767 | 29.4433 | 0% | 0 | 0 | 0 | 0 | 0 | 0 | 0 | 0 | 47.48% | 58.7799 | 1717.7454 | 47.91% | 403.1764 | 11870.8585
11 | 18 | 5 | 2.0233 | 2.0633 | 2.0167 | 2.0467 | 0% | 0 | 0 | 0 | 0 | 0 | 0 | 0 | 0 | 53.14% | 65.7921 | 133.1194 | 44.9% | 377.8336 | 773.2994
11 | 18 | 6 | 5.1033 | 5.18 | 5.1433 | 5.2167 | 0% | 0 | 0 | 0 | 0 | 0 | 0 | 0 | 0 | 58.01% | 71.8223 | 366.533 | 42.48% | 357.4706 | 1864.8048
11 | 18 | 7 | 21.0333 | 21.1967 | 21.1667 | 21.35 | 6.595% | 7.3489 | 1.4698 | 1.4698 | 1.4698 | 154.5711 | 31.1543 | 31.1102 | 31.3797 | 63.14% | 78.1751 | 1644.2824 | 40.18% | 338.101 | 7218.4573
11 | 18 | 8 | 28.0833 | 28.2867 | 28.2433 | 28.4933 | 29.01% | 32.3303 | 6.4661 | 6.4661 | 6.4661 | 907.9429 | 182.9033 | 182.6231 | 184.2397 | 62.51% | 77.394 | 2173.4824 | 37.25% | 313.4438 | 8931.0573
11 | 18 | 9 | 59.4767 | 60.0333 | 59.7433 | 60.2633 | 37.55% | 41.8479 | 8.3696 | 8.3696 | 8.3696 | 2488.972 | 502.4535 | 500.0263 | 504.3785 | 50.84% | 62.9464 | 3743.8418 | 32.99% | 277.5983 | 16728.9962
11 | 18 | 10 | 39.6467 | 39.9767 | 39.82 | 40.1533 | 35.76% | 39.8448 | 7.969 | 7.969 | 7.969 | 1579.712 | 318.5721 | 317.3237 | 319.98 | 35.85% | 44.3898 | 1759.9083 | 29.86% | 251.243 | 10088.2452
11 | 18 | 11 | 41.44 | 41.7733 | 41.5933 | 41.93 | 28.77% | 32.056 | 6.4112 | 6.4112 | 6.4112 | 1328.3997 | 267.817 | 266.663 | 268.8214 | 29.41% | 36.4142 | 1509.0035 | 29.24% | 246.0526 | 10316.9863
11 | 18 | 12 | 71.4833 | 71.9933 | 71.62 | 72.15 | 18.48% | 20.5921 | 4.1184 | 4.1184 | 4.1184 | 1471.9951 | 296.4994 | 294.9619 | 297.1446 | 28.55% | 35.3438 | 2526.4912 | 29.4% | 247.3772 | 17848.2682
11 | 18 | 13 | 56.1667 | 56.5533 | 56.3233 | 56.7533 | 13.74% | 15.3144 | 3.0629 | 3.0629 | 3.0629 | 860.1564 | 173.2156 | 172.5111 | 173.8282 | 26.99% | 33.4112 | 1876.5955 | 30.77% | 258.9511 | 14696.34
11 | 18 | 14 | 38.7833 | 39.0333 | 38.9533 | 39.26 | 12.08% | 13.4651 | 2.693 | 2.693 | 2.693 | 522.2212 | 105.1175 | 104.902 | 105.7279 | 23.61% | 29.2321 | 1133.7197 | 32.68% | 275.0163 | 10797.1401
11 | 18 | 15 | 33.8333 | 34.05 | 34.0167 | 34.28 | 3.853% | 4.2935 | 0.85871 | 0.85871 | 0.85871 | 145.2645 | 29.2389 | 29.2103 | 29.4365 | 18.55% | 22.9713 | 777.1957 | 35.07% | 295.0965 | 10115.9091
11 | 18 | 16 | 37.3433 | 37.5833 | 37.4667 | 37.71 | 0.0255% | 0.028422 | 0.0056843 | 0.0056843 | 0.0056843 | 1.0614 | 0.21364 | 0.21297 | 0.21436 | 24.57% | 30.4204 | 1135.9978 | 38.31% | 322.3679 | 12156.4928
11 | 18 | 17 | 45.9833 | 46.2767 | 46.1133 | 46.3333 | 0% | 0 | 0 | 0 | 0 | 0 | 0 | 0 | 0 | 33.51% | 41.4854 | 1907.635 | 39.95% | 336.1919 | 15576.8926
11 | 18 | 18 | 71.58 | 71.9467 | 71.7633 | 72.0733 | 0% | 0 | 0 | 0 | 0 | 0 | 0 | 0 | 0 | 43.68% | 54.0728 | 3870.5333 | 41.11% | 345.9369 | 24932.8253
11 | 18 | 19 | 35.52 | 35.75 | 35.6867 | 35.9233 | 0% | 0 | 0 | 0 | 0 | 0 | 0 | 0 | 0 | 54.79% | 67.8283 | 2409.2626 | 40.81% | 343.4121 | 12336.5067
11 | 18 | 20 | 29.5667 | 29.7633 | 29.7333 | 29.9633 | 0% | 0 | 0 | 0 | 0 | 0 | 0 | 0 | 0 | 60.41% | 74.788 | 2211.2305 | 40.41% | 340.0108 | 10187.8565
11 | 18 | 21 | 28.37 | 28.57 | 28.5633 | 28.8033 | 0% | 0 | 0 | 0 | 0 | 0 | 0 | 0 | 0 | 64.04% | 79.282 | 2249.23 | 38.43% | 323.3588 | 9313.812
11 | 18 | 22 | 29.34 | 29.57 | 29.5233 | 29.7733 | 0% | 0 | 0 | 0 | 0 | 0 | 0 | 0 | 0 | 63.73% | 78.8981 | 2314.8708 | 36.48% | 306.9626 | 9139.3006
11 | 18 | 23 | 23.9867 | 24.16 | 24.15 | 24.3533 | 0% | 0 | 0 | 0 | 0 | 0 | 0 | 0 | 0 | 57.36% | 71.0114 | 1703.3258 | 31.2% | 262.546 | 6393.8699
11 | 19 | 0 | 28.4 | 28.54 | 28.5167 | 28.72 | 0% | 0 | 0 | 0 | 0 | 0 | 0 | 0 | 0 | 50.99% | 63.1304 | 1792.9026 | 30.66% | 257.9498 | 7408.3193
11 | 19 | 1 | 29.0033 | 29.17 | 29.09 | 29.25 | 0% | 0 | 0 | 0 | 0 | 0 | 0 | 0 | 0 | 54.97% | 68.0508 | 1973.7001 | 30.24% | 254.4475 | 7442.5896
11 | 19 | 2 | 27.6233 | 27.7667 | 27.69 | 27.8367 | 0% | 0 | 0 | 0 | 0 | 0 | 0 | 0 | 0 | 61.77% | 76.48 | 2112.6322 | 31.37% | 263.9866 | 7348.5082
11 | 19 | 3 | 26.6933 | 26.7833 | 26.79 | 26.9633 | 0% | 0 | 0 | 0 | 0 | 0 | 0 | 0 | 0 | 55.29% | 68.4554 | 1827.303 | 31.6% | 265.9353 | 7170.5009
11 | 19 | 4 | 28.06 | 28.1633 | 28.1633 | 28.36 | 0% | 0 | 0 | 0 | 0 | 0 | 0 | 0 | 0 | 50.03% | 61.9435 | 1738.1356 | 31.65% | 266.351 | 7553.7141
11 | 19 | 5 | 24.26 | 24.37 | 24.37 | 24.5633 | 0% | 0 | 0 | 0 | 0 | 0 | 0 | 0 | 0 | 49.33% | 61.0717 | 1481.5997 | 28.95% | 243.6416 | 5984.6508
11 | 19 | 6 | 27.1267 | 27.2567 | 27.26 | 27.4867 | 0% | 0 | 0 | 0 | 0 | 0 | 0 | 0 | 0 | 58.63% | 72.5813 | 1968.8884 | 30.78% | 258.9685 | 7118.1817
11 | 19 | 7 | 28.83 | 28.9733 | 28.9733 | 29.2267 | 7.306% | 8.1422 | 1.6284 | 1.6284 | 1.6284 | 234.7397 | 47.1813 | 47.1813 | 47.5939 | 59.06% | 73.1166 | 2107.9522 | 33.25% | 279.7628 | 8176.5339
11 | 19 | 8 | 28.7767 | 28.9433 | 28.94 | 29.1933 | 19.99% | 22.2752 | 4.455 | 4.455 | 4.455 | 641.0061 | 128.9437 | 128.9289 | 130.0575 | 57.69% | 71.427 | 2055.4309 | 35.88% | 301.9549 | 8815.0707
11 | 19 | 9 | 27.28 | 27.4433 | 27.4433 | 27.6833 | 19.57% | 21.8081 | 4.3616 | 4.3616 | 4.3616 | 594.9249 | 119.6974 | 119.6974 | 120.7442 | 55.38% | 68.5601 | 1870.3197 | 36.78% | 309.4725 | 8567.2309
11 | 19 | 10 | 32 | 32.1933 | 32.1933 | 32.4733 | 12.93% | 14.4049 | 2.881 | 2.881 | 2.881 | 460.9556 | 92.7481 | 92.7481 | 93.5548 | 43.66% | 54.0496 | 1729.5856 | 40.27% | 338.8432 | 11003.3675
11 | 19 | 11 | 30.6567 | 30.8333 | 30.84 | 31.1067 | 11.27% | 12.5618 | 2.5124 | 2.5124 | 2.5124 | 385.1022 | 77.4643 | 77.481 | 78.151 | 49.6% | 61.4065 | 1882.5188 | 46.19% | 388.679 | 12090.5094
11 | 19 | 12 | 29.6933 | 29.86 | 29.87 | 30.14 | 12.31% | 13.7197 | 2.7439 | 2.7439 | 2.7439 | 407.3822 | 81.9338 | 81.9612 | 82.7021 | 39.24% | 48.5751 | 1442.3563 | 49.71% | 418.2643 | 12606.485
11 | 19 | 13 | 29.9467 | 30.1133 | 30.1267 | 30.39 | 15.87% | 17.687 | 3.5374 | 3.5374 | 3.5374 | 529.6652 | 106.5226 | 106.5698 | 107.5013 | 42.09% | 52.1043 | 1560.3513 | 58.29% | 490.5242 | 14907.0312
11 | 19 | 14 | 31.2367 | 31.41 | 31.4167 | 31.6867 | 13.18% | 14.6897 | 2.9379 | 2.9379 | 2.9379 | 458.8572 | 92.2807 | 92.3003 | 93.0935 | 40.34% | 49.9488 | 1560.2346 | 66.9% | 562.9009 | 17836.4517
11 | 19 | 15 | 28.7267 | 28.8933 | 28.8967 | 29.1467 | 4.657% | 5.1894 | 1.0379 | 1.0379 | 1.0379 | 149.0751 | 29.988 | 29.9915 | 30.2509 | 42.66% | 52.8128 | 1517.1354 | 73.19% | 615.8466 | 17949.876
11 | 19 | 16 | 35.1767 | 35.3833 | 35.3633 | 35.6333 | 0.1652% | 0.18412 | 0.036825 | 0.036825 | 0.036825 | 6.4768 | 1.303 | 1.3022 | 1.3122 | 34.86% | 43.1528 | 1517.9712 | 76.23% | 641.4469 | 22856.8919
11 | 19 | 17 | 43.1733 | 43.4067 | 43.3533 | 42.3067 | 0% | 0 | 0 | 0 | 0 | 0 | 0 | 0 | 0 | 35.68% | 44.1774 | 1907.2857 | 75.74% | 637.2831 | 26961.3251
11 | 19 | 18 | 57.6233 | 57.94 | 57.8167 | 56.3467 | 0% | 0 | 0 | 0 | 0 | 0 | 0 | 0 | 0 | 44.8% | 55.47 | 3196.3652 | 79.13% | 665.8718 | 37519.6583
11 | 19 | 19 | 33.5467 | 33.75 | 33.6867 | 33.9067 | 0% | 0 | 0 | 0 | 0 | 0 | 0 | 0 | 0 | 51.48% | 63.7322 | 2138.0014 | 86.71% | 729.6593 | 24740.3146
11 | 19 | 20 | 38.5533 | 38.7567 | 38.7267 | 38.98 | 0% | 0 | 0 | 0 | 0 | 0 | 0 | 0 | 0 | 51.81% | 64.1434 | 2472.9424 | 89.89% | 756.4128 | 29484.9708
11 | 19 | 21 | 28.5467 | 28.72 | 28.71 | 28.9367 | 0% | 0 | 0 | 0 | 0 | 0 | 0 | 0 | 0 | 46.66% | 57.7731 | 1649.2293 | 93.04% | 782.9284 | 22655.3373
11 | 19 | 22 | 26.31 | 26.4833 | 26.48 | 26.7033 | 0% | 0 | 0 | 0 | 0 | 0 | 0 | 0 | 0 | 42.97% | 53.2037 | 1399.7899 | 94.07% | 791.5887 | 21138.0567
11 | 19 | 23 | 24.9733 | 25.12 | 25.14 | 25.3433 | 0% | 0 | 0 | 0 | 0 | 0 | 0 | 0 | 0 | 38.02% | 47.0675 | 1175.4325 | 93.13% | 783.6659 | 19860.7051
11 | 20 | 0 | 23.4933 | 23.61 | 23.59 | 23.7433 | 0% | 0 | 0 | 0 | 0 | 0 | 0 | 0 | 0 | 36.87% | 45.6483 | 1072.4306 | 93.08% | 783.1894 | 18595.5275
11 | 20 | 1 | 26.2033 | 26.39 | 26.2767 | 26.3867 | 0% | 0 | 0 | 0 | 0 | 0 | 0 | 0 | 0 | 47.17% | 58.4048 | 1530.4008 | 92.35% | 777.0902 | 20504.8211
11 | 20 | 2 | 21.5767 | 21.72 | 21.6433 | 21.7433 | 0% | 0 | 0 | 0 | 0 | 0 | 0 | 0 | 0 | 48% | 59.4261 | 1282.2179 | 85.85% | 722.3665 | 15706.6551
11 | 20 | 3 | 26.3733 | 26.54 | 26.4433 | 26.55 | 0% | 0 | 0 | 0 | 0 | 0 | 0 | 0 | 0 | 54.64% | 67.6417 | 1783.9366 | 81.3% | 684.1143 | 18163.2355
11 | 20 | 4 | 10.6133 | 10.6833 | 10.6933 | 10.7867 | 0% | 0 | 0 | 0 | 0 | 0 | 0 | 0 | 0 | 59.32% | 73.442 | 779.465 | 79.52% | 669.1538 | 7217.9394
11 | 20 | 5 | 0.30667 | 0.33667 | 0.35 | 0.31667 | 0% | 0 | 0 | 0 | 0 | 0 | 0 | 0 | 0 | 55.6% | 68.8356 | 21.1096 | 82.56% | 694.6819 | 219.9826
11 | 20 | 6 | 26.58 | 26.6933 | 26.6567 | 26.83 | 0% | 0 | 0 | 0 | 0 | 0 | 0 | 0 | 0 | 62.77% | 77.7118 | 2065.5785 | 74.07% | 623.2401 | 16721.5316
11 | 20 | 7 | 43.8 | 43.9933 | 43.9533 | 44.21 | 5.355% | 5.9673 | 1.1935 | 1.1935 | 1.1935 | 261.3687 | 52.5045 | 52.4567 | 52.7631 | 68.5% | 84.8081 | 3714.5935 | 72.23% | 607.7683 | 26869.4347
11 | 20 | 8 | 29.69 | 29.7933 | 29.7367 | 29.9833 | 20.83% | 23.2082 | 4.6416 | 4.6416 | 4.6416 | 689.0508 | 138.2898 | 138.0268 | 139.1717 | 70.37% | 87.1162 | 2586.4813 | 67.12% | 564.7464 | 16932.9805
11 | 20 | 9 | 31.45 | 31.5667 | 31.5367 | 31.6867 | 22.55% | 25.131 | 5.0262 | 5.0262 | 5.0262 | 790.3689 | 158.6602 | 158.5094 | 159.2633 | 61.85% | 76.5694 | 2408.108 | 47.72% | 401.5336 | 12723.2608
11 | 20 | 10 | 32.7967 | 32.9 | 32.8467 | 33.12 | 23.55% | 26.2388 | 5.2478 | 5.2478 | 5.2478 | 860.5451 | 172.6513 | 172.3714 | 173.8058 | 61.85% | 76.5744 | 2511.384 | 40.39% | 339.9051 | 11257.6567
11 | 20 | 11 | 28.9633 | 29.0633 | 29.0367 | 29.49 | 20.83% | 23.2137 | 4.6427 | 4.6427 | 4.6427 | 672.3472 | 134.9337 | 134.8099 | 136.9146 | 66.66% | 82.5306 | 2390.3606 | 44.03% | 370.5265 | 10926.8273
11 | 20 | 12 | 29.8633 | 29.9767 | 29.96 | 30.39 | 13.33% | 14.8565 | 2.9713 | 2.9713 | 2.9713 | 443.6652 | 89.0698 | 89.0203 | 90.2979 | 74.39% | 92.0973 | 2750.3319 | 43.43% | 365.4097 | 11104.7993
11 | 20 | 13 | 28.44 | 28.5533 | 28.5433 | 28.8133 | 9.449% | 10.5302 | 2.106 | 2.106 | 2.106 | 299.4801 | 60.1347 | 60.1136 | 60.6823 | 74.25% | 91.9283 | 2614.4421 | 47.6% | 400.5581 | 11541.4128
11 | 20 | 14 | 28.5033 | 28.61 | 28.6033 | 28.8667 | 7.027% | 7.8308 | 1.5662 | 1.5662 | 1.5662 | 223.2038 | 44.8078 | 44.7974 | 45.2098 | 74.12% | 91.765 | 2615.6075 | 49.09% | 413.0817 | 11924.2922
11 | 20 | 15 | 29.48 | 29.5867 | 29.58 | 29.83 | 2.997% | 3.3396 | 0.66791 | 0.66791 | 0.66791 | 98.45 | 19.7612 | 19.7568 | 19.9238 | 72.34% | 89.5603 | 2640.2378 | 52.17% | 438.9524 | 13093.9504
11 | 20 | 16 | 31.3033 | 31.4567 | 31.4333 | 31.6667 | 0.0876% | 0.097622 | 0.019524 | 0.019524 | 0.019524 | 3.0559 | 0.61417 | 0.61372 | 0.61828 | 69.5% | 86.0391 | 2693.3104 | 42.46% | 357.26 | 11313.2321
11 | 20 | 17 | 42.0333 | 42.2233 | 42.1267 | 42.3867 | 0% | 0 | 0 | 0 | 0 | 0 | 0 | 0 | 0 | 70.14% | 86.8335 | 3649.9032 | 40.08% | 337.2338 | 14294.2187
11 | 20 | 18 | 35.7833 | 35.9433 | 35.9267 | 36.1533 | 0% | 0 | 0 | 0 | 0 | 0 | 0 | 0 | 0 | 63.57% | 78.7057 | 2816.352 | 39.41% | 331.6168 | 11989.0539
11 | 20 | 19 | 31.72 | 31.8933 | 31.86 | 32.0767 | 0% | 0 | 0 | 0 | 0 | 0 | 0 | 0 | 0 | 56.76% | 70.2701 | 2228.9663 | 41.74% | 351.1956 | 11265.1844
11 | 20 | 20 | 29.2033 | 29.36 | 29.3233 | 29.5367 | 0% | 0 | 0 | 0 | 0 | 0 | 0 | 0 | 0 | 54.09% | 66.9618 | 1955.507 | 41.82% | 351.9202 | 10394.5505
11 | 20 | 21 | 26.8333 | 26.9867 | 26.9733 | 27.19 | 0% | 0 | 0 | 0 | 0 | 0 | 0 | 0 | 0 | 45.5% | 56.3251 | 1511.3904 | 44.98% | 378.4596 | 10290.3175
11 | 20 | 22 | 28.3567 | 28.5167 | 28.5133 | 28.75 | 0% | 0 | 0 | 0 | 0 | 0 | 0 | 0 | 0 | 45.17% | 55.9211 | 1585.7374 | 46.88% | 394.5103 | 11342.171
11 | 20 | 23 | 23.78 | 23.91 | 23.92 | 24.12 | 0% | 0 | 0 | 0 | 0 | 0 | 0 | 0 | 0 | 40.08% | 49.6165 | 1179.8812 | 46.32% | 389.7897 | 9401.7286
11 | 21 | 0 | 23.9533 | 24.1067 | 24.0533 | 24.1933 | 0% | 0 | 0 | 0 | 0 | 0 | 0 | 0 | 0 | 31.97% | 39.5857 | 948.2085 | 44.84% | 377.3276 | 9128.8116
11 | 21 | 1 | 23.5333 | 23.68 | 23.5667 | 23.6833 | 0% | 0 | 0 | 0 | 0 | 0 | 0 | 0 | 0 | 32.15% | 39.8036 | 936.7115 | 46.22% | 388.8889 | 9210.1858
11 | 21 | 2 | 20.0133 | 20.1267 | 20.07 | 20.1833 | 0% | 0 | 0 | 0 | 0 | 0 | 0 | 0 | 0 | 34.34% | 42.5144 | 850.8552 | 43.8% | 368.5542 | 7438.6523
11 | 21 | 3 | 19.6867 | 19.8133 | 19.7333 | 19.8333 | 0% | 0 | 0 | 0 | 0 | 0 | 0 | 0 | 0 | 31.76% | 39.3236 | 774.1511 | 37.46% | 315.2143 | 6251.7503
11 | 21 | 4 | 21.9 | 22.0267 | 21.9433 | 22.0567 | 0% | 0 | 0 | 0 | 0 | 0 | 0 | 0 | 0 | 23.6% | 29.2163 | 639.8374 | 32.07% | 269.8385 | 5951.7374
11 | 21 | 5 | 23.9833 | 24.15 | 24.04 | 24.1633 | 0% | 0 | 0 | 0 | 0 | 0 | 0 | 0 | 0 | 17.13% | 21.213 | 508.7582 | 25.75% | 216.6909 | 5235.9746
11 | 21 | 6 | 26.62 | 26.76 | 26.74 | 26.9433 | 0% | 0 | 0 | 0 | 0 | 0 | 0 | 0 | 0 | 11.53% | 14.2713 | 379.901 | 21.23% | 178.6193 | 4812.6003
11 | 21 | 7 | 54.3533 | 54.6967 | 54.5367 | 54.92 | 10.23% | 11.3977 | 2.2795 | 2.2795 | 2.2795 | 619.5042 | 124.6835 | 124.3188 | 125.1926 | 17.73% | 21.9471 | 1192.8978 | 15.02% | 126.3975 | 6941.7491
11 | 21 | 8 | 26.8967 | 27.06 | 27.0433 | 27.2933 | 37.73% | 42.0419 | 8.4084 | 8.4084 | 8.4084 | 1130.7865 | 227.5307 | 227.3905 | 229.4926 | 22.2% | 27.4788 | 739.0884 | 8.379% | 70.5062 | 1924.3501
11 | 21 | 9 | 27.9333 | 28.14 | 28.11 | 28.3667 | 48.26% | 53.777 | 10.7554 | 10.7554 | 10.7554 | 1502.1697 | 302.6567 | 302.3341 | 305.0946 | 14.31% | 17.7123 | 494.7629 | 5.004% | 42.1051 | 1194.3812
11 | 21 | 10 | 28.5033 | 28.72 | 28.69 | 28.9533 | 49.53% | 55.195 | 11.039 | 11.039 | 11.039 | 1573.2402 | 317.0398 | 316.7086 | 319.6156 | 7.693% | 9.5247 | 271.4846 | 3.918% | 32.9666 | 954.4919
11 | 21 | 11 | 27.2833 | 27.4767 | 27.4767 | 27.7333 | 48.48% | 54.0241 | 10.8048 | 10.8048 | 10.8048 | 1473.9576 | 296.8805 | 296.8805 | 299.6537 | 4.45% | 5.509 | 150.3042 | 2.703% | 22.7477 | 630.869
11 | 21 | 12 | 28.02 | 28.1967 | 28.1867 | 28.4167 | 48.95% | 54.5468 | 10.9094 | 10.9094 | 10.9094 | 1528.4018 | 307.6077 | 307.4986 | 310.0077 | 2.896% | 3.5853 | 100.4587 | 2.868% | 24.1314 | 685.7339
11 | 21 | 13 | 27.3533 | 27.5367 | 27.5033 | 28.1267 | 48.89% | 54.4819 | 10.8964 | 10.8964 | 10.8964 | 1490.2627 | 300.0502 | 299.687 | 306.4791 | 2.018% | 2.4979 | 68.3246 | 3.59% | 30.2065 | 849.6068
11 | 21 | 14 | 25.6267 | 25.8 | 25.7733 | 27.0433 | 44.23% | 49.2919 | 9.8584 | 9.8584 | 9.8584 | 1263.1868 | 254.3462 | 254.0833 | 266.6034 | 2.527% | 3.1282 | 80.1665 | 3.393% | 28.5527 | 772.1604
11 | 21 | 15 | 26.0733 | 26.2567 | 26.22 | 28.1767 | 27.23% | 30.342 | 6.0684 | 6.0684 | 6.0684 | 791.1177 | 159.3361 | 159.1136 | 170.9874 | 4.356% | 5.3929 | 140.612 | 3.909% | 32.8904 | 926.7405
11 | 21 | 16 | 33.0233 | 33.2133 | 33.2233 | 33.47 | 1.439% | 1.6034 | 0.32067 | 0.32067 | 0.32067 | 52.9481 | 10.6506 | 10.6538 | 10.7329 | 5.684% | 7.0374 | 232.3983 | 3.496% | 29.4152 | 984.528
11 | 21 | 17 | 34.5633 | 34.71 | 34.7333 | 34.98 | 0% | 0 | 0 | 0 | 0 | 0 | 0 | 0 | 0 | 7.388% | 9.1466 | 316.138 | 3.376% | 28.4038 | 993.566
11 | 21 | 18 | 50.64 | 50.89 | 50.7967 | 51.1267 | 0% | 0 | 0 | 0 | 0 | 0 | 0 | 0 | 0 | 7.87% | 9.7434 | 493.4052 | 4.318% | 36.3382 | 1857.8528
11 | 21 | 19 | 31.99 | 32.1633 | 32.13 | 32.3767 | 0% | 0 | 0 | 0 | 0 | 0 | 0 | 0 | 0 | 6.568% | 8.131 | 260.1109 | 4.088% | 34.3999 | 1113.7551
11 | 21 | 20 | 30.2567 | 30.4467 | 30.39 | 30.61 | 0% | 0 | 0 | 0 | 0 | 0 | 0 | 0 | 0 | 5.261% | 6.514 | 197.0912 | 9.616% | 80.9185 | 2476.9145
11 | 21 | 21 | 28.5167 | 28.6933 | 28.64 | 28.8567 | 0% | 0 | 0 | 0 | 0 | 0 | 0 | 0 | 0 | 4.368% | 5.4073 | 154.1991 | 22.4% | 188.4685 | 5438.5718
11 | 21 | 22 | 26.5467 | 26.69 | 26.6333 | 26.8133 | 0% | 0 | 0 | 0 | 0 | 0 | 0 | 0 | 0 | 4.211% | 5.2135 | 138.4015 | 36.91% | 310.5462 | 8326.7793
11 | 21 | 23 | 26.0933 | 26.28 | 26.1133 | 26.2033 | 0% | 0 | 0 | 0 | 0 | 0 | 0 | 0 | 0 | 3.198% | 3.9599 | 103.3258 | 46.88% | 394.4886 | 10336.9158
11 | 22 | 0 | 29.4233 | 29.55 | 29.4567 | 29.6067 | 0% | 0 | 0 | 0 | 0 | 0 | 0 | 0 | 0 | 2.42% | 2.9955 | 88.138 | 47.62% | 400.7153 | 11863.8434
11 | 22 | 1 | 28.39 | 28.5 | 28.4533 | 30.3533 | 0% | 0 | 0 | 0 | 0 | 0 | 0 | 0 | 0 | 1.203% | 1.4894 | 42.2838 | 47.23% | 397.3954 | 12062.2751
11 | 22 | 2 | 22.9167 | 23.0067 | 22.9633 | 27.6167 | 0% | 0 | 0 | 0 | 0 | 0 | 0 | 0 | 0 | 1.054% | 1.3055 | 29.9181 | 48.48% | 407.9325 | 11265.736
11 | 22 | 3 | 25.5267 | 25.6033 | 25.5767 | 25.7233 | 0% | 0 | 0 | 0 | 0 | 0 | 0 | 0 | 0 | 1.815% | 2.2475 | 57.371 | 47.8% | 402.2256 | 10346.582
11 | 22 | 4 | 20.2433 | 20.3133 | 20.2967 | 20.42 | 0% | 0 | 0 | 0 | 0 | 0 | 0 | 0 | 0 | 1.693% | 2.0964 | 42.4389 | 50.39% | 424.0036 | 8658.1532
11 | 22 | 5 | 23.0967 | 23.1633 | 23.1767 | 23.34 | 0% | 0 | 0 | 0 | 0 | 0 | 0 | 0 | 0 | 2.644% | 3.2738 | 75.6132 | 54.84% | 461.4296 | 10769.767
11 | 22 | 6 | 27.1833 | 27.2667 | 27.27 | 27.45 | 0% | 0 | 0 | 0 | 0 | 0 | 0 | 0 | 0 | 2.322% | 2.8742 | 78.13 | 59.76% | 502.8635 | 13803.6028
11 | 22 | 7 | 31.9533 | 32.0633 | 32.0633 | 32.3067 | 3.926% | 4.3751 | 0.87502 | 0.87502 | 0.87502 | 139.7987 | 28.056 | 28.056 | 28.2689 | 2.613% | 3.2354 | 103.3803 | 59.99% | 504.803 | 16308.5019
11 | 22 | 8 | 37.4367 | 37.56 | 37.55 | 37.84 | 13.6% | 15.158 | 3.0316 | 3.0316 | 3.0316 | 567.4664 | 113.8672 | 113.8369 | 114.716 | 2.877% | 3.5614 | 133.3279 | 60.67% | 510.5511 | 19319.2545
11 | 22 | 9 | 32.15 | 32.2967 | 32.2867 | 32.58 | 14.22% | 15.8457 | 3.1691 | 3.1691 | 3.1691 | 509.4399 | 102.3528 | 102.3211 | 103.2507 | 2.003% | 2.4798 | 79.7255 | 56.05% | 471.6732 | 15367.1135
11 | 22 | 10 | 39.65 | 39.8367 | 39.78 | 40.0933 | 18.28% | 20.3747 | 4.0749 | 4.0749 | 4.0749 | 807.8551 | 162.3317 | 162.1008 | 163.3776 | 1.421% | 1.7592 | 69.7535 | 48.34% | 406.7608 | 16308.3975
11 | 22 | 11 | 35.03 | 35.1967 | 35.1767 | 35.47 | 20.75% | 23.1192 | 4.6238 | 4.6238 | 4.6238 | 809.8657 | 162.7438 | 162.6513 | 164.0076 | 1.5% | 1.8575 | 65.0699 | 43.61% | 366.9835 | 13016.9057
11 | 22 | 12 | 34.3433 | 34.5033 | 34.5133 | 34.8133 | 18.68% | 20.8115 | 4.1623 | 4.1623 | 4.1623 | 714.7358 | 143.6131 | 143.6547 | 144.9034 | 1.631% | 2.0194 | 69.3528 | 41.14% | 346.2097 | 12052.7126
11 | 22 | 13 | 32.6733 | 32.8367 | 32.8533 | 33.1433 | 16.82% | 18.7484 | 3.7497 | 3.7497 | 3.7497 | 612.5741 | 123.1273 | 123.1898 | 124.2772 | 1.334% | 1.6518 | 53.9693 | 39.76% | 334.5361 | 11087.6402
11 | 22 | 14 | 31.5133 | 31.7033 | 31.6433 | 31.8767 | 10.14% | 11.3001 | 2.26 | 2.26 | 2.26 | 356.1038 | 71.6502 | 71.5146 | 72.0419 | 1.212% | 1.5007 | 47.2929 | 39.29% | 330.5821 | 10537.8548
11 | 22 | 15 | 29.3367 | 29.4833 | 29.4833 | 29.7333 | 2.848% | 3.1733 | 0.63467 | 0.63467 | 0.63467 | 93.0954 | 18.7122 | 18.7122 | 18.8708 | 1.979% | 2.4499 | 71.8708 | 43.48% | 365.8701 | 10878.5387
11 | 22 | 16 | 47.97 | 48.1567 | 48.1833 | 48.5767 | 0.05212% | 0.058079 | 0.011616 | 0.011616 | 0.011616 | 2.7861 | 0.55938 | 0.55969 | 0.56426 | 4.49% | 5.5591 | 266.6686 | 49.95% | 420.3101 | 20417.2643
11 | 22 | 17 | 34.0733 | 34.23 | 34.2467 | 34.52 | 0% | 0 | 0 | 0 | 0 | 0 | 0 | 0 | 0 | 7.521% | 9.3115 | 317.2749 | 57.5% | 483.8207 | 16701.4918
11 | 22 | 18 | 46.6533 | 46.8233 | 46.76 | 47.13 | 0% | 0 | 0 | 0 | 0 | 0 | 0 | 0 | 0 | 11.62% | 14.3876 | 671.2295 | 64.95% | 546.5535 | 25759.0652
11 | 22 | 19 | 30.4633 | 30.59 | 30.5867 | 30.84 | 0% | 0 | 0 | 0 | 0 | 0 | 0 | 0 | 0 | 18% | 22.2854 | 678.8882 | 75.12% | 632.0989 | 19493.9298
11 | 22 | 20 | 33.7933 | 33.9167 | 33.91 | 34.19 | 0% | 0 | 0 | 0 | 0 | 0 | 0 | 0 | 0 | 25.94% | 32.1211 | 1085.4774 | 83.89% | 705.8899 | 24134.3751
11 | 22 | 21 | 65.7533 | 65.9633 | 65.9433 | 66.4933 | 0% | 0 | 0 | 0 | 0 | 0 | 0 | 0 | 0 | 27.75% | 34.3537 | 2258.869 | 86.47% | 727.5687 | 48378.4685
11 | 22 | 22 | 24.63 | 24.73 | 24.73 | 24.9267 | 0% | 0 | 0 | 0 | 0 | 0 | 0 | 0 | 0 | 27.77% | 34.3771 | 846.7079 | 85.13% | 716.3635 | 17856.5541
11 | 22 | 23 | 25.3133 | 25.4367 | 25.43 | 25.6333 | 0% | 0 | 0 | 0 | 0 | 0 | 0 | 0 | 0 | 35.48% | 43.9251 | 1111.89 | 83.14% | 699.6205 | 17933.6064
11 | 23 | 0 | 30.2167 | 30.3667 | 30.2467 | 23.48 | 0% | 0 | 0 | 0 | 0 | 0 | 0 | 0 | 0 | 42.36% | 52.4426 | 1584.6415 | 82.09% | 690.7515 | 16218.8446
11 | 23 | 1 | 28.0967 | 28.3 | 28.1233 | 27.7133 | 0% | 0 | 0 | 0 | 0 | 0 | 0 | 0 | 0 | 47.93% | 59.3399 | 1667.2525 | 79.3% | 667.2976 | 18493.0405
11 | 23 | 2 | 31.81 | 32.0233 | 31.8267 | 31.95 | 0% | 0 | 0 | 0 | 0 | 0 | 0 | 0 | 0 | 56.67% | 70.1641 | 2231.9191 | 77.59% | 652.9084 | 20860.424
11 | 23 | 3 | 24.38 | 24.4767 | 24.43 | 24.57 | 0% | 0 | 0 | 0 | 0 | 0 | 0 | 0 | 0 | 59.28% | 73.3895 | 1789.2364 | 79.38% | 667.9254 | 16410.927
11 | 23 | 4 | 33.86 | 33.9867 | 33.8867 | 34.05 | 0% | 0 | 0 | 0 | 0 | 0 | 0 | 0 | 0 | 56.03% | 69.3632 | 2348.6382 | 83.6% | 703.4554 | 23952.6568
11 | 23 | 5 | 31.4033 | 31.5833 | 31.4133 | 31.5367 | 0% | 0 | 0 | 0 | 0 | 0 | 0 | 0 | 0 | 55.72% | 68.9888 | 2166.4785 | 84.89% | 714.2941 | 22526.4553
11 | 23 | 6 | 23.0333 | 23.13 | 23.0833 | 23.22 | 0% | 0 | 0 | 0 | 0 | 0 | 0 | 0 | 0 | 53.34% | 66.0351 | 1521.0078 | 87.94% | 739.9767 | 17182.2593
11 | 23 | 7 | 24.7133 | 24.7833 | 24.77 | 24.9467 | 4.469% | 4.9806 | 0.99612 | 0.99612 | 0.99612 | 123.0871 | 24.6872 | 24.6739 | 24.8498 | 46.11% | 57.0859 | 1410.7818 | 91.7% | 771.5859 | 19248.4972
11 | 23 | 8 | 33.1467 | 33.26 | 33.2333 | 33.5 | 15.2% | 16.9332 | 3.3866 | 3.3866 | 3.3866 | 561.2778 | 112.6394 | 112.5491 | 113.4522 | 41.2% | 51.0089 | 1690.7738 | 93.55% | 787.1715 | 26370.2454
11 | 23 | 9 | 43.1 | 43.2467 | 43.2 | 43.53 | 9.324% | 10.39 | 2.078 | 2.078 | 2.078 | 447.8085 | 89.8665 | 89.7695 | 90.4552 | 24.47% | 30.293 | 1305.6267 | 93.05% | 782.9466 | 34081.6644
11 | 23 | 10 | 33.6833 | 33.8167 | 33.7967 | 34.07 | 4.912% | 5.4743 | 1.0949 | 1.0949 | 1.0949 | 184.3916 | 37.0243 | 37.0024 | 37.3017 | 13.41% | 16.5994 | 559.1239 | 94.01% | 791.0174 | 26949.9627
11 | 23 | 11 | 53.77 | 53.9667 | 53.9133 | 54.35 | 4.023% | 4.4832 | 0.89664 | 0.89664 | 0.89664 | 241.0625 | 48.3888 | 48.341 | 48.7326 | 9.915% | 12.2756 | 660.0583 | 93.16% | 783.8663 | 42603.1322
11 | 23 | 12 | 30.9233 | 31.0633 | 31.0333 | 31.2833 | 3.139% | 3.4977 | 0.69954 | 0.69954 | 0.69954 | 108.1613 | 21.7302 | 21.7092 | 21.8841 | 10.67% | 13.2076 | 408.4215 | 93.07% | 783.1198 | 24498.5991
11 | 23 | 13 | 27.19 | 27.33 | 27.28 | 27.4833 | 2.315% | 2.5796 | 0.51592 | 0.51592 | 0.51592 | 70.1387 | 14.1 | 14.0742 | 14.1791 | 8.748% | 10.8301 | 294.4698 | 94.19% | 792.5506 | 21781.9318
11 | 23 | 14 | 24.1433 | 24.2767 | 24.2533 | 24.44 | 2.308% | 2.5722 | 0.51443 | 0.51443 | 0.51443 | 62.1006 | 12.4887 | 12.4767 | 12.5727 | 8.411% | 10.4132 | 251.4098 | 95.37% | 802.4598 | 19612.1185
11 | 23 | 15 | 25.3567 | 25.47 | 25.4867 | 25.7 | 1.51% | 1.6824 | 0.33649 | 0.33649 | 0.33649 | 42.6611 | 8.5704 | 8.576 | 8.6477 | 9.306% | 11.5209 | 292.1311 | 96.33% | 810.5981 | 20832.3722
11 | 23 | 16 | 31.0333 | 31.1633 | 31.1833 | 31.4367 | 0.002218% | 0.0024715 | 0.00049429 | 0.00049429 | 0.00049429 | 0.076697 | 0.015404 | 0.015414 | 0.015539 | 21.68% | 26.8379 | 832.8705 | 96.54% | 812.3211 | 25536.6673
11 | 23 | 17 | 34.7033 | 34.86 | 34.8667 | 35.14 | 0% | 0 | 0 | 0 | 0 | 0 | 0 | 0 | 0 | 34.59% | 42.8201 | 1486 | 96.69% | 813.5688 | 28588.8093
11 | 23 | 18 | 26.34 | 26.4967 | 26.46 | 26.6567 | 0% | 0 | 0 | 0 | 0 | 0 | 0 | 0 | 0 | 39.75% | 49.2164 | 1296.3593 | 96.52% | 812.1721 | 21649.8013
11 | 23 | 19 | 25.03 | 25.21 | 25.1133 | 25.2567 | 0% | 0 | 0 | 0 | 0 | 0 | 0 | 0 | 0 | 41.82% | 51.7793 | 1296.0355 | 96.33% | 810.5506 | 20471.8065
11 | 23 | 20 | 34.69 | 34.8633 | 34.7867 | 35.0067 | 0% | 0 | 0 | 0 | 0 | 0 | 0 | 0 | 0 | 47.35% | 58.6181 | 2033.4623 | 96.35% | 810.7223 | 28380.6847
11 | 23 | 21 | 28.4867 | 28.7667 | 28.5433 | 28.64 | 0% | 0 | 0 | 0 | 0 | 0 | 0 | 0 | 0 | 44.64% | 55.2666 | 1574.361 | 94.3% | 793.4852 | 22725.4153
11 | 23 | 22 | 28.61 | 28.8533 | 28.6667 | 28.7833 | 0% | 0 | 0 | 0 | 0 | 0 | 0 | 0 | 0 | 37.38% | 46.28 | 1324.0702 | 92.9% | 781.6946 | 22499.7753
11 | 23 | 23 | 38.5033 | 38.86 | 38.5833 | 38.7167 | 0% | 0 | 0 | 0 | 0 | 0 | 0 | 0 | 0 | 33.66% | 41.6694 | 1604.4122 | 92.52% | 778.5193 | 30141.6719
11 | 24 | 0 | 20.3967 | 20.5267 | 20.47 | 20.5667 | 0% | 0 | 0 | 0 | 0 | 0 | 0 | 0 | 0 | 28.76% | 35.6059 | 726.2427 | 91.52% | 770.0904 | 15838.1917
11 | 24 | 1 | 29.9333 | 30.1533 | 29.9733 | 30.0833 | 0% | 0 | 0 | 0 | 0 | 0 | 0 | 0 | 0 | 26.65% | 32.9928 | 987.5848 | 91.25% | 767.8655 | 23099.9528
11 | 24 | 2 | 36.53 | 36.88 | 36.4833 | 36.5333 | 0% | 0 | 0 | 0 | 0 | 0 | 0 | 0 | 0 | 24.54% | 30.3816 | 1109.8389 | 89.24% | 750.9083 | 27433.185
11 | 24 | 3 | 20.1833 | 20.3733 | 20.1667 | 20.2 | 0% | 0 | 0 | 0 | 0 | 0 | 0 | 0 | 0 | 19.61% | 24.2827 | 490.1063 | 89% | 748.916 | 15128.1041
11 | 24 | 4 | 15.8467 | 15.9 | 15.8833 | 15.98 | 0% | 0 | 0 | 0 | 0 | 0 | 0 | 0 | 0 | 15.59% | 19.3072 | 305.955 | 86.06% | 724.1597 | 11572.0714
11 | 24 | 5 | 23.6867 | 23.86 | 23.7267 | 23.83 | 0% | 0 | 0 | 0 | 0 | 0 | 0 | 0 | 0 | 12.23% | 15.1408 | 358.6362 | 82.94% | 697.8684 | 16630.2032
11 | 24 | 6 | 26.3367 | 26.5433 | 26.37 | 26.4667 | 0% | 0 | 0 | 0 | 0 | 0 | 0 | 0 | 0 | 11.25% | 13.933 | 366.948 | 79.48% | 668.7554 | 17699.7275
11 | 24 | 7 | 24.3933 | 24.5567 | 24.4267 | 24.5367 | 8.337% | 9.2902 | 1.858 | 1.858 | 1.858 | 226.6187 | 45.6272 | 45.3857 | 45.5901 | 11.22% | 13.885 | 338.7018 | 79.22% | 666.6236 | 16356.7204
11 | 24 | 8 | 21.8833 | 22.03 | 21.92 | 22.0267 | 34.59% | 38.5491 | 7.7098 | 7.7098 | 7.7098 | 843.5829 | 169.8473 | 168.9993 | 169.8216 | 10.86% | 13.4452 | 294.2261 | 80.54% | 677.7122 | 14927.7402
11 | 24 | 9 | 18.59 | 18.6933 | 18.6467 | 18.7767 | 46.4% | 51.7084 | 10.3417 | 10.3417 | 10.3417 | 961.2583 | 193.3203 | 192.8377 | 194.1821 | 8.736% | 10.8156 | 201.0611 | 72.44% | 609.5666 | 11445.6291
11 | 24 | 10 | 26.3167 | 26.52 | 26.37 | 26.49 | 46.84% | 52.1946 | 10.4389 | 10.4389 | 10.4389 | 1373.5882 | 276.8402 | 275.2744 | 276.527 | 4.353% | 5.3894 | 141.8314 | 57.66% | 485.1965 | 12852.8542
11 | 24 | 11 | 25.1533 | 25.32 | 25.2433 | 25.4 | 45.73% | 50.9614 | 10.1923 | 10.1923 | 10.1923 | 1281.848 | 258.0683 | 257.2869 | 258.8837 | 1.627% | 2.0144 | 50.6691 | 48.2% | 405.5457 | 10300.8596
11 | 24 | 12 | 25.3367 | 25.5067 | 25.43 | 25.6 | 46.76% | 52.11 | 10.422 | 10.422 | 10.422 | 1320.2928 | 265.8303 | 265.0313 | 266.803 | 0.3954% | 0.48948 | 12.4019 | 40.87% | 343.9092 | 8804.0743
11 | 24 | 13 | 30.6667 | 30.8733 | 30.7433 | 30.9167 | 47.41% | 52.8347 | 10.5669 | 10.5669 | 10.5669 | 1620.2647 | 326.2368 | 324.8631 | 326.6947 | 0.2728% | 0.33778 | 10.3587 | 37.05% | 311.7213 | 9637.3839
11 | 24 | 14 | 29.9067 | 30.11 | 29.97 | 30.13 | 42.77% | 47.657 | 9.5314 | 9.5314 | 9.5314 | 1425.2627 | 286.9906 | 285.6562 | 287.1812 | 0.3331% | 0.41241 | 12.3339 | 34.98% | 294.365 | 8869.2185
11 | 24 | 15 | 29.6133 | 29.83 | 29.6767 | 29.8333 | 25.58% | 28.502 | 5.7004 | 5.7004 | 5.7004 | 844.0401 | 170.0431 | 169.169 | 170.0621 | 0.7693% | 0.95246 | 28.2056 | 32.21% | 271.0505 | 8086.3406
11 | 24 | 16 | 28.5533 | 28.7767 | 28.64 | 28.79 | 1.417% | 1.5793 | 0.31585 | 0.31585 | 0.31585 | 45.0931 | 9.0892 | 9.046 | 9.0934 | 1.944% | 2.4073 | 68.7356 | 30.97% | 260.6405 | 7503.8404
11 | 24 | 17 | 78.31 | 78.5533 | 78.49 | 80.3067 | 0% | 0 | 0 | 0 | 0 | 0 | 0 | 0 | 0 | 2.649% | 3.2795 | 256.8154 | 32.52% | 273.6558 | 21976.3876
11 | 24 | 18 | 56.6733 | 56.89 | 56.8933 | 57.3433 | 0% | 0 | 0 | 0 | 0 | 0 | 0 | 0 | 0 | 4.069% | 5.0371 | 285.4716 | 34.7% | 291.973 | 16742.7038
11 | 24 | 19 | 27.3033 | 27.4333 | 27.4167 | 27.6333 | 0% | 0 | 0 | 0 | 0 | 0 | 0 | 0 | 0 | 5.855% | 7.2483 | 197.9033 | 34.25% | 288.1811 | 7963.4045
11 | 24 | 20 | 23.4367 | 23.5633 | 23.54 | 23.7233 | 0% | 0 | 0 | 0 | 0 | 0 | 0 | 0 | 0 | 8.274% | 10.2438 | 240.0798 | 30.43% | 256.0956 | 6075.441
11 | 24 | 21 | 20.8033 | 20.9167 | 20.8767 | 23.95 | 0% | 0 | 0 | 0 | 0 | 0 | 0 | 0 | 0 | 11.46% | 14.1936 | 295.2737 | 26.99% | 227.1106 | 5439.2996
11 | 24 | 22 | 26.4967 | 26.7733 | 26.4967 | 27.8333 | 0% | 0 | 0 | 0 | 0 | 0 | 0 | 0 | 0 | 14.44% | 17.8727 | 473.567 | 24.05% | 202.3378 | 5631.735
11 | 24 | 23 | 35.98 | 36.4067 | 35.9467 | 35.94 | 0% | 0 | 0 | 0 | 0 | 0 | 0 | 0 | 0 | 20.03% | 24.7949 | 892.121 | 22.41% | 188.6105 | 6778.6621
11 | 25 | 0 | 22.3233 | 22.5833 | 22.37 | 22.3967 | 0% | 0 | 0 | 0 | 0 | 0 | 0 | 0 | 0 | 25.78% | 31.9165 | 712.4836 | 19.81% | 166.7265 | 3734.1175
11 | 25 | 1 | 15.87 | 16.06 | 15.9167 | 15.93 | 0% | 0 | 0 | 0 | 0 | 0 | 0 | 0 | 0 | 29.12% | 36.0547 | 572.1877 | 18.08% | 152.1378 | 2423.5547
11 | 25 | 2 | 24.7433 | 24.9433 | 24.7867 | 24.8267 | 0% | 0 | 0 | 0 | 0 | 0 | 0 | 0 | 0 | 34.74% | 43.0064 | 1064.122 | 16.01% | 134.7301 | 3344.9001
11 | 25 | 3 | 23.1067 | 23.27 | 23.1467 | 23.1867 | 0% | 0 | 0 | 0 | 0 | 0 | 0 | 0 | 0 | 46.09% | 57.0607 | 1318.4828 | 13.05% | 109.794 | 2545.7561
11 | 25 | 4 | 23.8533 | 24.0267 | 23.8967 | 23.9467 | 0% | 0 | 0 | 0 | 0 | 0 | 0 | 0 | 0 | 55.07% | 68.1782 | 1626.2782 | 12.61% | 106.108 | 2540.932
11 | 25 | 5 | 27.86 | 28.0333 | 27.88 | 27.9467 | 0% | 0 | 0 | 0 | 0 | 0 | 0 | 0 | 0 | 63.14% | 78.1745 | 2177.9425 | 13.31% | 112.0218 | 3130.6363
11 | 25 | 6 | 23.0367 | 23.22 | 23.09 | 23.1733 | 0% | 0 | 0 | 0 | 0 | 0 | 0 | 0 | 0 | 67.26% | 83.2772 | 1918.4293 | 14.18% | 119.2823 | 2764.1681
11 | 25 | 7 | 17.8833 | 17.9867 | 17.98 | 18.0967 | 6.789% | 7.5651 | 1.513 | 1.513 | 1.513 | 135.2895 | 27.2142 | 27.2042 | 27.3807 | 70.53% | 87.3215 | 1561.6001 | 13.92% | 117.1444 | 2119.9238
11 | 25 | 8 | 26.8367 | 26.9867 | 26.9433 | 27.0933 | 31.59% | 35.2046 | 7.0409 | 7.0409 | 7.0409 | 944.7744 | 190.011 | 189.7059 | 190.762 | 69.65% | 86.2328 | 2314.2021 | 11.35% | 95.487 | 2587.062
11 | 25 | 9 | 23.4567 | 23.5633 | 23.6033 | 23.7933 | 41.95% | 46.75 | 9.35 | 9.35 | 9.35 | 1096.5992 | 220.3172 | 220.6912 | 222.4677 | 69.71% | 86.3078 | 2024.4944 | 8.943% | 75.2486 | 1790.4147
11 | 25 | 10 | 24.9767 | 25.0833 | 25.1267 | 25.3167 | 44.97% | 50.1106 | 10.0221 | 10.0221 | 10.0221 | 1251.5947 | 251.388 | 251.8223 | 253.7265 | 64.27% | 79.5663 | 1987.3006 | 7.301% | 61.4375 | 1555.393
11 | 25 | 11 | 22.61 | 22.6933 | 22.7333 | 23.0567 | 44.15% | 49.2011 | 9.8402 | 9.8402 | 9.8402 | 1112.4361 | 223.3072 | 223.7008 | 226.8825 | 52.46% | 64.9506 | 1468.5328 | 5.423% | 45.6342 | 1052.1724
11 | 25 | 12 | 25.11 | 25.2067 | 25.24 | 25.68 | 44.73% | 49.8467 | 9.9693 | 9.9693 | 9.9693 | 1251.6514 | 251.294 | 251.6263 | 256.0128 | 46.59% | 57.6799 | 1448.3432 | 4.858% | 40.8753 | 1049.6767
11 | 25 | 13 | 20.8467 | 20.93 | 20.9733 | 21.5867 | 46.08% | 51.345 | 10.269 | 10.269 | 10.269 | 1070.3731 | 214.9304 | 215.3754 | 221.6737 | 51.59% | 63.8721 | 1331.5207 | 4.565% | 38.4104 | 829.1516
11 | 25 | 14 | 26.9567 | 27.0867 | 27.1167 | 27.31 | 41.09% | 45.7849 | 9.157 | 9.157 | 9.157 | 1234.2082 | 248.0321 | 248.3068 | 250.0771 | 47.88% | 59.2722 | 1597.7808 | 2.819% | 23.7176 | 647.7284
11 | 25 | 15 | 29.49 | 29.6 | 29.6567 | 29.8967 | 24.17% | 26.9364 | 5.3873 | 5.3873 | 5.3873 | 794.3534 | 159.4633 | 159.7686 | 161.0615 | 41.33% | 51.1744 | 1509.1334 | 2.891% | 24.3304 | 727.3989
11 | 25 | 16 | 28.55 | 28.6467 | 28.6833 | 28.87 | 0.9204% | 1.0257 | 0.20513 | 0.20513 | 0.20513 | 29.2824 | 5.8763 | 5.8838 | 5.9221 | 36.45% | 45.1297 | 1288.4518 | 3.247% | 27.318 | 788.672
11 | 25 | 17 | 36.0933 | 36.1733 | 36.19 | 36.37 | 0% | 0 | 0 | 0 | 0 | 0 | 0 | 0 | 0 | 45.38% | 56.1879 | 2028.0086 | 3.812% | 32.0746 | 1166.5514
11 | 25 | 18 | 39.94 | 40.0467 | 40.0533 | 40.3 | 0% | 0 | 0 | 0 | 0 | 0 | 0 | 0 | 0 | 47.99% | 59.4131 | 2372.9594 | 3.011% | 25.3384 | 1021.1361
11 | 25 | 19 | 55.48 | 55.6233 | 55.6 | 55.96 | 0% | 0 | 0 | 0 | 0 | 0 | 0 | 0 | 0 | 50.34% | 62.3285 | 3457.9866 | 1.651% | 13.8944 | 777.5303
11 | 25 | 20 | 30.2733 | 30.38 | 30.3967 | 30.6133 | 0% | 0 | 0 | 0 | 0 | 0 | 0 | 0 | 0 | 48.85% | 60.473 | 1830.7207 | 1.069% | 8.9929 | 275.3033
11 | 25 | 21 | 22.2667 | 22.37 | 22.39 | 22.6067 | 0% | 0 | 0 | 0 | 0 | 0 | 0 | 0 | 0 | 47.8% | 59.1835 | 1317.8204 | 1.195% | 10.0567 | 227.3483
11 | 25 | 22 | 19.4 | 19.5 | 19.5067 | 20.2733 | 0% | 0 | 0 | 0 | 0 | 0 | 0 | 0 | 0 | 48.2% | 59.6777 | 1157.7477 | 0.8545% | 7.1903 | 145.7703
11 | 25 | 23 | 16.3433 | 16.41 | 16.4333 | 16.5467 | 0% | 0 | 0 | 0 | 0 | 0 | 0 | 0 | 0 | 53.66% | 66.4303 | 1085.6932 | 0.9485% | 7.9815 | 132.068
11 | 26 | 0 | 19.4 | 19.4567 | 19.44 | 19.5367 | 0% | 0 | 0 | 0 | 0 | 0 | 0 | 0 | 0 | 42.34% | 52.4235 | 1017.0164 | 1.021% | 8.5935 | 167.888
11 | 26 | 1 | 15.5167 | 15.55 | 15.5533 | 15.6367 | 0% | 0 | 0 | 0 | 0 | 0 | 0 | 0 | 0 | 44.6% | 55.2124 | 856.7123 | 1.024% | 8.615 | 134.7091
11 | 26 | 2 | 9.4133 | 9.4367 | 9.44 | 9.4933 | 0% | 0 | 0 | 0 | 0 | 0 | 0 | 0 | 0 | 47.36% | 58.6364 | 551.9637 | 1.152% | 9.694 | 92.0284
11 | 26 | 3 | 14.3933 | 14.4433 | 14.45 | 14.5267 | 0% | 0 | 0 | 0 | 0 | 0 | 0 | 0 | 0 | 42.45% | 52.5557 | 756.4514 | 1.019% | 8.5732 | 124.5397
11 | 26 | 4 | 17.9733 | 18.06 | 17.9733 | 18.0333 | 0% | 0 | 0 | 0 | 0 | 0 | 0 | 0 | 0 | 48.72% | 60.3163 | 1084.0854 | 1.298% | 10.9225 | 196.9692
11 | 26 | 5 | 13.02 | 13.0833 | 13.0533 | 13.1133 | 0% | 0 | 0 | 0 | 0 | 0 | 0 | 0 | 0 | 46.8% | 57.9435 | 754.4248 | 2.322% | 19.5373 | 256.1995
11 | 26 | 6 | 21.8033 | 21.93 | 21.8467 | 21.9467 | 0% | 0 | 0 | 0 | 0 | 0 | 0 | 0 | 0 | 48.87% | 60.5002 | 1319.1052 | 3.499% | 29.4414 | 646.1414
11 | 26 | 7 | 19.88 | 19.98 | 20.0233 | 20.1867 | 4.624% | 5.153 | 1.0306 | 1.0306 | 1.0306 | 102.4412 | 20.5913 | 20.636 | 20.8043 | 51.32% | 63.5345 | 1263.0653 | 4.504% | 37.8978 | 765.0298
11 | 26 | 8 | 24.3633 | 24.4967 | 24.5167 | 24.7167 | 24.88% | 27.7303 | 5.5461 | 5.5461 | 5.5461 | 675.603 | 135.8601 | 135.971 | 137.0802 | 51.92% | 64.2745 | 1565.9406 | 5.336% | 44.896 | 1109.679
11 | 26 | 9 | 29.43 | 29.57 | 29.6167 | 29.8733 | 37.81% | 42.1358 | 8.4272 | 8.4272 | 8.4272 | 1240.0565 | 249.1911 | 249.5844 | 251.7473 | 38.74% | 47.9605 | 1411.4778 | 6.338% | 53.3333 | 1593.2435
11 | 26 | 10 | 35.0067 | 35.1267 | 35.1967 | 35.5033 | 39.92% | 44.4849 | 8.897 | 8.897 | 8.897 | 1557.2686 | 312.5213 | 313.1441 | 315.8725 | 27.09% | 33.5364 | 1173.9961 | 7.554% | 63.5612 | 2256.6348
11 | 26 | 11 | 32.5833 | 32.7 | 32.7733 | 33.1767 | 42.28% | 47.1176 | 9.4235 | 9.4235 | 9.4235 | 1535.2494 | 308.1493 | 308.8404 | 312.6412 | 19.27% | 23.8572 | 777.3486 | 9.088% | 76.4726 | 2537.1057
11 | 26 | 12 | 29.2633 | 29.3733 | 29.43 | 29.69 | 43.42% | 48.3904 | 9.6781 | 9.6781 | 9.6781 | 1416.0652 | 284.2776 | 284.8261 | 287.3424 | 16.06% | 19.8772 | 581.6731 | 9.737% | 81.9316 | 2432.5499
11 | 26 | 13 | 32.3833 | 32.4967 | 32.57 | 32.8633 | 40.22% | 44.8192 | 8.9638 | 8.9638 | 8.9638 | 1451.3944 | 291.2948 | 291.9521 | 294.5815 | 19.31% | 23.9085 | 774.2356 | 10.84% | 91.2374 | 2998.3645
11 | 26 | 14 | 28.5333 | 28.6467 | 28.7033 | 28.9633 | 32.79% | 36.5386 | 7.3077 | 7.3077 | 7.3077 | 1042.5674 | 209.3417 | 209.7558 | 211.6558 | 15.08% | 18.6683 | 532.6699 | 13.48% | 113.452 | 3285.9471
11 | 26 | 15 | 25.7733 | 25.8733 | 25.9367 | 26.6267 | 15.58% | 17.3626 | 3.4725 | 3.4725 | 3.4725 | 447.4914 | 89.8455 | 90.0655 | 92.4615 | 8.818% | 10.9168 | 281.362 | 14.66% | 123.3261 | 3283.7642
11 | 26 | 16 | 27.76 | 27.85 | 27.89 | 28.11 | 0.1386% | 0.15447 | 0.030893 | 0.030893 | 0.030893 | 4.288 | 0.86037 | 0.86161 | 0.86841 | 8.591% | 10.6355 | 295.2427 | 16.47% | 138.5609 | 3894.9476
11 | 26 | 17 | 52.51 | 52.7167 | 52.7967 | 53.12 | 0% | 0 | 0 | 0 | 0 | 0 | 0 | 0 | 0 | 6.18% | 7.651 | 401.7536 | 17.87% | 150.3347 | 7985.7813
11 | 26 | 18 | 39.0267 | 39.14 | 39.13 | 39.3967 | 0% | 0 | 0 | 0 | 0 | 0 | 0 | 0 | 0 | 8.792% | 10.885 | 424.8034 | 20.25% | 170.417 | 6713.8625
11 | 26 | 19 | 32.1567 | 32.2667 | 32.2933 | 32.53 | 0% | 0 | 0 | 0 | 0 | 0 | 0 | 0 | 0 | 11.38% | 14.0905 | 453.1049 | 22.11% | 186.077 | 6053.0834
11 | 26 | 20 | 31.7333 | 31.8533 | 31.88 | 32.13 | 0% | 0 | 0 | 0 | 0 | 0 | 0 | 0 | 0 | 10.13% | 12.5443 | 398.0715 | 25.4% | 213.7102 | 6866.5073
11 | 26 | 21 | 29.4167 | 29.55 | 29.58 | 29.84 | 0% | 0 | 0 | 0 | 0 | 0 | 0 | 0 | 0 | 21.99% | 27.2286 | 800.9733 | 29.57% | 248.8393 | 7425.3649
11 | 26 | 22 | 31.2167 | 31.35 | 31.3867 | 31.6467 | 0% | 0 | 0 | 0 | 0 | 0 | 0 | 0 | 0 | 34.97% | 43.2942 | 1351.5008 | 31.96% | 268.9247 | 8510.571
11 | 26 | 23 | 20.6033 | 20.73 | 20.69 | 20.8167 | 0% | 0 | 0 | 0 | 0 | 0 | 0 | 0 | 0 | 34.44% | 42.6388 | 878.5014 | 35.48% | 298.5876 | 6215.5992
11 | 27 | 0 | 60.4833 | 60.9633 | 60.2233 | 60.2933 | 0% | 0 | 0 | 0 | 0 | 0 | 0 | 0 | 0 | 32.44% | 40.1664 | 2429.3978 | 38.52% | 324.1276 | 19542.7343
11 | 27 | 1 | 13.28 | 13.3233 | 13.2033 | 13.2367 | 0% | 0 | 0 | 0 | 0 | 0 | 0 | 0 | 0 | 31.7% | 39.2522 | 521.2695 | 41.48% | 349.0197 | 4619.8569
11 | 27 | 2 | 9.77 | 9.82 | 9.7867 | 9.8367 | 0% | 0 | 0 | 0 | 0 | 0 | 0 | 0 | 0 | 28.7% | 35.5291 | 347.1194 | 43.28% | 364.1422 | 3581.9454
11 | 27 | 3 | 15.2233 | 15.2733 | 15.2667 | 15.37 | 0% | 0 | 0 | 0 | 0 | 0 | 0 | 0 | 0 | 26.08% | 32.2871 | 491.5169 | 43.48% | 365.8873 | 5623.6874
11 | 27 | 4 | 12.78 | 12.8567 | 12.7933 | 12.84 | 0% | 0 | 0 | 0 | 0 | 0 | 0 | 0 | 0 | 25.14% | 31.1216 | 397.7334 | 44.53% | 374.7171 | 4811.367
11 | 27 | 5 | 18.3733 | 18.4633 | 18.3333 | 18.41 | 0% | 0 | 0 | 0 | 0 | 0 | 0 | 0 | 0 | 23.05% | 28.5326 | 524.2386 | 45.76% | 385.059 | 7088.9364
11 | 27 | 6 | 38.18 | 38.3067 | 38.31 | 38.5767 | 0% | 0 | 0 | 0 | 0 | 0 | 0 | 0 | 0 | 23.89% | 29.5725 | 1129.078 | 54.9% | 461.961 | 17820.9154
11 | 27 | 7 | 31.1367 | 31.2967 | 31.2767 | 31.5267 | 4.052% | 4.5153 | 0.90307 | 0.90307 | 0.90307 | 140.5928 | 28.263 | 28.245 | 28.4708 | 28.66% | 35.4831 | 1104.8242 | 75.25% | 633.1671 | 19961.649
11 | 27 | 8 | 31.2133 | 31.3833 | 31.3333 | 31.5567 | 20.76% | 23.1377 | 4.6275 | 4.6275 | 4.6275 | 722.206 | 145.2279 | 144.9965 | 146.03 | 33.47% | 41.4431 | 1293.5785 | 88.52% | 744.8806 | 23505.9472
11 | 27 | 9 | 33.16 | 33.3267 | 33.3133 | 33.57 | 20.99% | 23.3954 | 4.6791 | 4.6791 | 4.6791 | 775.7911 | 155.9381 | 155.8757 | 157.0766 | 36.8% | 45.5643 | 1510.9122 | 91.34% | 768.5503 | 25800.2352
11 | 27 | 10 | 35.84 | 36 | 35.9867 | 36.2467 | 23.84% | 26.5694 | 5.3139 | 5.3139 | 5.3139 | 952.2456 | 191.2993 | 191.2285 | 192.6101 | 42.49% | 52.6102 | 1885.5489 | 89.75% | 755.2016 | 27373.5416
11 | 27 | 11 | 31.2533 | 31.4 | 31.4233 | 31.6967 | 31.36% | 34.9433 | 6.9887 | 6.9887 | 6.9887 | 1092.0931 | 219.4436 | 219.6067 | 221.5169 | 47.3% | 58.5592 | 1830.1712 | 87.9% | 739.6613 | 23444.7987
11 | 27 | 12 | 31.02 | 31.1767 | 31.1933 | 31.4433 | 35.99% | 40.1024 | 8.0205 | 8.0205 | 8.0205 | 1243.9768 | 250.0519 | 250.1856 | 252.1907 | 54.91% | 67.9848 | 2108.8883 | 92.84% | 781.194 | 24563.3423
11 | 27 | 13 | 31.4267 | 31.5767 | 31.6033 | 31.8667 | 34.85% | 38.8321 | 7.7664 | 7.7664 | 7.7664 | 1220.363 | 245.2376 | 245.4447 | 247.4898 | 63.44% | 78.5392 | 2468.2261 | 92.17% | 775.5782 | 24715.0914
11 | 27 | 14 | 32.0333 | 32.1867 | 32.23 | 32.49 | 27.8% | 30.9815 | 6.1963 | 6.1963 | 6.1963 | 992.4412 | 199.4383 | 199.7068 | 201.3179 | 66.95% | 82.8882 | 2655.1857 | 96.33% | 810.5836 | 26335.8622
11 | 27 | 15 | 30.7133 | 30.8667 | 30.8733 | 31.1133 | 12.43% | 13.8543 | 2.7709 | 2.7709 | 2.7709 | 425.5132 | 85.5275 | 85.546 | 86.211 | 64.66% | 80.0496 | 2458.5908 | 99.61% | 838.1917 | 26078.9363
11 | 27 | 16 | 52.67 | 52.8267 | 52.8667 | 53.1967 | 0.1275% | 0.14211 | 0.028422 | 0.028422 | 0.028422 | 7.4849 | 1.5014 | 1.5026 | 1.5119 | 68.92% | 85.328 | 4494.2274 | 100% | 841.4566 | 44762.6861
11 | 27 | 17 | 70.49 | 70.6267 | 70.64 | 69.5167 | 0% | 0 | 0 | 0 | 0 | 0 | 0 | 0 | 0 | 70.81% | 87.6651 | 6179.5094 | 100% | 841.4564 | 58495.2453
11 | 27 | 18 | 39.7333 | 39.8733 | 39.8367 | 40.0667 | 0% | 0 | 0 | 0 | 0 | 0 | 0 | 0 | 0 | 87.8% | 108.6949 | 4318.8111 | 100% | 841.4568 | 33714.3702
11 | 27 | 19 | 41.0767 | 41.2633 | 41.1467 | 41.3767 | 0% | 0 | 0 | 0 | 0 | 0 | 0 | 0 | 0 | 91.91% | 113.7881 | 4674.0352 | 100% | 841.4568 | 34816.6787
11 | 27 | 20 | 33.2767 | 33.45 | 33.3467 | 33.53 | 0% | 0 | 0 | 0 | 0 | 0 | 0 | 0 | 0 | 91.42% | 113.1877 | 3766.5091 | 100% | 841.4568 | 28214.0474
11 | 27 | 21 | 33.1733 | 33.36 | 33.25 | 33.44 | 0% | 0 | 0 | 0 | 0 | 0 | 0 | 0 | 0 | 92.54% | 114.5737 | 3800.7907 | 100% | 841.4568 | 28138.3163
11 | 27 | 22 | 40.2167 | 40.4167 | 40.3233 | 40.57 | 0% | 0 | 0 | 0 | 0 | 0 | 0 | 0 | 0 | 93.09% | 115.244 | 4634.7314 | 100% | 841.4568 | 34137.9035
11 | 27 | 23 | 36.83 | 36.9967 | 36.9567 | 37.2 | 0% | 0 | 0 | 0 | 0 | 0 | 0 | 0 | 0 | 95.27% | 117.9548 | 4344.2749 | 100% | 841.4568 | 31302.194
11 | 28 | 0 | 21.49 | 21.6 | 21.51 | 21.62 | 0% | 0 | 0 | 0 | 0 | 0 | 0 | 0 | 0 | 97.07% | 120.1808 | 2582.6861 | 100% | 841.4568 | 18192.2966
11 | 28 | 1 | 15.2567 | 15.34 | 15.2767 | 15.35 | 0% | 0 | 0 | 0 | 0 | 0 | 0 | 0 | 0 | 94.71% | 117.2572 | 1788.9535 | 100% | 841.4568 | 12916.3623
11 | 28 | 2 | 13.53 | 13.5933 | 13.52 | 13.57 | 0% | 0 | 0 | 0 | 0 | 0 | 0 | 0 | 0 | 89.71% | 111.0648 | 1502.707 | 100% | 841.4568 | 11418.5692
11 | 28 | 3 | 20.0433 | 20.27 | 20.1667 | 20.26 | 0% | 0 | 0 | 0 | 0 | 0 | 0 | 0 | 0 | 87.45% | 108.2686 | 2170.0627 | 100% | 841.4568 | 17047.9153
11 | 28 | 4 | 23.4267 | 23.6667 | 23.5167 | 23.6167 | 0% | 0 | 0 | 0 | 0 | 0 | 0 | 0 | 0 | 84.23% | 104.2782 | 2442.8903 | 100% | 841.4568 | 19872.4054
11 | 28 | 5 | 24.9 | 25.0533 | 24.96 | 25.1 | 0% | 0 | 0 | 0 | 0 | 0 | 0 | 0 | 0 | 82.87% | 102.5946 | 2554.6064 | 100% | 841.4568 | 21120.5664
11 | 28 | 6 | 28.1967 | 28.32 | 28.2333 | 28.3833 | 0% | 0 | 0 | 0 | 0 | 0 | 0 | 0 | 0 | 77.25% | 95.6414 | 2696.7688 | 100% | 841.4426 | 23882.9462
11 | 28 | 7 | 30.51 | 30.82 | 30.67 | 30.8433 | 3.973% | 4.427 | 0.8854 | 0.8854 | 0.8854 | 135.0675 | 27.288 | 27.1552 | 27.3086 | 73.81% | 91.3772 | 2787.9182 | 100% | 841.4456 | 25952.9871
11 | 28 | 8 | 30.96 | 31.1667 | 31.04 | 31.2467 | 20.3% | 22.6169 | 4.5234 | 4.5234 | 4.5234 | 700.2187 | 140.9786 | 140.4056 | 141.3404 | 77.5% | 95.9545 | 2970.7528 | 100% | 841.4568 | 26292.721
11 | 28 | 9 | 31.4533 | 31.8533 | 31.6767 | 31.85 | 28.59% | 31.8607 | 6.3721 | 6.3721 | 6.3721 | 1002.1263 | 202.9741 | 201.8484 | 202.9529 | 70.33% | 87.0687 | 2738.5997 | 99.98% | 841.3254 | 26796.2129
11 | 28 | 10 | 30.1533 | 30.3267 | 30.25 | 30.45 | 27.3% | 30.4217 | 6.0843 | 6.0843 | 6.0843 | 917.3166 | 184.5179 | 184.0515 | 185.2683 | 69.3% | 85.7945 | 2586.9893 | 99.77% | 839.4865 | 25562.363
11 | 28 | 11 | 35.63 | 35.84 | 35.6833 | 35.95 | 27.81% | 30.9877 | 6.1975 | 6.1975 | 6.1975 | 1104.0915 | 222.1198 | 221.1488 | 222.8015 | 68.15% | 84.3783 | 3006.3994 | 99.91% | 840.6909 | 30222.8376
11 | 28 | 12 | 33.0967 | 33.2633 | 33.16 | 33.24 | 24.96% | 27.8137 | 5.5627 | 5.5627 | 5.5627 | 920.5417 | 185.0355 | 184.4607 | 184.9057 | 66.15% | 81.902 | 2710.6848 | 99.95% | 841.0673 | 27957.0766
11 | 28 | 13 | 32.39 | 32.5833 | 32.4567 | 31.1033 | 19.39% | 21.6048 | 4.321 | 4.321 | 4.321 | 699.7802 | 140.7914 | 140.2441 | 134.3964 | 67.53% | 83.6007 | 2707.8256 | 99.86% | 840.2838 | 26135.6262
11 | 28 | 14 | 29.9133 | 30.0367 | 30.0467 | 30.0167 | 11.17% | 12.4524 | 2.4905 | 2.4905 | 2.4905 | 372.4932 | 74.8058 | 74.8307 | 74.756 | 71.59% | 88.6298 | 2651.2137 | 99.79% | 839.7281 | 25205.8395
11 | 28 | 15 | 28.74 | 28.8967 | 28.9133 | 29.1367 | 1.816% | 2.0235 | 0.4047 | 0.4047 | 0.4047 | 58.1554 | 11.6945 | 11.7012 | 11.7916 | 61.97% | 76.7272 | 2205.1384 | 99.73% | 839.2221 | 24452.1332
11 | 28 | 16 | 47.8267 | 48.0533 | 48.03 | 48.33 | 0.01109% | 0.012357 | 0.0024715 | 0.0024715 | 0.0024715 | 0.59101 | 0.11876 | 0.1187 | 0.11945 | 58.52% | 72.4451 | 3464.8074 | 99.77% | 839.5431 | 40575.1179
11 | 28 | 17 | 35.0033 | 35.19 | 35.1767 | 35.47 | 0% | 0 | 0 | 0 | 0 | 0 | 0 | 0 | 0 | 58.27% | 72.1427 | 2525.2365 | 99.41% | 836.5017 | 29670.7152
11 | 28 | 18 | 29.5667 | 29.71 | 29.7 | 26.2167 | 0% | 0 | 0 | 0 | 0 | 0 | 0 | 0 | 0 | 56.56% | 70.0187 | 2070.22 | 99.06% | 833.5124 | 21851.917
11 | 28 | 19 | 29.6667 | 29.82 | 29.7967 | 30 | 0% | 0 | 0 | 0 | 0 | 0 | 0 | 0 | 0 | 57.61% | 71.3187 | 2115.7871 | 98.86% | 831.8347 | 24955.042
11 | 28 | 20 | 30.1267 | 30.2733 | 30.2633 | 30.4733 | 0% | 0 | 0 | 0 | 0 | 0 | 0 | 0 | 0 | 58.66% | 72.618 | 2187.7385 | 95.53% | 803.8477 | 24495.9192
11 | 28 | 21 | 33.0933 | 33.2267 | 33.2467 | 33.49 | 0% | 0 | 0 | 0 | 0 | 0 | 0 | 0 | 0 | 58.06% | 71.8776 | 2378.6678 | 88.74% | 746.6991 | 25006.9538
11 | 28 | 22 | 32.09 | 32.3333 | 32.33 | 32.5733 | 0% | 0 | 0 | 0 | 0 | 0 | 0 | 0 | 0 | 56.22% | 69.6018 | 2233.5226 | 82.6% | 695.0672 | 22640.6558
11 | 28 | 23 | 30.37 | 30.6 | 30.5467 | 31.06 | 0% | 0 | 0 | 0 | 0 | 0 | 0 | 0 | 0 | 51.07% | 63.2307 | 1920.3151 | 77.3% | 650.4294 | 20202.3377
11 | 29 | 0 | 35.9967 | 36.61 | 36.4067 | 36.5867 | 0% | 0 | 0 | 0 | 0 | 0 | 0 | 0 | 0 | 44.49% | 55.0796 | 1982.6818 | 63.71% | 536.0881 | 19613.6748
11 | 29 | 1 | 32.2633 | 32.9133 | 32.7333 | 32.9033 | 0% | 0 | 0 | 0 | 0 | 0 | 0 | 0 | 0 | 39.57% | 48.9882 | 1580.5241 | 53.66% | 451.5463 | 14857.3788
11 | 29 | 2 | 28.3667 | 28.9067 | 28.79 | 28.9467 | 0% | 0 | 0 | 0 | 0 | 0 | 0 | 0 | 0 | 37.32% | 46.205 | 1310.6831 | 46.76% | 393.4323 | 11388.554
11 | 29 | 3 | 27.38 | 27.7867 | 27.7133 | 27.8733 | 0% | 0 | 0 | 0 | 0 | 0 | 0 | 0 | 0 | 36.18% | 44.7949 | 1226.4834 | 40.04% | 336.8878 | 9390.1856
11 | 29 | 4 | 28.0767 | 28.52 | 28.43 | 28.5767 | 0% | 0 | 0 | 0 | 0 | 0 | 0 | 0 | 0 | 40.36% | 49.9659 | 1402.8766 | 38.22% | 321.5764 | 9189.5804
11 | 29 | 5 | 28.09 | 28.4567 | 28.3833 | 28.54 | 0% | 0 | 0 | 0 | 0 | 0 | 0 | 0 | 0 | 40.94% | 50.687 | 1423.7968 | 34.96% | 294.2147 | 8396.8875
11 | 29 | 6 | 31.4067 | 31.5067 | 31.53 | 31.7633 | 0% | 0 | 0 | 0 | 0 | 0 | 0 | 0 | 0 | 43.88% | 54.3287 | 1706.2841 | 30.76% | 258.8024 | 8220.4281
11 | 29 | 7 | 55.9867 | 56.2333 | 56.2633 | 56.7267 | 3.185% | 3.549 | 0.7098 | 0.7098 | 0.7098 | 198.697 | 39.9145 | 39.9358 | 40.2647 | 50.93% | 63.0488 | 3529.8933 | 26.63% | 224.1109 | 12713.0657
11 | 29 | 8 | 42.5867 | 42.7533 | 42.7867 | 43.1533 | 11.64% | 12.9714 | 2.5943 | 2.5943 | 2.5943 | 552.4095 | 110.9143 | 111.0008 | 111.952 | 48.2% | 59.6709 | 2541.1831 | 22.1% | 185.9792 | 8025.6221
11 | 29 | 9 | 36.26 | 36.4633 | 36.4733 | 36.7633 | 11.1% | 12.3653 | 2.4731 | 2.4731 | 2.4731 | 448.3656 | 90.176 | 90.2007 | 90.9179 | 32.87% | 40.6975 | 1475.6899 | 18.64% | 156.8472 | 5766.227
11 | 29 | 10 | 34.4267 | 34.5267 | 34.5467 | 34.8 | 7.541% | 8.4036 | 1.6807 | 1.6807 | 1.6807 | 289.3065 | 58.0294 | 58.063 | 58.4888 | 19.33% | 23.9289 | 823.7907 | 19.93% | 167.7008 | 5835.989
11 | 29 | 11 | 32.45 | 32.5433 | 32.57 | 32.8333 | 10.58% | 11.7857 | 2.3571 | 2.3571 | 2.3571 | 382.4473 | 76.7095 | 76.7723 | 77.393 | 13.71% | 16.97 | 550.6773 | 21.39% | 179.9492 | 5908.3325
11 | 29 | 12 | 31.8433 | 31.9433 | 31.9733 | 32.2767 | 10.36% | 11.5404 | 2.3081 | 2.3081 | 2.3081 | 367.4864 | 73.7281 | 73.7973 | 74.4974 | 10.3% | 12.7542 | 406.1366 | 25.26% | 212.5686 | 6861.0053
11 | 29 | 13 | 29.8367 | 29.9333 | 29.9733 | 30.2567 | 7.437% | 8.288 | 1.6576 | 1.6576 | 1.6576 | 247.2868 | 49.6176 | 49.6839 | 50.1536 | 9.368% | 11.5983 | 346.0533 | 34.08% | 286.8095 | 8677.899
11 | 29 | 14 | 30.03 | 30.1367 | 30.1833 | 30.4567 | 4.467% | 4.9775 | 0.9955 | 0.9955 | 0.9955 | 149.4745 | 30.0011 | 30.0475 | 30.3196 | 10.97% | 13.5814 | 407.8497 | 39.44% | 331.8334 | 10106.5393
11 | 29 | 15 | 31.9033 | 32.03 | 32.09 | 32.4133 | 0.611% | 0.68089 | 0.13618 | 0.13618 | 0.13618 | 21.7225 | 4.3618 | 4.3699 | 4.414 | 21.7% | 26.8662 | 857.1203 | 41.39% | 348.3095 | 11289.8709
11 | 29 | 16 | 41.98 | 42.1233 | 42.15 | 42.47 | 0.001109% | 0.0012357 | 0.00024715 | 0.00024715 | 0.00024715 | 0.051876 | 0.010411 | 0.010417 | 0.010496 | 39.93% | 49.4331 | 2075.203 | 48.27% | 406.1384 | 17248.6965
11 | 29 | 17 | 44.5767 | 44.7267 | 44.7567 | 45.0867 | 0% | 0 | 0 | 0 | 0 | 0 | 0 | 0 | 0 | 58.69% | 72.6557 | 3238.748 | 57.67% | 485.2796 | 21879.6387
11 | 29 | 18 | 43.2633 | 43.42 | 43.4133 | 43.6967 | 0% | 0 | 0 | 0 | 0 | 0 | 0 | 0 | 0 | 74.73% | 92.5221 | 4002.8123 | 68.2% | 573.8327 | 25074.5777
11 | 29 | 19 | 36.6733 | 36.8 | 36.81 | 37.0933 | 0% | 0 | 0 | 0 | 0 | 0 | 0 | 0 | 0 | 72.79% | 90.1196 | 3304.9848 | 63.03% | 530.4004 | 19674.3202
11 | 29 | 20 | 34.0233 | 34.18 | 34.1267 | 34.3867 | 0% | 0 | 0 | 0 | 0 | 0 | 0 | 0 | 0 | 57.32% | 70.9611 | 2414.3343 | 68.7% | 578.0647 | 19877.7172
11 | 29 | 21 | 30.59 | 30.73 | 30.7067 | 30.9467 | 0% | 0 | 0 | 0 | 0 | 0 | 0 | 0 | 0 | 52.77% | 65.3363 | 1998.6382 | 81.07% | 682.2022 | 21111.8839
11 | 29 | 22 | 41.78 | 41.9567 | 41.95 | 42.3033 | 0% | 0 | 0 | 0 | 0 | 0 | 0 | 0 | 0 | 51.95% | 64.3204 | 2687.3077 | 84.63% | 712.1111 | 30124.6749
11 | 29 | 23 | 27.7067 | 27.8167 | 27.82 | 28.05 | 0% | 0 | 0 | 0 | 0 | 0 | 0 | 0 | 0 | 47.4% | 58.6847 | 1625.9583 | 85.57% | 719.9933 | 20195.8129
11 | 30 | 0 | 29.0467 | 29.1167 | 29.1367 | 29.37 | 0% | 0 | 0 | 0 | 0 | 0 | 0 | 0 | 0 | 39.41% | 48.7867 | 1417.0897 | 90.7% | 763.1875 | 22414.817
11 | 30 | 1 | 26.33 | 26.5267 | 26.3333 | 26.45 | 0% | 0 | 0 | 0 | 0 | 0 | 0 | 0 | 0 | 34.07% | 42.1858 | 1110.7521 | 91.4% | 769.1128 | 20343.0335
11 | 30 | 2 | 23.2833 | 23.4433 | 23.4133 | 23.58 | 0% | 0 | 0 | 0 | 0 | 0 | 0 | 0 | 0 | 34.53% | 42.7551 | 995.4806 | 86.81% | 730.459 | 17224.2243
11 | 30 | 3 | 22.2967 | 22.5533 | 22.4833 | 22.6133 | 0% | 0 | 0 | 0 | 0 | 0 | 0 | 0 | 0 | 41.93% | 51.9058 | 1157.3257 | 84.11% | 707.7678 | 16004.9899
11 | 30 | 4 | 18.1533 | 18.3067 | 18.27 | 18.3833 | 0% | 0 | 0 | 0 | 0 | 0 | 0 | 0 | 0 | 42.84% | 53.0377 | 962.811 | 80.24% | 675.1431 | 12411.3805
11 | 30 | 5 | 24.1467 | 24.4067 | 24.17 | 24.31 | 0% | 0 | 0 | 0 | 0 | 0 | 0 | 0 | 0 | 54.77% | 67.8091 | 1637.3645 | 74.53% | 627.1352 | 15245.6569
11 | 30 | 6 | 40.3067 | 40.44 | 40.3933 | 40.6533 | 0% | 0 | 0 | 0 | 0 | 0 | 0 | 0 | 0 | 56.33% | 69.7375 | 2810.8879 | 71% | 597.4146 | 24286.8929
11 | 30 | 7 | 34.9167 | 35.0367 | 35.0133 | 35.29 | 1.414% | 1.5756 | 0.31511 | 0.31511 | 0.31511 | 55.013 | 11.0404 | 11.0331 | 11.1202 | 44.58% | 55.1901 | 1927.0554 | 71.28% | 599.8076 | 21167.2111
11 | 30 | 8 | 42.2967 | 42.5767 | 42.4833 | 42.81 | 5.072% | 5.6516 | 1.1303 | 1.1303 | 1.1303 | 239.0436 | 48.1252 | 48.0197 | 48.389 | 35.38% | 43.7962 | 1852.4324 | 67.78% | 570.3511 | 24416.7301
11 | 30 | 9 | 32.84 | 33.01 | 32.9467 | 33.1967 | 7.598% | 8.4666 | 1.6933 | 1.6933 | 1.6933 | 278.0425 | 55.8964 | 55.7891 | 56.2124 | 27.59% | 34.163 | 1121.9124 | 54.81% | 461.1757 | 15309.4952
11 | 30 | 10 | 34.03 | 34.1667 | 34.1467 | 34.4233 | 8.425% | 9.3884 | 1.8777 | 1.8777 | 1.8777 | 319.4883 | 64.1543 | 64.1167 | 64.6362 | 29.64% | 36.6919 | 1248.6261 | 38.53% | 324.2502 | 11161.7731
11 | 30 | 11 | 32.7833 | 32.94 | 32.93 | 33.2367 | 9.87% | 10.9986 | 2.1997 | 2.1997 | 2.1997 | 360.5702 | 72.4587 | 72.4367 | 73.1112 | 25.09% | 31.0664 | 1018.4614 | 30.16% | 253.7694 | 8434.4486
11 | 30 | 12 | 30.5633 | 30.7167 | 30.72 | 30.9833 | 8.29% | 9.2383 | 1.8477 | 1.8477 | 1.8477 | 282.3529 | 56.7539 | 56.7601 | 57.2466 | 21.2% | 26.2443 | 802.1141 | 22.5% | 189.2988 | 5865.1088
11 | 30 | 13 | 29.1067 | 29.2333 | 29.24 | 29.5067 | 11.12% | 12.3937 | 2.4787 | 2.4787 | 2.4787 | 360.7398 | 72.4619 | 72.4785 | 73.1395 | 23.05% | 28.5354 | 830.5712 | 22.5% | 189.2948 | 5585.4598
11 | 30 | 14 | 29.8233 | 29.97 | 29.9733 | 30.26 | 5.164% | 5.7548 | 1.151 | 1.151 | 1.151 | 171.6267 | 34.4941 | 34.498 | 34.8279 | 22.41% | 27.7419 | 827.3548 | 21.75% | 183.0567 | 5539.2967
11 | 30 | 15 | 31.0767 | 31.23 | 31.2067 | 31.4833 | 2.449% | 2.7291 | 0.54582 | 0.54582 | 0.54582 | 84.8114 | 17.046 | 17.0332 | 17.1842 | 22.44% | 27.7793 | 863.289 | 39.48% | 332.2033 | 10458.8666
11 | 30 | 16 | 32.1567 | 32.3467 | 32.24 | 32.4733 | 0.01109% | 0.012357 | 0.0024715 | 0.0024715 | 0.0024715 | 0.39737 | 0.079943 | 0.07968 | 0.080256 | 24.34% | 30.1371 | 969.1093 | 41.78% | 351.5542 | 11416.1375
11 | 30 | 17 | 40.85 | 41.1 | 40.9967 | 41.2733 | 0% | 0 | 0 | 0 | 0 | 0 | 0 | 0 | 0 | 28.91% | 35.7973 | 1462.3179 | 36.87% | 310.2293 | 12804.1992
11 | 30 | 18 | 39.4267 | 39.6733 | 39.5633 | 39.8267 | 0% | 0 | 0 | 0 | 0 | 0 | 0 | 0 | 0 | 38.35% | 47.4746 | 1871.7634 | 29.52% | 248.366 | 9891.59
11 | 30 | 19 | 37.6433 | 37.8733 | 37.7933 | 38.01 | 0% | 0 | 0 | 0 | 0 | 0 | 0 | 0 | 0 | 40.37% | 49.9742 | 1881.1944 | 34.47% | 290.0401 | 11024.4246
11 | 30 | 20 | 32.1967 | 32.3667 | 32.32 | 32.55 | 0% | 0 | 0 | 0 | 0 | 0 | 0 | 0 | 0 | 44.7% | 55.3352 | 1781.6083 | 59.81% | 503.3071 | 16382.6456
11 | 30 | 21 | 35.4367 | 35.9833 | 35.7967 | 35.9867 | 0% | 0 | 0 | 0 | 0 | 0 | 0 | 0 | 0 | 39.06% | 48.3544 | 1713.5172 | 75.4% | 634.4529 | 22831.8433
11 | 30 | 22 | 27.4467 | 27.5933 | 27.5367 | 27.7267 | 0% | 0 | 0 | 0 | 0 | 0 | 0 | 0 | 0 | 28.97% | 35.8638 | 984.3429 | 82.68% | 695.6873 | 19289.0899
11 | 30 | 23 | 27.7267 | 27.89 | 27.8033 | 27.9767 | 0% | 0 | 0 | 0 | 0 | 0 | 0 | 0 | 0 | 18.4% | 22.7801 | 631.6171 | 86.04% | 724.0213 | 20255.7013
12 | 1 | 0 | 17.8833 | 18.08 | 17.9967 | 18.0733 | 0% | 0 | 0 | 0 | 0 | 0 | 0 | 0 | 0 | 19.29% | 23.8768 | 426.9961 | 81.58% | 686.4481 | 12406.4044
12 | 1 | 1 | 23.5233 | 23.9233 | 23.8133 | 23.9267 | 0% | 0 | 0 | 0 | 0 | 0 | 0 | 0 | 0 | 32.24% | 39.9093 | 938.8003 | 77.4% | 651.2504 | 15582.2522
12 | 1 | 2 | 17.63 | 17.67 | 17.6833 | 17.8167 | 0% | 0 | 0 | 0 | 0 | 0 | 0 | 0 | 0 | 45.85% | 56.7677 | 1000.8144 | 68.81% | 578.9851 | 10315.5851
12 | 1 | 3 | 23.6133 | 23.7033 | 23.6833 | 23.8467 | 0% | 0 | 0 | 0 | 0 | 0 | 0 | 0 | 0 | 55.26% | 68.4085 | 1615.3537 | 64.17% | 539.9247 | 12875.404
12 | 1 | 4 | 19.7067 | 19.93 | 19.8833 | 20.0067 | 0% | 0 | 0 | 0 | 0 | 0 | 0 | 0 | 0 | 63.08% | 78.0923 | 1538.9383 | 54.69% | 460.1608 | 9206.2841
12 | 1 | 5 | 19.59 | 19.69 | 19.6867 | 19.83 | 0% | 0 | 0 | 0 | 0 | 0 | 0 | 0 | 0 | 68.53% | 84.8402 | 1662.0197 | 47.22% | 397.2946 | 7878.3523
12 | 1 | 6 | 25.2433 | 25.3567 | 25.31 | 25.4867 | 0% | 0 | 0 | 0 | 0 | 0 | 0 | 0 | 0 | 70.07% | 86.748 | 2189.8092 | 40.72% | 342.6095 | 8731.974
12 | 1 | 7 | 25.3 | 25.4167 | 25.4033 | 25.6133 | 1.196% | 1.3327 | 0.26655 | 0.26655 | 0.26655 | 33.7181 | 6.7747 | 6.7712 | 6.8271 | 69.57% | 86.1287 | 2179.0558 | 36.65% | 308.4115 | 7899.4455
12 | 1 | 8 | 28.99 | 29.1267 | 29.1133 | 29.36 | 4.453% | 4.9621 | 0.99241 | 0.99241 | 0.99241 | 143.8501 | 28.9056 | 28.8924 | 29.1372 | 72.3% | 89.507 | 2594.8076 | 40.17% | 337.993 | 9923.4751
12 | 1 | 9 | 42.3967 | 42.55 | 42.5033 | 42.8433 | 3.047% | 3.3958 | 0.67916 | 0.67916 | 0.67916 | 143.9696 | 28.8981 | 28.8664 | 29.0973 | 66.95% | 82.8879 | 3514.171 | 46.85% | 394.1989 | 16888.7929
12 | 1 | 10 | 32.4867 | 32.6233 | 32.62 | 32.8633 | 1.416% | 1.578 | 0.3156 | 0.3156 | 0.3156 | 51.2647 | 10.2961 | 10.295 | 10.3718 | 63.9% | 79.1081 | 2569.9582 | 52.61% | 442.7071 | 14548.8323
12 | 1 | 11 | 36.3433 | 36.4933 | 36.4933 | 36.7467 | 3.218% | 3.5861 | 0.71722 | 0.71722 | 0.71722 | 130.33 | 26.1736 | 26.1736 | 26.3553 | 67.06% | 83.0275 | 3017.4971 | 53.44% | 449.6419 | 16522.8418
12 | 1 | 12 | 30.74 | 30.88 | 30.8767 | 31.12 | 5.027% | 5.6022 | 1.1204 | 1.1204 | 1.1204 | 172.2106 | 34.599 | 34.5952 | 34.8679 | 70.33% | 87.0683 | 2676.4792 | 51.82% | 436.0583 | 13570.1352
12 | 1 | 13 | 29.6767 | 29.8133 | 29.8 | 30.0267 | 2.375% | 2.6469 | 0.52939 | 0.52939 | 0.52939 | 78.5519 | 15.7827 | 15.7757 | 15.8957 | 71.14% | 88.0783 | 2613.8707 | 49.88% | 419.7245 | 12602.9278
12 | 1 | 14 | 32.3633 | 32.5167 | 32.5167 | 32.79 | 0.8189% | 0.91258 | 0.18252 | 0.18252 | 0.18252 | 29.5343 | 5.9348 | 5.9348 | 5.9847 | 68.81% | 85.1883 | 2756.9765 | 43.77% | 368.3029 | 12076.651
12 | 1 | 15 | 34.4333 | 34.59 | 34.5967 | 34.8933 | 0.1209% | 0.13469 | 0.026939 | 0.026939 | 0.026939 | 4.638 | 0.93181 | 0.93199 | 0.93999 | 56.83% | 70.3642 | 2422.8729 | 45.17% | 380.0628 | 13261.6595
12 | 1 | 16 | 33.6067 | 33.7533 | 33.7433 | 33.9867 | 0.002218% | 0.0024715 | 0.00049429 | 0.00049429 | 0.00049429 | 0.083057 | 0.016684 | 0.016679 | 0.016799 | 53.95% | 66.7958 | 2244.7837 | 45.07% | 379.2336 | 12888.8848
12 | 1 | 17 | 45.3533 | 45.54 | 45.4867 | 45.7567 | 0% | 0 | 0 | 0 | 0 | 0 | 0 | 0 | 0 | 46.28% | 57.3014 | 2598.8093 | 46.85% | 394.2531 | 18039.7063
12 | 1 | 18 | 47.61 | 47.8067 | 47.75 | 48.0033 | 0% | 0 | 0 | 0 | 0 | 0 | 0 | 0 | 0 | 49.5% | 61.2808 | 2917.5773 | 47.32% | 398.1953 | 19114.7032
12 | 1 | 19 | 77.8067 | 78.12 | 78.1267 | 78.7333 | 0% | 0 | 0 | 0 | 0 | 0 | 0 | 0 | 0 | 62.27% | 77.0986 | 5998.7827 | 44.78% | 376.8298 | 29669.0629
12 | 1 | 20 | 31.3433 | 31.4933 | 31.4767 | 31.7333 | 0% | 0 | 0 | 0 | 0 | 0 | 0 | 0 | 0 | 60.61% | 75.035 | 2351.8466 | 42.96% | 361.4978 | 11471.5299
12 | 1 | 21 | 38.3833 | 38.5667 | 38.5233 | 38.8267 | 0% | 0 | 0 | 0 | 0 | 0 | 0 | 0 | 0 | 57.8% | 71.5608 | 2746.7412 | 42.48% | 357.4378 | 13878.1199
12 | 1 | 22 | 29.2933 | 29.4467 | 29.4233 | 29.6767 | 0% | 0 | 0 | 0 | 0 | 0 | 0 | 0 | 0 | 56.17% | 69.5419 | 2037.1128 | 40.59% | 341.5381 | 10135.7131
12 | 1 | 23 | 37.41 | 37.5967 | 37.6167 | 37.9567 | 0% | 0 | 0 | 0 | 0 | 0 | 0 | 0 | 0 | 55.67% | 68.9188 | 2578.2508 | 36.85% | 310.0858 | 11769.8247
12 | 2 | 0 | 29.3367 | 29.4367 | 29.46 | 29.6933 | 0% | 0 | 0 | 0 | 0 | 0 | 0 | 0 | 0 | 53.28% | 65.9656 | 1935.2098 | 31.4% | 264.1999 | 7844.9771
12 | 2 | 1 | 25.2767 | 25.3567 | 25.37 | 25.5733 | 0% | 0 | 0 | 0 | 0 | 0 | 0 | 0 | 0 | 55.7% | 68.9623 | 1743.1371 | 26.45% | 222.5619 | 5691.6505
12 | 2 | 2 | 25.4167 | 25.4767 | 25.4833 | 25.6567 | 0% | 0 | 0 | 0 | 0 | 0 | 0 | 0 | 0 | 59.51% | 73.6786 | 1872.6652 | 21.46% | 180.5426 | 4632.1218
12 | 2 | 3 | 22.8733 | 22.91 | 22.8967 | 23.0433 | 0% | 0 | 0 | 0 | 0 | 0 | 0 | 0 | 0 | 64.13% | 79.4009 | 1816.1634 | 17.74% | 149.2656 | 3439.577
12 | 2 | 4 | 27.0833 | 27.1267 | 27.1167 | 27.2933 | 0% | 0 | 0 | 0 | 0 | 0 | 0 | 0 | 0 | 64.28% | 79.5787 | 2155.2566 | 12.66% | 106.5015 | 2906.7816
12 | 2 | 5 | 34.6333 | 34.6967 | 34.68 | 34.9133 | 0% | 0 | 0 | 0 | 0 | 0 | 0 | 0 | 0 | 65.1% | 80.5999 | 2791.4441 | 9.102% | 76.5869 | 2673.9051
12 | 2 | 6 | 29.1533 | 29.2333 | 29.2367 | 29.46 | 0% | 0 | 0 | 0 | 0 | 0 | 0 | 0 | 0 | 69.13% | 85.5805 | 2494.9576 | 6.803% | 57.2484 | 1686.5368
12 | 2 | 7 | 39.5267 | 39.6767 | 39.6233 | 39.9 | 1.219% | 1.3587 | 0.27174 | 0.27174 | 0.27174 | 53.7041 | 10.7816 | 10.7671 | 10.8423 | 71.92% | 89.0397 | 3519.4439 | 6.761% | 56.8897 | 2269.8996
12 | 2 | 8 | 63.86 | 64.1333 | 64.1867 | 64.7133 | 13.43% | 14.9702 | 2.994 | 2.994 | 2.994 | 955.9974 | 192.0179 | 192.1775 | 193.7544 | 72.99% | 90.3636 | 5770.618 | 8.308% | 69.9119 | 4524.2326
12 | 2 | 9 | 36.0833 | 36.2567 | 36.25 | 36.5433 | 26.32% | 29.3263 | 5.8653 | 5.8653 | 5.8653 | 1058.1892 | 212.6545 | 212.6154 | 214.3358 | 64.16% | 79.4362 | 2866.3217 | 10.29% | 86.5561 | 3163.048
12 | 2 | 10 | 38.3 | 38.4767 | 38.48 | 38.7733 | 31.36% | 34.9433 | 6.9887 | 6.9887 | 6.9887 | 1338.3266 | 268.9 | 268.9233 | 270.9733 | 49.97% | 61.8698 | 2369.6129 | 13.37% | 112.4778 | 4361.1405
12 | 2 | 11 | 55.4967 | 55.7267 | 55.7067 | 56.0633 | 30.37% | 33.8453 | 6.7691 | 6.7691 | 6.7691 | 1878.3019 | 377.2173 | 377.0819 | 379.4962 | 43.53% | 53.8926 | 2990.859 | 15.16% | 127.541 | 7150.3763
12 | 2 | 12 | 34.1133 | 34.2667 | 34.2733 | 34.5467 | 30.45% | 33.9318 | 6.7864 | 6.7864 | 6.7864 | 1157.5272 | 232.546 | 232.5913 | 234.4462 | 44.75% | 55.4052 | 1890.0547 | 16.55% | 139.2757 | 4811.5105
12 | 2 | 13 | 32.07 | 32.2133 | 32.2367 | 32.5033 | 29.85% | 33.2645 | 6.6529 | 6.6529 | 6.6529 | 1066.7931 | 214.3122 | 214.4674 | 216.2415 | 51.63% | 63.9263 | 2050.118 | 19.8% | 166.6136 | 5415.4976
12 | 2 | 14 | 30.9133 | 31.0633 | 31.0967 | 31.36 | 28.73% | 32.0164 | 6.4033 | 6.4033 | 6.4033 | 989.7347 | 198.9074 | 199.1209 | 200.8071 | 62.89% | 77.8658 | 2407.0914 | 22.64% | 190.529 | 5974.9882
12 | 2 | 15 | 30.9167 | 31.0533 | 31.0767 | 31.3233 | 15.96% | 17.7833 | 3.5567 | 3.5567 | 3.5567 | 549.8015 | 110.4464 | 110.5294 | 111.4067 | 71.32% | 88.2961 | 2729.8208 | 29.77% | 250.543 | 7847.8429
12 | 2 | 16 | 31.26 | 31.4067 | 31.4067 | 31.6333 | 0.27% | 0.3009 | 0.06018 | 0.06018 | 0.06018 | 9.4061 | 1.89 | 1.89 | 1.9037 | 82.78% | 102.4823 | 3203.5957 | 38.92% | 327.4795 | 10359.2694
12 | 2 | 17 | 34.64 | 34.8 | 34.7633 | 35.01 | 0% | 0 | 0 | 0 | 0 | 0 | 0 | 0 | 0 | 85.76% | 106.1726 | 3677.8185 | 54.67% | 460.0085 | 16104.8992
12 | 2 | 18 | 36 | 36.17 | 36.14 | 36.39 | 0% | 0 | 0 | 0 | 0 | 0 | 0 | 0 | 0 | 82.54% | 102.1868 | 3678.7263 | 71.21% | 599.1629 | 21803.5383
12 | 2 | 19 | 33.0033 | 33.2367 | 33.1967 | 33.4233 | 0% | 0 | 0 | 0 | 0 | 0 | 0 | 0 | 0 | 65.32% | 80.8709 | 2669.0088 | 85.05% | 715.6421 | 23919.1442
12 | 2 | 20 | 54.2333 | 54.4967 | 54.4333 | 54.7767 | 0% | 0 | 0 | 0 | 0 | 0 | 0 | 0 | 0 | 65.6% | 81.2126 | 4404.4321 | 92.25% | 776.2522 | 42520.5105
12 | 2 | 21 | 37.7133 | 37.8867 | 37.86 | 38.15 | 0% | 0 | 0 | 0 | 0 | 0 | 0 | 0 | 0 | 64.03% | 79.2662 | 2989.3942 | 97.71% | 822.1657 | 31365.6225
12 | 2 | 22 | 29.5 | 29.62 | 29.6167 | 29.85 | 0% | 0 | 0 | 0 | 0 | 0 | 0 | 0 | 0 | 65.38% | 80.9443 | 2387.8576 | 98.98% | 832.8559 | 24860.7489
12 | 2 | 23 | 25.98 | 26.12 | 26.09 | 26.27 | 0% | 0 | 0 | 0 | 0 | 0 | 0 | 0 | 0 | 82.05% | 101.5836 | 2639.141 | 99.76% | 839.469 | 22052.8512
12 | 3 | 0 | 29.42 | 29.9333 | 29.69 | 29.7567 | 0% | 0 | 0 | 0 | 0 | 0 | 0 | 0 | 0 | 89.58% | 110.8995 | 3262.6625 | 99.89% | 840.5446 | 25011.8062
12 | 3 | 1 | 25.88 | 26.1133 | 25.8967 | 25.9433 | 0% | 0 | 0 | 0 | 0 | 0 | 0 | 0 | 0 | 89.05% | 110.2536 | 2853.3633 | 99.96% | 841.101 | 21820.9645
12 | 3 | 2 | 19.72 | 19.69 | 19.5967 | 19.6633 | 0% | 0 | 0 | 0 | 0 | 0 | 0 | 0 | 0 | 92.72% | 114.795 | 2263.757 | 99.93% | 840.8727 | 16534.3608
12 | 3 | 3 | 15.9 | 15.9133 | 15.9133 | 15.99 | 0% | 0 | 0 | 0 | 0 | 0 | 0 | 0 | 0 | 87.3% | 108.0763 | 1718.4136 | 99.95% | 841.0599 | 13448.5483
12 | 3 | 4 | 17.95 | 17.9567 | 17.9533 | 18.0367 | 0% | 0 | 0 | 0 | 0 | 0 | 0 | 0 | 0 | 79.74% | 98.7279 | 1772.1659 | 99.47% | 836.9922 | 15096.5488
12 | 3 | 5 | 20.9933 | 21 | 20.97 | 21.08 | 0% | 0 | 0 | 0 | 0 | 0 | 0 | 0 | 0 | 82.99% | 102.7412 | 2156.8798 | 99.75% | 839.3515 | 17693.5292
12 | 3 | 6 | 20.37 | 20.44 | 20.45 | 20.5967 | 0% | 0 | 0 | 0 | 0 | 0 | 0 | 0 | 0 | 86.64% | 107.2635 | 2184.9565 | 99.9% | 840.6265 | 17314.1045
12 | 3 | 7 | 18.0167 | 18.0933 | 18.11 | 19.1367 | 0.9359% | 1.043 | 0.20859 | 0.20859 | 0.20859 | 18.7905 | 3.7741 | 3.7776 | 3.9917 | 87.77% | 108.6601 | 1957.6932 | 98.68% | 830.3438 | 15890.0125
12 | 3 | 8 | 25.63 | 25.7567 | 25.79 | 26.7633 | 18.93% | 21.1006 | 4.2201 | 4.2201 | 4.2201 | 540.8096 | 108.6965 | 108.8371 | 112.9447 | 88.78% | 109.9119 | 2817.0416 | 97.63% | 821.5405 | 21987.163
12 | 3 | 9 | 28.2267 | 28.37 | 28.4067 | 28.9367 | 32.28% | 35.9738 | 7.1948 | 7.1948 | 7.1948 | 1015.4218 | 204.1156 | 204.3794 | 208.1927 | 96.81% | 119.8584 | 3383.2029 | 92.86% | 781.377 | 22610.4468
12 | 3 | 10 | 39.48 | 39.64 | 39.6367 | 40.4033 | 43.86% | 48.8804 | 9.7761 | 9.7761 | 9.7761 | 1929.7979 | 387.5238 | 387.4912 | 394.9862 | 95.91% | 118.7404 | 4687.8715 | 89.35% | 751.8298 | 30376.429
12 | 3 | 11 | 23.8067 | 23.93 | 23.9767 | 25.8167 | 41.28% | 46.0055 | 9.2011 | 9.2011 | 9.2011 | 1095.237 | 220.1822 | 220.6116 | 237.5416 | 95.23% | 117.8969 | 2806.7312 | 88.29% | 742.9294 | 19179.9606
12 | 3 | 12 | 24.5467 | 24.6767 | 24.7367 | 25.07 | 42.88% | 47.7818 | 9.5564 | 9.5564 | 9.5564 | 1172.8847 | 235.8193 | 236.3927 | 239.5781 | 93.37% | 115.5991 | 2837.5726 | 86.01% | 723.7064 | 18143.319
12 | 3 | 13 | 28.48 | 28.6267 | 28.6933 | 29.1067 | 41.89% | 46.6771 | 9.3354 | 9.3354 | 9.3354 | 1329.3636 | 267.2419 | 267.8643 | 271.7229 | 90.55% | 112.1111 | 3192.9237 | 83.39% | 701.7117 | 20424.4886
12 | 3 | 14 | 26.2867 | 26.43 | 26.5 | 27.0067 | 33.56% | 37.3931 | 7.4786 | 7.4786 | 7.4786 | 982.9394 | 197.6598 | 198.1833 | 201.9725 | 91.62% | 113.4336 | 2981.7904 | 85.24% | 717.2184 | 19369.6795
12 | 3 | 15 | 27.82 | 27.9733 | 28.0433 | 22.36 | 17.43% | 19.4219 | 3.8844 | 3.8844 | 3.8844 | 540.3176 | 108.6591 | 108.931 | 86.8548 | 89.03% | 110.2193 | 3066.3007 | 86.75% | 729.9268 | 16321.1644
12 | 3 | 16 | 26.8367 | 26.9733 | 27.0167 | 21.2967 | 0.7463% | 0.83164 | 0.16633 | 0.16633 | 0.16633 | 22.3185 | 4.4864 | 4.4936 | 3.5422 | 87.91% | 108.8315 | 2920.675 | 88.91% | 748.1694 | 15933.5142
12 | 3 | 17 | 31.0533 | 31.2033 | 31.24 | 31.4533 | 0% | 0 | 0 | 0 | 0 | 0 | 0 | 0 | 0 | 86.31% | 106.8568 | 3318.2612 | 90.72% | 763.3478 | 24009.8315
12 | 3 | 18 | 30.04 | 30.1733 | 30.18 | 30.4533 | 0% | 0 | 0 | 0 | 0 | 0 | 0 | 0 | 0 | 80.27% | 99.3768 | 2985.28 | 96.04% | 808.1654 | 24611.3297
12 | 3 | 19 | -25.64 | -25.5933 | -25.3533 | -25.47 | 0% | 0 | 0 | 0 | 0 | 0 | 0 | 0 | 0 | 75.86% | 93.9148 | -2407.9752 | 98.21% | 826.4238 | -21049.0145
12 | 3 | 20 | 28.3433 | 28.4833 | 28.5167 | 28.7267 | 0% | 0 | 0 | 0 | 0 | 0 | 0 | 0 | 0 | 68.48% | 84.7761 | 2402.8363 | 94.65% | 796.4767 | 22880.1208
12 | 3 | 21 | 24.4567 | 24.5733 | 24.61 | 24.95 | 0% | 0 | 0 | 0 | 0 | 0 | 0 | 0 | 0 | 66.63% | 82.4937 | 2017.5198 | 90.92% | 765.0353 | 19087.6303
12 | 3 | 22 | 20.0367 | 20.1333 | 20.1667 | 20.4733 | 0% | 0 | 0 | 0 | 0 | 0 | 0 | 0 | 0 | 66.44% | 82.2515 | 1648.046 | 87.35% | 735.0058 | 15048.0179
12 | 3 | 23 | 18.8267 | 18.91 | 18.92 | 19.06 | 0% | 0 | 0 | 0 | 0 | 0 | 0 | 0 | 0 | 61.37% | 75.978 | 1430.4121 | 82.44% | 693.7375 | 13222.636
12 | 4 | 0 | 24.3 | 24.3667 | 24.4 | 24.5533 | 0% | 0 | 0 | 0 | 0 | 0 | 0 | 0 | 0 | 57.12% | 70.7189 | 1718.4681 | 76.97% | 647.7 | 15903.1944
12 | 4 | 1 | 37.8633 | 37.9033 | 37.9633 | 38.17 | 0% | 0 | 0 | 0 | 0 | 0 | 0 | 0 | 0 | 43.72% | 54.1323 | 2049.6302 | 71.13% | 598.4952 | 22844.561
12 | 4 | 2 | 31.7933 | 31.8267 | 31.8633 | 32.04 | 0% | 0 | 0 | 0 | 0 | 0 | 0 | 0 | 0 | 40.42% | 50.0413 | 1590.9786 | 63.36% | 533.1678 | 17082.6959
12 | 4 | 3 | 27.24 | 27.2767 | 27.2867 | 27.43 | 0% | 0 | 0 | 0 | 0 | 0 | 0 | 0 | 0 | 39.15% | 48.4636 | 1320.1485 | 54.57% | 459.1809 | 12595.3332
12 | 4 | 4 | 20.9433 | 20.99 | 21 | 21.1167 | 0% | 0 | 0 | 0 | 0 | 0 | 0 | 0 | 0 | 44.7% | 55.3403 | 1159.0111 | 49.95% | 420.2905 | 8875.1351
12 | 4 | 5 | 18.4833 | 18.5367 | 18.5533 | 18.67 | 0% | 0 | 0 | 0 | 0 | 0 | 0 | 0 | 0 | 53.98% | 66.8322 | 1235.2825 | 44.18% | 371.7549 | 6940.6631
12 | 4 | 6 | 27.97 | 28.0633 | 28.0733 | 28.25 | 0% | 0 | 0 | 0 | 0 | 0 | 0 | 0 | 0 | 53.15% | 65.8075 | 1840.6353 | 36.07% | 303.5314 | 8574.7617
12 | 4 | 7 | 31.38 | 31.5033 | 31.52 | 31.7433 | 1.898% | 2.1156 | 0.42311 | 0.42311 | 0.42311 | 66.3864 | 13.3295 | 13.3365 | 13.431 | 53.67% | 66.4416 | 2084.9367 | 27.5% | 231.4165 | 7345.9295
12 | 4 | 8 | 30.0367 | 30.1767 | 30.2033 | 30.26 | 15.13% | 16.8603 | 3.3721 | 3.3721 | 3.3721 | 506.4257 | 101.7572 | 101.8472 | 102.0382 | 47.66% | 59.0058 | 1772.3371 | 21.71% | 182.7145 | 5528.9416
12 | 4 | 9 | 29.4267 | 29.5767 | 29.62 | 29.38 | 27.37% | 30.5039 | 6.1008 | 6.1008 | 6.1008 | 897.6283 | 180.4408 | 180.7051 | 179.241 | 43.79% | 54.2094 | 1595.2009 | 15.33% | 128.9535 | 3788.6549
12 | 4 | 10 | 29.65 | 29.8033 | 29.8533 | 30.1133 | 38.77% | 43.2035 | 8.6407 | 8.6407 | 8.6407 | 1280.9828 | 257.5215 | 257.9535 | 260.2001 | 48.57% | 60.1288 | 1782.8194 | 9.638% | 81.0968 | 2442.0959
12 | 4 | 11 | 28.3233 | 28.4667 | 28.5267 | 28.99 | 41.36% | 46.0914 | 9.2183 | 9.2183 | 9.2183 | 1305.4609 | 262.4135 | 262.9666 | 267.2377 | 51.55% | 63.825 | 1807.737 | 4.823% | 40.5871 | 1176.6199
12 | 4 | 12 | 28.01 | 28.1567 | 28.2167 | 28.8667 | 40.07% | 44.6585 | 8.9317 | 8.9317 | 8.9317 | 1250.8855 | 251.4871 | 252.023 | 257.8286 | 53.61% | 66.3676 | 1858.9553 | 2.776% | 23.3582 | 674.2741
12 | 4 | 13 | 26.14 | 26.2667 | 26.3333 | 26.5833 | 36.06% | 40.1821 | 8.0364 | 8.0364 | 8.0364 | 1050.3605 | 211.09 | 211.6258 | 213.6349 | 55.31% | 68.4711 | 1789.8333 | 1.53% | 12.8743 | 342.241
12 | 4 | 14 | 26.85 | 26.98 | 27.0567 | 27.43 | 30.85% | 34.3736 | 6.8747 | 6.8747 | 6.8747 | 922.9307 | 185.4799 | 186.0069 | 188.5735 | 51.97% | 64.3387 | 1727.4939 | 1.382% | 11.6258 | 318.8959
12 | 4 | 15 | 27.3533 | 27.4833 | 27.5533 | 21.9033 | 15.38% | 17.1352 | 3.427 | 3.427 | 3.427 | 468.7048 | 94.1865 | 94.4264 | 75.0636 | 43.56% | 53.9344 | 1475.2865 | 1.821% | 15.3209 | 335.5792
12 | 4 | 16 | 28.9267 | 29.0433 | 29.0933 | 27.4833 | 0.2634% | 0.29349 | 0.058697 | 0.058697 | 0.058697 | 8.4895 | 1.7048 | 1.7077 | 1.6132 | 50.53% | 62.5529 | 1809.4456 | 2.666% | 22.4345 | 616.5762
12 | 4 | 17 | 56.6833 | 56.9433 | 57.0233 | 57.2433 | 0% | 0 | 0 | 0 | 0 | 0 | 0 | 0 | 0 | 55.43% | 68.6294 | 3890.1416 | 3.81% | 32.0573 | 1835.0667
12 | 4 | 18 | 63.3733 | 63.5567 | 63.5433 | 63.9267 | 0% | 0 | 0 | 0 | 0 | 0 | 0 | 0 | 0 | 46.64% | 57.7387 | 3659.095 | 4.462% | 37.5483 | 2400.3348
12 | 4 | 19 | 39.6667 | 39.7967 | 39.7733 | 40.0567 | 0% | 0 | 0 | 0 | 0 | 0 | 0 | 0 | 0 | 41.27% | 51.0973 | 2026.8612 | 4.593% | 38.6518 | 1548.2641
12 | 4 | 20 | 31.41 | 31.5267 | 31.53 | 31.77 | 0% | 0 | 0 | 0 | 0 | 0 | 0 | 0 | 0 | 37.58% | 46.5262 | 1461.3889 | 3.223% | 27.1201 | 861.6059
12 | 4 | 21 | 38.0833 | 38.2067 | 38.2333 | 38.5633 | 0% | 0 | 0 | 0 | 0 | 0 | 0 | 0 | 0 | 39.19% | 48.5156 | 1847.6368 | 2.492% | 20.9728 | 808.7798
12 | 4 | 22 | 26.5367 | 26.6433 | 26.6733 | 26.9233 | 0% | 0 | 0 | 0 | 0 | 0 | 0 | 0 | 0 | 31.56% | 39.0691 | 1036.7626 | 2.809% | 23.6405 | 636.4819
12 | 4 | 23 | 26.0333 | 26.1367 | 26.1433 | 26.3667 | 0% | 0 | 0 | 0 | 0 | 0 | 0 | 0 | 0 | 27.79% | 34.401 | 895.5716 | 2.64% | 22.2138 | 585.7046
12 | 5 | 0 | 24.9867 | 25.06 | 25.05 | 25.2167 | 0% | 0 | 0 | 0 | 0 | 0 | 0 | 0 | 0 | 24.83% | 30.7397 | 768.0831 | 2.307% | 19.4099 | 489.4523
12 | 5 | 1 | 27.68 | 27.7967 | 27.6233 | 27.7367 | 0% | 0 | 0 | 0 | 0 | 0 | 0 | 0 | 0 | 17.65% | 21.8476 | 604.7422 | 3.364% | 28.3083 | 785.1774
12 | 5 | 2 | 28.3967 | 28.5033 | 28.2867 | 28.3767 | 0% | 0 | 0 | 0 | 0 | 0 | 0 | 0 | 0 | 8.619% | 10.6709 | 303.0192 | 3.591% | 30.217 | 857.4565
12 | 5 | 3 | 25.4 | 25.5067 | 25.2933 | 25.36 | 0% | 0 | 0 | 0 | 0 | 0 | 0 | 0 | 0 | 4.162% | 5.1524 | 130.8699 | 4.995% | 42.0285 | 1065.8433
12 | 5 | 4 | 26.6667 | 26.7667 | 26.5867 | 26.7067 | 0% | 0 | 0 | 0 | 0 | 0 | 0 | 0 | 0 | 0.1296% | 0.16046 | 4.2789 | 5.945% | 50.024 | 1335.9748
12 | 5 | 5 | 23.7967 | 23.85 | 23.8033 | 23.94 | 0% | 0 | 0 | 0 | 0 | 0 | 0 | 0 | 0 | 0.1246% | 0.15428 | 3.6714 | 8.654% | 72.8183 | 1743.2702
12 | 5 | 6 | 29.2367 | 29.3067 | 29.3033 | 29.5067 | 0% | 0 | 0 | 0 | 0 | 0 | 0 | 0 | 0 | 0.08605% | 0.10653 | 3.1146 | 12.41% | 104.4022 | 3080.5614
12 | 5 | 7 | 39.4133 | 39.55 | 39.4933 | 39.8067 | 1.429% | 1.5929 | 0.31857 | 0.31857 | 0.31857 | 62.7796 | 12.5995 | 12.5814 | 12.6812 | 0.2812% | 0.34817 | 13.7224 | 18.39% | 154.7348 | 6159.4762
12 | 5 | 8 | 56.53 | 56.68 | 56.6333 | 57.0767 | 25.3% | 28.1919 | 5.6384 | 5.6384 | 5.6384 | 1593.6859 | 319.5829 | 319.3198 | 321.8195 | 0.526% | 0.65116 | 36.8103 | 26.43% | 222.3866 | 12693.0885
12 | 5 | 9 | 28.0333 | 28.1567 | 28.1633 | 30.1 | 34.95% | 38.9526 | 7.7905 | 7.7905 | 7.7905 | 1091.9703 | 219.3549 | 219.4068 | 234.4945 | 0.5056% | 0.62591 | 17.5464 | 30.66% | 257.9536 | 7764.4046
12 | 5 | 10 | 30.1833 | 30.3167 | 30.3367 | 31.26 | 36.72% | 40.9186 | 8.1837 | 8.1837 | 8.1837 | 1235.06 | 248.1032 | 248.2668 | 255.8231 | 0.8789% | 1.0881 | 32.8418 | 51.23% | 431.0589 | 13474.9011
12 | 5 | 11 | 31.67 | 31.8033 | 31.8367 | 33.1833 | 32.3% | 35.9899 | 7.198 | 7.198 | 7.198 | 1139.8005 | 228.9198 | 229.1598 | 238.8531 | 0.5602% | 0.69352 | 21.9637 | 55.06% | 463.2934 | 15373.6188
12 | 5 | 12 | 24.8167 | 24.9267 | 24.9867 | 30.51 | 28.41% | 31.6575 | 6.3315 | 6.3315 | 6.3315 | 785.6325 | 157.823 | 158.2029 | 193.1738 | 0.3021% | 0.37399 | 9.2813 | 66.33% | 558.1302 | 17028.552
12 | 5 | 13 | 32.72 | 32.86 | 32.9433 | 33.42 | 30.52% | 34.0053 | 6.8011 | 6.8011 | 6.8011 | 1112.6546 | 223.4831 | 224.0498 | 227.2917 | 0.2893% | 0.35821 | 11.7207 | 80.17% | 674.5908 | 22544.8252
12 | 5 | 14 | 33.5167 | 33.66 | 33.7367 | 34.6433 | 31.36% | 34.9476 | 6.9895 | 6.9895 | 6.9895 | 1171.3263 | 235.2671 | 235.803 | 242.1401 | 0.7439% | 0.92104 | 30.8701 | 94.24% | 792.9857 | 27471.6669
12 | 5 | 15 | 45.0567 | 45.2233 | 45.2767 | 46.27 | 16.81% | 18.7281 | 3.7456 | 3.7456 | 3.7456 | 843.8236 | 169.389 | 169.5887 | 173.3094 | 1.362% | 1.6863 | 75.9805 | 96.31% | 810.417 | 37497.9951
12 | 5 | 16 | 33.8267 | 33.9733 | 34.0167 | 35.3133 | 0.3277% | 0.36516 | 0.073031 | 0.073031 | 0.073031 | 12.352 | 2.4811 | 2.4843 | 2.579 | 2.632% | 3.259 | 110.2425 | 97.18% | 817.7306 | 28876.7926
12 | 5 | 17 | 66.0333 | 66.27 | 66.3133 | 66.7133 | 0% | 0 | 0 | 0 | 0 | 0 | 0 | 0 | 0 | 4.467% | 5.5308 | 365.2171 | 98.04% | 824.9503 | 55035.184
12 | 5 | 18 | 48.9 | 49.0967 | 49.1367 | 49.5167 | 0% | 0 | 0 | 0 | 0 | 0 | 0 | 0 | 0 | 5.484% | 6.7892 | 331.9941 | 99.26% | 835.2143 | 41357.0297
12 | 5 | 19 | 47.4767 | 47.6833 | 47.7533 | 48.11 | 0% | 0 | 0 | 0 | 0 | 0 | 0 | 0 | 0 | 8.274% | 10.2432 | 486.3125 | 99.82% | 839.9172 | 40408.4178
12 | 5 | 20 | 38.1733 | 38.3367 | 38.3733 | 38.6633 | 0% | 0 | 0 | 0 | 0 | 0 | 0 | 0 | 0 | 12.72% | 15.7491 | 601.1975 | 99.87% | 840.322 | 32489.6483
12 | 5 | 21 | 28.8133 | 28.9333 | 28.96 | 29.19 | 0% | 0 | 0 | 0 | 0 | 0 | 0 | 0 | 0 | 16.27% | 20.1376 | 580.2315 | 99.5% | 837.2398 | 24439.0296
12 | 5 | 22 | 29.1267 | 29.2733 | 29.2467 | 29.4633 | 0% | 0 | 0 | 0 | 0 | 0 | 0 | 0 | 0 | 18.17% | 22.4927 | 655.1367 | 98.63% | 829.9161 | 24452.095
12 | 5 | 23 | 20.5233 | 20.63 | 20.6133 | 20.76 | 0% | 0 | 0 | 0 | 0 | 0 | 0 | 0 | 0 | 27.26% | 33.7437 | 692.5329 | 98.35% | 827.5988 | 17180.9509
12 | 6 | 0 | 21.17 | 21.2533 | 21.21 | 21.32 | 0% | 0 | 0 | 0 | 0 | 0 | 0 | 0 | 0 | 34.61% | 42.8508 | 907.1516 | 98.1% | 825.5027 | 17599.7172
12 | 6 | 1 | 22.9533 | 23.04 | 22.91 | 22.9833 | 0% | 0 | 0 | 0 | 0 | 0 | 0 | 0 | 0 | 33.79% | 41.8377 | 960.3154 | 98.21% | 826.4325 | 18994.1739
12 | 6 | 2 | 18.13 | 18.18 | 18.1767 | 18.2733 | 0% | 0 | 0 | 0 | 0 | 0 | 0 | 0 | 0 | 38.23% | 47.332 | 858.1294 | 96.58% | 812.6983 | 14850.7073
12 | 6 | 3 | 19.7267 | 19.7833 | 19.76 | 19.8567 | 0% | 0 | 0 | 0 | 0 | 0 | 0 | 0 | 0 | 48.38% | 59.8925 | 1181.4802 | 94.47% | 794.9171 | 15784.4041
12 | 6 | 4 | 23.98 | 24.0533 | 23.9733 | 24.0833 | 0% | 0 | 0 | 0 | 0 | 0 | 0 | 0 | 0 | 53.04% | 65.6689 | 1574.7406 | 91.21% | 767.5207 | 18484.4573
12 | 6 | 5 | 22.3367 | 22.41 | 22.3533 | 22.4733 | 0% | 0 | 0 | 0 | 0 | 0 | 0 | 0 | 0 | 54.23% | 67.1363 | 1499.6015 | 85.92% | 722.98 | 16247.7695
12 | 6 | 6 | 33.6 | 33.7167 | 33.7333 | 36.4533 | 0% | 0 | 0 | 0 | 0 | 0 | 0 | 0 | 0 | 55.56% | 68.7918 | 2311.4033 | 86.78% | 730.182 | 26617.5663
12 | 6 | 7 | 38.5167 | 38.7733 | 38.7033 | 39.0433 | 0.5406% | 0.60242 | 0.12048 | 0.12048 | 0.12048 | 23.2031 | 4.6715 | 4.6631 | 4.7041 | 51.16% | 63.3376 | 2439.5544 | 84.15% | 708.0492 | 27644.5997
12 | 6 | 8 | 40.5133 | 40.8067 | 40.71 | 41.9433 | 11.85% | 13.2093 | 2.6419 | 2.6419 | 2.6419 | 535.1527 | 107.8055 | 107.5501 | 110.8084 | 42.53% | 52.658 | 2133.3511 | 84.47% | 710.8161 | 29813.9949
12 | 6 | 9 | 31.0667 | 31.2867 | 31.24 | 36.9 | 20.25% | 22.5644 | 4.5129 | 4.5129 | 4.5129 | 700.9996 | 141.1927 | 140.9821 | 166.525 | 34.99% | 43.3215 | 1345.8554 | 77.93% | 655.7554 | 24197.3729
12 | 6 | 10 | 31.9767 | 32.2 | 32.1833 | 36.6033 | 15.98% | 17.8043 | 3.5609 | 3.5609 | 3.5609 | 569.3236 | 114.66 | 114.6006 | 130.3397 | 39.86% | 49.3448 | 1577.8821 | 68.11% | 573.0773 | 20976.5402
12 | 6 | 11 | 37.21 | 37.44 | 37.4233 | 80.1667 | 18.18% | 20.2628 | 4.0526 | 4.0526 | 4.0526 | 753.9797 | 151.728 | 151.6605 | 324.8806 | 43.35% | 53.6716 | 1997.121 | 51.02% | 429.3235 | 34417.4357
12 | 6 | 12 | 29.63 | 29.83 | 29.84 | 38.4767 | 19.76% | 22.0213 | 4.4043 | 4.4043 | 4.4043 | 652.49 | 131.3788 | 131.4229 | 169.461 | 46.5% | 57.5686 | 1705.7583 | 38.74% | 325.9616 | 12541.916
12 | 6 | 13 | 26.58 | 26.7833 | 26.78 | 30.8833 | 20.52% | 22.8646 | 4.5729 | 4.5729 | 4.5729 | 607.7423 | 122.4783 | 122.463 | 141.2273 | 44.98% | 55.6922 | 1480.2997 | 35.94% | 302.4592 | 9340.9477
12 | 6 | 14 | 27.4567 | 27.65 | 27.6467 | 31.0933 | 9.809% | 10.9306 | 2.1861 | 2.1861 | 2.1861 | 300.1183 | 60.4463 | 60.439 | 67.9739 | 43.59% | 53.9708 | 1481.8577 | 35.34% | 297.3776 | 9246.4622
12 | 6 | 15 | 28.97 | 29.18 | 29.17 | 31.4767 | 4.881% | 5.4397 | 1.0879 | 1.0879 | 1.0879 | 157.5872 | 31.7459 | 31.735 | 34.2445 | 35.53% | 43.9822 | 1274.1641 | 34.44% | 289.7906 | 9121.641
12 | 6 | 16 | 30.29 | 30.5267 | 30.45 | 33.39 | 0.08594% | 0.095769 | 0.019154 | 0.019154 | 0.019154 | 2.9008 | 0.5847 | 0.58323 | 0.63954 | 39.16% | 48.4815 | 1468.5032 | 32.78% | 275.8419 | 9210.3601
12 | 6 | 17 | 31.0233 | 31.2033 | 31.1633 | 32.3133 | 0% | 0 | 0 | 0 | 0 | 0 | 0 | 0 | 0 | 51.09% | 63.2522 | 1962.2944 | 30.23% | 254.3631 | 8219.3198
12 | 6 | 18 | 39.4333 | 39.6167 | 39.55 | 39.6633 | 0% | 0 | 0 | 0 | 0 | 0 | 0 | 0 | 0 | 61.11% | 75.6517 | 2983.1974 | 27.46% | 231.0887 | 9165.7465
12 | 6 | 19 | 33.6933 | 33.85 | 33.7867 | 33.8767 | 0% | 0 | 0 | 0 | 0 | 0 | 0 | 0 | 0 | 62.16% | 76.9513 | 2592.7463 | 23.31% | 196.1583 | 6645.1878
12 | 6 | 20 | 33.89 | 34.0433 | 33.9967 | 33.4333 | 0% | 0 | 0 | 0 | 0 | 0 | 0 | 0 | 0 | 63.41% | 78.5029 | 2660.4637 | 18.43% | 155.0736 | 5184.6283
12 | 6 | 21 | 39.22 | 39.3767 | 39.3633 | 39.6433 | 0% | 0 | 0 | 0 | 0 | 0 | 0 | 0 | 0 | 62.26% | 77.079 | 3023.0366 | 14.72% | 123.8653 | 4910.4349
12 | 6 | 22 | 31.89 | 32.0433 | 32.0433 | 32.2933 | 0% | 0 | 0 | 0 | 0 | 0 | 0 | 0 | 0 | 56.07% | 69.4186 | 2213.7579 | 12.28% | 103.3458 | 3337.3793
12 | 6 | 23 | 26.3667 | 26.4967 | 26.5033 | 27.0267 | 0% | 0 | 0 | 0 | 0 | 0 | 0 | 0 | 0 | 49.21% | 60.9277 | 1606.4607 | 10.45% | 87.9426 | 2376.7966
12 | 7 | 0 | 19.9833 | 20.09 | 20.01 | 20.09 | 0% | 0 | 0 | 0 | 0 | 0 | 0 | 0 | 0 | 42.5% | 52.6179 | 1051.4801 | 6.943% | 58.4212 | 1173.6824
12 | 7 | 1 | 23.5767 | 23.6867 | 23.6433 | 23.8133 | 0% | 0 | 0 | 0 | 0 | 0 | 0 | 0 | 0 | 35.55% | 44.01 | 1037.608 | 4.575% | 38.4966 | 916.7316
12 | 7 | 2 | 22.1567 | 22.2633 | 22.1667 | 22.2733 | 0% | 0 | 0 | 0 | 0 | 0 | 0 | 0 | 0 | 35.33% | 43.7433 | 969.2058 | 3.036% | 25.5463 | 569.0016
12 | 7 | 3 | 21.2333 | 21.3467 | 21.2767 | 21.3833 | 0% | 0 | 0 | 0 | 0 | 0 | 0 | 0 | 0 | 32.21% | 39.8715 | 846.6052 | 1.255% | 10.5611 | 225.8319
12 | 7 | 4 | 23.5367 | 23.65 | 23.5633 | 23.6767 | 0% | 0 | 0 | 0 | 0 | 0 | 0 | 0 | 0 | 29.29% | 36.2657 | 853.5737 | 0.06214% | 0.52292 | 12.3811
12 | 7 | 5 | 23.6333 | 23.7133 | 23.6833 | 18.6467 | 0% | 0 | 0 | 0 | 0 | 0 | 0 | 0 | 0 | 25.37% | 31.4144 | 742.4278 | 0.005286% | 0.044482 | 0.82945
12 | 7 | 6 | 25.74 | 25.8667 | 25.8 | 25.9633 | 0% | 0 | 0 | 0 | 0 | 0 | 0 | 0 | 0 | 24.56% | 30.4046 | 782.614 | 0.02491% | 0.20959 | 5.4417
12 | 7 | 7 | 47.2767 | 47.5167 | 47.32 | 47.62 | 0.891% | 0.99291 | 0.19858 | 0.19858 | 0.19858 | 46.9413 | 9.4359 | 9.3969 | 9.4564 | 23.96% | 29.6612 | 1402.2832 | 0.2047% | 1.7224 | 82.0202
12 | 7 | 8 | 47.47 | 47.7167 | 47.5667 | 47.9533 | 21.26% | 23.6864 | 4.7373 | 4.7373 | 4.7373 | 1124.3936 | 226.0472 | 225.3367 | 227.1684 | 21.62% | 26.7706 | 1270.7987 | 0.9159% | 7.7069 | 369.5701
12 | 7 | 9 | 41.4367 | 41.65 | 41.55 | 41.89 | 29.2% | 32.5348 | 6.507 | 6.507 | 6.507 | 1348.1346 | 271.0151 | 270.3644 | 272.5767 | 18.23% | 22.5671 | 935.1056 | 1.842% | 15.4987 | 649.242
12 | 7 | 10 | 30.66 | 30.8533 | 30.8133 | 31.1 | 31.8% | 35.44 | 7.088 | 7.088 | 7.088 | 1086.5909 | 218.6885 | 218.405 | 220.4369 | 13.14% | 16.264 | 498.6537 | 4.094% | 34.4527 | 1071.4801
12 | 7 | 11 | 28.6033 | 28.8 | 28.7567 | 29.55 | 29.49% | 32.8617 | 6.5723 | 6.5723 | 6.5723 | 939.9533 | 189.2832 | 188.9984 | 194.2125 | 9.378% | 11.6106 | 332.1031 | 6.346% | 53.4024 | 1578.0411
12 | 7 | 12 | 27.82 | 28.0067 | 27.98 | 29.67 | 25.91% | 28.8789 | 5.7758 | 5.7758 | 5.7758 | 803.4117 | 161.7605 | 161.6065 | 171.3675 | 9.412% | 11.6527 | 324.177 | 6.62% | 55.7056 | 1652.784
12 | 7 | 13 | 28.45 | 28.65 | 28.63 | 29.9367 | 19.56% | 21.8025 | 4.3605 | 4.3605 | 4.3605 | 620.2822 | 124.9285 | 124.8413 | 130.5391 | 11.89% | 14.7166 | 418.687 | 8.346% | 70.23 | 2102.4525
12 | 7 | 14 | 28.7567 | 28.9567 | 28.94 | 29.6133 | 9.306% | 10.3708 | 2.0742 | 2.0742 | 2.0742 | 298.2306 | 60.061 | 60.0264 | 61.423 | 15.65% | 19.381 | 557.3318 | 10.24% | 86.1507 | 2551.2087
12 | 7 | 15 | 48.41 | 48.6133 | 48.5133 | 48.8433 | 7.36% | 8.2021 | 1.6404 | 1.6404 | 1.6404 | 397.0653 | 79.7466 | 79.5826 | 80.1239 | 18.17% | 22.4912 | 1088.7999 | 11.08% | 93.2679 | 4555.5143
12 | 7 | 16 | 39.68 | 39.8833 | 39.7433 | 40.0133 | 0.3221% | 0.35898 | 0.071796 | 0.071796 | 0.071796 | 14.2443 | 2.8635 | 2.8534 | 2.8728 | 18.96% | 23.4734 | 931.425 | 14.88% | 125.193 | 5009.3912
12 | 7 | 17 | 60.71 | 61.01 | 60.7833 | 61.1567 | 0% | 0 | 0 | 0 | 0 | 0 | 0 | 0 | 0 | 25.07% | 31.0407 | 1884.4837 | 20.13% | 169.3439 | 10356.511
12 | 7 | 18 | 50.5867 | 50.8667 | 50.6967 | 51.05 | 0% | 0 | 0 | 0 | 0 | 0 | 0 | 0 | 0 | 34.79% | 43.0695 | 2178.7443 | 26.74% | 225.0229 | 11487.418
12 | 7 | 19 | 34.6067 | 34.8933 | 34.7333 | 34.9667 | 0% | 0 | 0 | 0 | 0 | 0 | 0 | 0 | 0 | 38.24% | 47.3386 | 1638.2323 | 32.45% | 273.0571 | 9547.8974
12 | 7 | 20 | 35.8533 | 36.1833 | 35.98 | 36.2233 | 0% | 0 | 0 | 0 | 0 | 0 | 0 | 0 | 0 | 28.02% | 34.6943 | 1243.9068 | 40.2% | 338.2759 | 12253.4796
12 | 7 | 21 | 35.6833 | 35.9233 | 35.7967 | 36.0633 | 0% | 0 | 0 | 0 | 0 | 0 | 0 | 0 | 0 | 28.11% | 34.7992 | 1241.752 | 48.37% | 406.9718 | 14676.7579
12 | 7 | 22 | 28.6167 | 28.81 | 28.7467 | 28.97 | 0% | 0 | 0 | 0 | 0 | 0 | 0 | 0 | 0 | 37.58% | 46.5231 | 1331.3363 | 58.46% | 491.9338 | 14251.322
12 | 7 | 23 | 29.5933 | 29.7867 | 29.7133 | 29.92 | 0% | 0 | 0 | 0 | 0 | 0 | 0 | 0 | 0 | 32.64% | 40.4154 | 1196.0275 | 67.63% | 569.0406 | 17025.6946
12 | 8 | 0 | 30.94 | 31.0867 | 31.0367 | 31.26 | 0% | 0 | 0 | 0 | 0 | 0 | 0 | 0 | 0 | 29.79% | 36.8876 | 1141.3026 | 74.53% | 627.1301 | 19604.0876
12 | 8 | 1 | 27.24 | 27.38 | 27.31 | 27.4733 | 0% | 0 | 0 | 0 | 0 | 0 | 0 | 0 | 0 | 31.45% | 38.9307 | 1060.473 | 76.2% | 641.1832 | 17615.4405
12 | 8 | 2 | 28.1867 | 28.3367 | 28.22 | 28.37 | 0% | 0 | 0 | 0 | 0 | 0 | 0 | 0 | 0 | 35.49% | 43.9397 | 1238.5137 | 78.68% | 662.0915 | 18783.5363
12 | 8 | 3 | 26.2533 | 26.43 | 26.2767 | 26.4 | 0% | 0 | 0 | 0 | 0 | 0 | 0 | 0 | 0 | 37.17% | 46.0212 | 1208.2091 | 81.56% | 686.2641 | 18117.3735
12 | 8 | 4 | 27.44 | 27.61 | 27.4633 | 27.59 | 0% | 0 | 0 | 0 | 0 | 0 | 0 | 0 | 0 | 33.93% | 42.0083 | 1152.7069 | 79.85% | 671.8763 | 18537.0669
12 | 8 | 5 | 27.6233 | 27.7867 | 27.6333 | 27.7533 | 0% | 0 | 0 | 0 | 0 | 0 | 0 | 0 | 0 | 25.64% | 31.741 | 876.7927 | 70.05% | 589.4494 | 16359.1858
12 | 8 | 6 | 56.8833 | 57.03 | 56.7067 | 56.9333 | 0% | 0 | 0 | 0 | 0 | 0 | 0 | 0 | 0 | 17.72% | 21.9366 | 1247.8255 | 57.34% | 482.5119 | 27471.011
12 | 8 | 7 | 42.1233 | 42.34 | 42.06 | 42.2267 | 1.262% | 1.4069 | 0.28137 | 0.28137 | 0.28137 | 59.2622 | 11.9134 | 11.8346 | 11.8815 | 11.19% | 13.8579 | 583.7395 | 54.73% | 460.5211 | 19446.2715
12 | 8 | 8 | 44.68 | 44.8267 | 44.61 | 44.8133 | 24.74% | 27.5678 | 5.5136 | 5.5136 | 5.5136 | 1231.7302 | 247.1547 | 245.9601 | 247.0812 | 7.419% | 9.1857 | 410.4167 | 49.67% | 417.9578 | 18730.0828
12 | 8 | 9 | 34.4033 | 34.56 | 34.37 | 34.5667 | 39.04% | 43.5019 | 8.7004 | 8.7004 | 8.7004 | 1496.6101 | 300.6851 | 299.032 | 300.7431 | 3.808% | 4.7148 | 162.206 | 36.7% | 308.8343 | 10675.3724
12 | 8 | 10 | 35.9633 | 36.13 | 35.97 | 36.2133 | 41.66% | 46.4275 | 9.2855 | 9.2855 | 9.2855 | 1669.6868 | 335.4849 | 333.9993 | 336.2587 | 2.611% | 3.2327 | 116.2576 | 21.04% | 177.0353 | 6411.0366
12 | 8 | 11 | 36.4367 | 36.5933 | 36.4433 | 36.7133 | 44.43% | 49.5156 | 9.9031 | 9.9031 | 9.9031 | 1804.1818 | 362.3879 | 360.9024 | 363.5762 | 2.764% | 3.4221 | 124.6916 | 11.33% | 95.3649 | 3501.1649
12 | 8 | 12 | 33.5567 | 33.71 | 33.6033 | 33.88 | 45.95% | 51.2011 | 10.2402 | 10.2402 | 10.2402 | 1718.1378 | 345.1977 | 344.1054 | 346.9386 | 2.808% | 3.476 | 116.6443 | 5.081% | 42.7545 | 1448.5221
12 | 8 | 13 | 34.0567 | 34.2067 | 34.07 | 34.32 | 47.47% | 52.9045 | 10.5809 | 10.5809 | 10.5809 | 1801.7521 | 361.9376 | 360.4915 | 363.1367 | 2.271% | 2.812 | 95.7666 | 1.842% | 15.5019 | 532.0253
12 | 8 | 14 | 45.5267 | 45.6567 | 45.4767 | 45.7967 | 43.44% | 48.4121 | 9.6824 | 9.6824 | 9.6824 | 2204.0394 | 442.0666 | 440.3238 | 443.4221 | 2.339% | 2.896 | 131.8456 | 0.4804% | 4.0426 | 185.1354
12 | 8 | 15 | 40.5433 | 40.7767 | 40.6233 | 40.9167 | 25.15% | 28.0257 | 5.6051 | 5.6051 | 5.6051 | 1136.2535 | 228.5586 | 227.6991 | 229.3433 | 3.259% | 4.0352 | 163.6017 | 0.1204% | 1.0127 | 41.4366
12 | 8 | 16 | 46.8333 | 47.1667 | 46.89 | 47.2467 | 0.8078% | 0.90023 | 0.18005 | 0.18005 | 0.18005 | 42.1606 | 8.4921 | 8.4423 | 8.5065 | 9.636% | 11.93 | 558.72 | 0.01169% | 0.098403 | 4.6492
12 | 8 | 17 | 56.28 | 56.6667 | 56.2867 | 56.5867 | 0% | 0 | 0 | 0 | 0 | 0 | 0 | 0 | 0 | 22.48% | 27.8261 | 1566.0527 | 0.0001697% | 0.001428 | 0.080808
12 | 8 | 18 | 44.4033 | 44.7733 | 44.49 | 44.8167 | 0% | 0 | 0 | 0 | 0 | 0 | 0 | 0 | 0 | 27.18% | 33.6529 | 1494.2994 | 0.03429% | 0.28856 | 12.9324
12 | 8 | 19 | 40.6467 | 40.9267 | 40.7233 | 41.1467 | 0% | 0 | 0 | 0 | 0 | 0 | 0 | 0 | 0 | 32.61% | 40.3704 | 1640.9236 | 1.827% | 15.3708 | 632.4579
12 | 8 | 20 | 53.1267 | 53.4767 | 53.2333 | 53.6767 | 0% | 0 | 0 | 0 | 0 | 0 | 0 | 0 | 0 | 40.82% | 50.537 | 2684.862 | 6.956% | 58.53 | 3141.6953
12 | 8 | 21 | 51.7667 | 52.06 | 51.8567 | 52.1933 | 0% | 0 | 0 | 0 | 0 | 0 | 0 | 0 | 0 | 48.93% | 60.5814 | 3136.096 | 15.4% | 129.5948 | 6763.9867
12 | 8 | 22 | 31.5333 | 31.7767 | 31.6233 | 31.82 | 0% | 0 | 0 | 0 | 0 | 0 | 0 | 0 | 0 | 57.69% | 71.4276 | 2252.3495 | 21.24% | 178.757 | 5688.0462
12 | 8 | 23 | 32.3933 | 32.65 | 32.4967 | 32.6867 | 0% | 0 | 0 | 0 | 0 | 0 | 0 | 0 | 0 | 64.7% | 80.1009 | 2594.7353 | 36.77% | 309.3925 | 10113.0095
12 | 9 | 0 | 27.34 | 27.5433 | 27.42 | 27.5733 | 0% | 0 | 0 | 0 | 0 | 0 | 0 | 0 | 0 | 77.55% | 96.0144 | 2625.035 | 56.23% | 473.1401 | 13046.049
12 | 9 | 1 | 29.0867 | 29.2733 | 29.1667 | 29.3333 | 0% | 0 | 0 | 0 | 0 | 0 | 0 | 0 | 0 | 78.71% | 97.4438 | 2834.3154 | 74.78% | 629.2487 | 18457.9604
12 | 9 | 2 | 26.5667 | 26.7067 | 26.6133 | 26.77 | 0% | 0 | 0 | 0 | 0 | 0 | 0 | 0 | 0 | 81.87% | 101.3572 | 2692.7238 | 93.02% | 782.7543 | 20954.3321
12 | 9 | 3 | 24.1267 | 24.1933 | 24.1567 | 24.3133 | 0% | 0 | 0 | 0 | 0 | 0 | 0 | 0 | 0 | 79.17% | 98.0195 | 2364.8844 | 97.11% | 817.1745 | 19868.236
12 | 9 | 4 | 29.5 | 29.6467 | 29.54 | 29.6933 | 0% | 0 | 0 | 0 | 0 | 0 | 0 | 0 | 0 | 75.99% | 94.0736 | 2775.1717 | 99.6% | 838.0903 | 24885.6955
12 | 9 | 5 | 29.8133 | 29.8933 | 29.8567 | 30.04 | 0% | 0 | 0 | 0 | 0 | 0 | 0 | 0 | 0 | 74.08% | 91.7173 | 2734.399 | 100% | 841.4568 | 25277.3631
12 | 9 | 6 | 34.8933 | 35.0267 | 34.9733 | 35.1967 | 0% | 0 | 0 | 0 | 0 | 0 | 0 | 0 | 0 | 59.62% | 73.8076 | 2575.3918 | 100% | 841.4568 | 29616.4755
12 | 9 | 7 | 30.86 | 31.11 | 30.89 | 31.06 | 0.967% | 1.0776 | 0.21551 | 0.21551 | 0.21551 | 33.2533 | 6.7045 | 6.6571 | 6.6938 | 50.86% | 62.9611 | 1942.9793 | 100% | 841.4568 | 26135.6491
12 | 9 | 8 | 32.4467 | 32.79 | 32.5867 | 32.7833 | 23.79% | 26.5088 | 5.3018 | 5.3018 | 5.3018 | 860.1223 | 173.8447 | 172.7667 | 173.8094 | 48.82% | 60.4455 | 1961.2558 | 98.38% | 827.8482 | 27139.6231
12 | 9 | 9 | 52.8967 | 53.3933 | 53.1567 | 53.48 | 38.34% | 42.7252 | 8.545 | 8.545 | 8.545 | 2260.0228 | 456.2486 | 454.2263 | 456.9892 | 48.34% | 59.8416 | 3165.4231 | 91.88% | 773.1598 | 41348.5859
12 | 9 | 10 | 49.3333 | 52.8167 | 53.4433 | 53.66 | 43.26% | 48.2106 | 9.6421 | 9.6421 | 9.6421 | 2378.391 | 509.2649 | 515.3073 | 517.3965 | 71.04% | 87.9514 | 4338.9366 | 81.26% | 683.7336 | 36689.1461
12 | 9 | 11 | 39.96 | 43.6467 | 44.2967 | 44.47 | 45.01% | 50.1532 | 10.0306 | 10.0306 | 10.0306 | 2004.1215 | 437.8039 | 444.3238 | 446.0625 | 80.41% | 99.5527 | 3978.1257 | 88.5% | 744.6506 | 33114.6102
12 | 9 | 12 | 36.98 | 39.1467 | 39.36 | 39.4967 | 45.5% | 50.7056 | 10.1411 | 10.1411 | 10.1411 | 1875.0916 | 396.9907 | 399.1542 | 400.5401 | 78.35% | 97 | 3587.0587 | 86.49% | 727.8145 | 28746.247
12 | 9 | 13 | 46.95 | 48.8367 | 49.1 | 49.4033 | 47.2% | 52.6018 | 10.5204 | 10.5204 | 10.5204 | 2469.6537 | 513.7791 | 516.5495 | 519.7407 | 75.59% | 93.5861 | 4393.869 | 76.78% | 646.0694 | 31917.9835
12 | 9 | 14 | 59.5 | 61.6433 | 62.1367 | 62.43 | 42.49% | 47.3549 | 9.471 | 9.471 | 9.471 | 2817.6159 | 583.8226 | 588.495 | 591.2731 | 74.71% | 92.4948 | 5503.4425 | 70.61% | 594.1588 | 37093.3369
12 | 9 | 15 | 43.0767 | 44.2633 | 44.4 | 44.6133 | 23.7% | 26.4155 | 5.2831 | 5.2831 | 5.2831 | 1137.8919 | 233.8477 | 234.5697 | 235.6967 | 72.49% | 89.7481 | 3866.0482 | 67.9% | 571.3233 | 25488.6369
12 | 9 | 16 | 51.97 | 52.51 | 52.3067 | 52.84 | 0.4081% | 0.45475 | 0.090949 | 0.090949 | 0.090949 | 23.6332 | 4.7758 | 4.7573 | 4.8058 | 83.92% | 103.9002 | 5399.691 | 72.79% | 612.4819 | 32363.5447
12 | 9 | 17 | 57.8667 | 58.6067 | 58.6 | 58.88 | 0% | 0 | 0 | 0 | 0 | 0 | 0 | 0 | 0 | 86.37% | 106.9354 | 6187.9957 | 91.43% | 769.3184 | 45297.4684
12 | 9 | 18 | 62.96 | 63.37 | 63.06 | 64.1733 | 0% | 0 | 0 | 0 | 0 | 0 | 0 | 0 | 0 | 89.19% | 110.4268 | 6952.4706 | 99.11% | 833.9627 | 53518.1664
12 | 9 | 19 | 86.3133 | 86.7933 | 86.5333 | 87.2167 | 0% | 0 | 0 | 0 | 0 | 0 | 0 | 0 | 0 | 88.98% | 110.1598 | 9508.2624 | 99.21% | 834.7741 | 72806.2133
12 | 9 | 20 | 70.0933 | 70.5867 | 70.37 | 70.89 | 0% | 0 | 0 | 0 | 0 | 0 | 0 | 0 | 0 | 90.47% | 112.0064 | 7850.9009 | 94.63% | 796.2822 | 56448.4461
12 | 9 | 21 | 48.7167 | 49.1533 | 48.8067 | 49.0633 | 0% | 0 | 0 | 0 | 0 | 0 | 0 | 0 | 0 | 93.75% | 116.065 | 5654.2983 | 96.79% | 814.449 | 39959.5808
12 | 9 | 22 | 32.2467 | 32.7367 | 32.4667 | 32.65 | 0% | 0 | 0 | 0 | 0 | 0 | 0 | 0 | 0 | 93.63% | 115.9149 | 3737.8689 | 99.18% | 834.5818 | 27249.0945
12 | 9 | 23 | 27.6167 | 27.9833 | 27.8167 | 27.9867 | 0% | 0 | 0 | 0 | 0 | 0 | 0 | 0 | 0 | 94.54% | 117.0432 | 3232.3418 | 99.97% | 841.2051 | 23542.5263
12 | 10 | 0 | 25.91 | 26.1967 | 26.04 | 26.1633 | 0% | 0 | 0 | 0 | 0 | 0 | 0 | 0 | 0 | 94.64% | 117.174 | 3035.9788 | 99.74% | 839.2983 | 21958.8402
12 | 10 | 1 | 28.5667 | 28.89 | 28.6933 | 28.8233 | 0% | 0 | 0 | 0 | 0 | 0 | 0 | 0 | 0 | 99% | 122.564 | 3501.2442 | 99.53% | 837.5338 | 24140.517
12 | 10 | 2 | 25.5033 | 25.75 | 25.58 | 25.6867 | 0% | 0 | 0 | 0 | 0 | 0 | 0 | 0 | 0 | 97.96% | 121.2799 | 3093.0419 | 99.92% | 840.7994 | 21597.3332
12 | 10 | 3 | 26.1 | 26.3167 | 26.1133 | 26.2133 | 0% | 0 | 0 | 0 | 0 | 0 | 0 | 0 | 0 | 98.64% | 122.1257 | 3187.4809 | 99.93% | 840.9027 | 22042.8637
12 | 10 | 4 | 26.17 | 26.4167 | 26.26 | 26.3833 | 0% | 0 | 0 | 0 | 0 | 0 | 0 | 0 | 0 | 97.85% | 121.1443 | 3170.347 | 99.99% | 841.3462 | 22197.5163
12 | 10 | 5 | 26.2133 | 26.3533 | 26.27 | 26.41 | 0% | 0 | 0 | 0 | 0 | 0 | 0 | 0 | 0 | 95.47% | 118.1999 | 3098.4131 | 99.64% | 838.4365 | 22143.108
12 | 10 | 6 | 26.1433 | 26.31 | 26.26 | 26.43 | 0% | 0 | 0 | 0 | 0 | 0 | 0 | 0 | 0 | 95% | 117.6173 | 3074.9086 | 99.91% | 840.6921 | 22219.492
12 | 10 | 7 | 35.2067 | 35.43 | 35.3867 | 35.64 | 0.738% | 0.82238 | 0.16448 | 0.16448 | 0.16448 | 28.9531 | 5.8274 | 5.8202 | 5.8619 | 95.62% | 118.3779 | 4167.6922 | 99.94% | 840.9883 | 29972.8219
12 | 10 | 8 | 42.53 | 42.73 | 42.69 | 43.0067 | 22.55% | 25.1254 | 5.0251 | 5.0251 | 5.0251 | 1068.5835 | 214.7217 | 214.5207 | 216.112 | 93.92% | 116.2754 | 4945.1919 | 99.96% | 841.1396 | 36174.6114
12 | 10 | 9 | 35.3333 | 35.5467 | 35.52 | 35.9967 | 39.57% | 44.1012 | 8.8202 | 8.8202 | 8.8202 | 1558.2431 | 313.5303 | 313.2951 | 317.4994 | 92.17% | 114.1102 | 4031.8933 | 99.43% | 836.628 | 30115.8206
12 | 10 | 10 | 32.7167 | 32.91 | 32.8833 | 33.2467 | 45% | 50.1501 | 10.03 | 10.03 | 10.03 | 1640.7442 | 330.088 | 329.8205 | 333.4647 | 93.12% | 115.2859 | 3771.769 | 97.7% | 822.0659 | 27330.9508
12 | 10 | 11 | 29.8567 | 30.0533 | 30.04 | 30.35 | 43.45% | 48.4176 | 9.6835 | 9.6835 | 9.6835 | 1445.5885 | 291.0221 | 290.893 | 293.8949 | 95.97% | 118.8125 | 3547.3441 | 96.1% | 808.6377 | 24542.1531
12 | 10 | 12 | 24.9367 | 25.1033 | 25.1033 | 26 | 43.71% | 48.7043 | 9.7409 | 9.7409 | 9.7409 | 1214.5229 | 244.5281 | 244.5281 | 253.2624 | 95.33% | 118.0228 | 2943.0944 | 95.16% | 800.7122 | 20818.5182
12 | 10 | 13 | 29.36 | 29.5533 | 29.57 | 29.8433 | 44.91% | 50.0432 | 10.0086 | 10.0086 | 10.0086 | 1469.2687 | 295.7887 | 295.9556 | 298.6912 | 94.25% | 116.6826 | 3425.8021 | 96.18% | 809.3071 | 24152.4211
12 | 10 | 14 | 28.6867 | 28.87 | 28.89 | 29.16 | 40.49% | 45.125 | 9.025 | 9.025 | 9.025 | 1294.4864 | 260.5519 | 260.7324 | 263.1691 | 94.78% | 117.3375 | 3366.0226 | 97.44% | 819.95 | 23909.7408
12 | 10 | 15 | 29.5867 | 29.77 | 29.78 | 30.4267 | 22.58% | 25.1588 | 5.0318 | 5.0318 | 5.0318 | 744.3642 | 149.7953 | 149.8456 | 153.0995 | 93.81% | 116.1386 | 3436.1554 | 99.09% | 833.7626 | 25368.6181
12 | 10 | 16 | 52.0933 | 52.4933 | 52.45 | 52.7867 | 0.5933% | 0.66111 | 0.13222 | 0.13222 | 0.13222 | 34.4396 | 6.9408 | 6.9351 | 6.9796 | 94.79% | 117.3545 | 6113.3888 | 99.83% | 840.0552 | 44343.7132
12 | 10 | 17 | 51.93 | 52.21 | 52.1367 | 52.5333 | 0% | 0 | 0 | 0 | 0 | 0 | 0 | 0 | 0 | 94.37% | 116.8329 | 6067.133 | 99.99% | 841.3567 | 44199.272
12 | 10 | 18 | 37.0633 | 37.2767 | 37.2133 | 37.5067 | 0% | 0 | 0 | 0 | 0 | 0 | 0 | 0 | 0 | 91.5% | 113.2763 | 4198.3973 | 100% | 841.4513 | 31560.0327
12 | 10 | 19 | 56.06 | 56.3367 | 56.2567 | 56.7033 | 0% | 0 | 0 | 0 | 0 | 0 | 0 | 0 | 0 | 90.9% | 112.5399 | 6308.9842 | 100% | 841.428 | 47711.7726
12 | 10 | 20 | 33.9433 | 34.15 | 34.09 | 34.3633 | 0% | 0 | 0 | 0 | 0 | 0 | 0 | 0 | 0 | 87.04% | 107.7588 | 3657.6942 | 99.97% | 841.2 | 28906.437
12 | 10 | 21 | 28.72 | 28.8967 | 28.8667 | 29.1967 | 0% | 0 | 0 | 0 | 0 | 0 | 0 | 0 | 0 | 92.69% | 114.7499 | 3295.6165 | 99.98% | 841.3005 | 24563.1707
12 | 10 | 22 | 25.8267 | 25.99 | 25.9333 | 26.5867 | 0% | 0 | 0 | 0 | 0 | 0 | 0 | 0 | 0 | 94.43% | 116.9082 | 3019.3487 | 99.99% | 841.3829 | 22369.568
12 | 10 | 23 | 28.4333 | 28.59 | 28.5433 | 28.7633 | 0% | 0 | 0 | 0 | 0 | 0 | 0 | 0 | 0 | 95.77% | 118.5702 | 3371.3455 | 99.99% | 841.3758 | 24200.7719
12 | 11 | 0 | 32.4667 | 32.69 | 32.3133 | 32.3733 | 0% | 0 | 0 | 0 | 0 | 0 | 0 | 0 | 0 | 94.41% | 116.8809 | 3794.7342 | 100% | 841.4543 | 27240.6795
12 | 11 | 1 | 24.95 | 25.0933 | 24.89 | 24.9733 | 0% | 0 | 0 | 0 | 0 | 0 | 0 | 0 | 0 | 94.36% | 116.8265 | 2914.8211 | 99.99% | 841.3717 | 21011.8552
12 | 11 | 2 | 23.3633 | 23.4767 | 23.39 | 23.53 | 0% | 0 | 0 | 0 | 0 | 0 | 0 | 0 | 0 | 95.51% | 118.2477 | 2762.6598 | 99.97% | 841.2172 | 19793.8406
12 | 11 | 3 | 25.7967 | 25.9267 | 25.7867 | 25.9233 | 0% | 0 | 0 | 0 | 0 | 0 | 0 | 0 | 0 | 91.93% | 113.8102 | 2935.9232 | 99.96% | 841.1498 | 21805.4071
12 | 11 | 4 | 24.2867 | 24.4033 | 24.27 | 24.3967 | 0% | 0 | 0 | 0 | 0 | 0 | 0 | 0 | 0 | 89.21% | 110.4432 | 2682.2975 | 99.91% | 840.7169 | 20510.6894
12 | 11 | 5 | 25.32 | 25.4567 | 25.3233 | 25.4533 | 0% | 0 | 0 | 0 | 0 | 0 | 0 | 0 | 0 | 89.93% | 111.3384 | 2819.0872 | 99.92% | 840.7955 | 21401.0477
12 | 11 | 6 | 34.75 | 34.89 | 34.8067 | 35.04 | 0% | 0 | 0 | 0 | 0 | 0 | 0 | 0 | 0 | 90.84% | 112.4697 | 3908.3234 | 99.92% | 840.7712 | 29460.6237
12 | 11 | 7 | 47.9933 | 48.2 | 48.0733 | 48.3967 | 1.084% | 1.2085 | 0.24171 | 0.24171 | 0.24171 | 58.0019 | 11.6503 | 11.6197 | 11.6979 | 89.6% | 110.9268 | 5323.7482 | 99.96% | 841.0825 | 40705.5887
12 | 11 | 8 | 35.3367 | 35.5367 | 35.46 | 35.7833 | 14.85% | 16.5464 | 3.3093 | 3.3093 | 3.3093 | 584.6938 | 117.6006 | 117.3469 | 118.4169 | 86.58% | 107.1922 | 3787.8144 | 99.97% | 841.2181 | 30101.5883
12 | 11 | 9 | 29.86 | 30.0567 | 30.0033 | 32.0767 | 25.57% | 28.4934 | 5.6987 | 5.6987 | 5.6987 | 850.8123 | 171.2832 | 170.9793 | 182.7945 | 85.53% | 105.8861 | 3161.7586 | 99.95% | 841.0533 | 26978.1869
12 | 11 | 10 | 31.5233 | 31.9167 | 32.02 | 34.4467 | 23.34% | 26.0133 | 5.2027 | 5.2027 | 5.2027 | 820.0252 | 166.0514 | 166.589 | 179.2141 | 87.6% | 108.4585 | 3418.9724 | 99.63% | 838.3503 | 28878.3726
12 | 11 | 11 | 36.02 | 36.2933 | 36.27 | 37.56 | 15.02% | 16.7385 | 3.3477 | 3.3477 | 3.3477 | 602.9219 | 121.4994 | 121.4213 | 125.7399 | 92.5% | 114.5224 | 4125.0979 | 99.57% | 837.8715 | 31470.4539
12 | 11 | 12 | 35.1567 | 35.4433 | 35.5033 | 36.9233 | 14.08% | 15.6875 | 3.1375 | 3.1375 | 3.1375 | 551.5218 | 111.2038 | 111.392 | 115.8473 | 91.23% | 112.9448 | 3970.7614 | 99.51% | 837.3156 | 30916.4816
12 | 11 | 13 | 34.1533 | 34.3867 | 34.39 | 35.6533 | 17.82% | 19.8563 | 3.9713 | 3.9713 | 3.9713 | 678.1578 | 136.5582 | 136.5714 | 141.5884 | 89.39% | 110.673 | 3779.8509 | 99.56% | 837.7781 | 29869.5823
12 | 11 | 14 | 32.25 | 32.4567 | 32.4633 | 33.2433 | 17.88% | 19.9211 | 3.9842 | 3.9842 | 3.9842 | 642.4569 | 129.3148 | 129.3414 | 132.4491 | 87.3% | 108.0789 | 3485.5448 | 99.87% | 840.4 | 27937.6957
12 | 11 | 15 | 33.6233 | 33.8367 | 33.82 | 35.67 | 9.581% | 10.6767 | 2.1353 | 2.1353 | 2.1353 | 358.9854 | 72.2526 | 72.217 | 76.1674 | 91.02% | 112.6867 | 3788.9014 | 99.9% | 840.6446 | 29985.7936
12 | 11 | 16 | 39.67 | 39.8967 | 39.8367 | 40.8433 | 0.02218% | 0.024715 | 0.0049429 | 0.0049429 | 0.0049429 | 0.98043 | 0.19721 | 0.19691 | 0.20188 | 92.72% | 114.7965 | 4553.9762 | 99.97% | 841.2337 | 34358.7902
12 | 11 | 17 | 52.1567 | 52.45 | 52.31 | 52.63 | 0% | 0 | 0 | 0 | 0 | 0 | 0 | 0 | 0 | 92.31% | 114.2793 | 5960.4273 | 100% | 841.4558 | 44285.8193
12 | 11 | 18 | 50.13 | 50.43 | 50.2433 | 50.48 | 0% | 0 | 0 | 0 | 0 | 0 | 0 | 0 | 0 | 93.11% | 115.27 | 5778.4872 | 99.99% | 841.4092 | 42474.3378
12 | 11 | 19 | 46.71 | 46.9933 | 46.8133 | 47.2433 | 0% | 0 | 0 | 0 | 0 | 0 | 0 | 0 | 0 | 92.09% | 114.0149 | 5325.6355 | 100% | 841.4568 | 39753.2254
12 | 11 | 20 | 34.7433 | 34.9767 | 34.8733 | 36.37 | 0% | 0 | 0 | 0 | 0 | 0 | 0 | 0 | 0 | 88.17% | 109.1592 | 3792.5538 | 100% | 841.4568 | 30603.7848
12 | 11 | 21 | 27.9833 | 28.2033 | 28.13 | 29.01 | 0% | 0 | 0 | 0 | 0 | 0 | 0 | 0 | 0 | 85.1% | 105.36 | 2948.3245 | 100% | 841.4525 | 24410.5359
12 | 11 | 22 | 27.4133 | 27.62 | 27.5733 | 27.8033 | 0% | 0 | 0 | 0 | 0 | 0 | 0 | 0 | 0 | 92.19% | 114.1313 | 3128.7193 | 100% | 841.4187 | 23394.2445
12 | 11 | 23 | 25.67 | 25.8533 | 25.8333 | 26.05 | 0% | 0 | 0 | 0 | 0 | 0 | 0 | 0 | 0 | 87.88% | 108.7973 | 2792.8276 | 99.98% | 841.3186 | 21916.3501
12 | 12 | 0 | 30.5133 | 30.69 | 30.6633 | 30.8867 | 0% | 0 | 0 | 0 | 0 | 0 | 0 | 0 | 0 | 84.84% | 105.0344 | 3204.9503 | 99.92% | 840.7996 | 25969.4976
12 | 12 | 1 | 30.6567 | 30.83 | 30.7067 | 30.8833 | 0% | 0 | 0 | 0 | 0 | 0 | 0 | 0 | 0 | 82.21% | 101.7788 | 3120.199 | 99.55% | 837.6572 | 25869.6457
12 | 12 | 2 | 33.39 | 33.5767 | 33.32 | 33.4533 | 0% | 0 | 0 | 0 | 0 | 0 | 0 | 0 | 0 | 82.19% | 101.7571 | 3397.6691 | 98.11% | 825.5362 | 27616.9393
12 | 12 | 3 | 30.4833 | 30.6433 | 30.48 | 30.6467 | 0% | 0 | 0 | 0 | 0 | 0 | 0 | 0 | 0 | 86.59% | 107.2066 | 3268.0147 | 96.36% | 810.7869 | 24847.9155
12 | 12 | 4 | 30.5567 | 30.7267 | 30.5267 | 30.6733 | 0% | 0 | 0 | 0 | 0 | 0 | 0 | 0 | 0 | 91.14% | 112.8394 | 3447.9956 | 93.05% | 782.9962 | 24017.1048
12 | 12 | 5 | 31.48 | 31.6533 | 31.5 | 31.67 | 0% | 0 | 0 | 0 | 0 | 0 | 0 | 0 | 0 | 86.69% | 107.3237 | 3378.5487 | 90.17% | 758.7724 | 24030.3204
12 | 12 | 6 | 32.69 | 32.9133 | 32.8167 | 33.05 | 0% | 0 | 0 | 0 | 0 | 0 | 0 | 0 | 0 | 66.56% | 82.4039 | 2693.782 | 86.47% | 727.6265 | 24048.0553
12 | 12 | 7 | 42.4133 | 42.7333 | 42.6033 | 42.9367 | 0.1015% | 0.11307 | 0.022614 | 0.022614 | 0.022614 | 4.7956 | 0.96636 | 0.96342 | 0.97096 | 56.88% | 70.4208 | 2986.7813 | 79.21% | 666.5418 | 28619.0822
12 | 12 | 8 | 39.1533 | 39.3667 | 39.2633 | 39.62 | 10.28% | 11.4589 | 2.2918 | 2.2918 | 2.2918 | 448.6538 | 90.2197 | 89.9828 | 90.8003 | 61.77% | 76.4726 | 2994.1567 | 70.56% | 593.7315 | 23523.6415
12 | 12 | 9 | 37.7933 | 37.9733 | 37.8967 | 38.2333 | 16.61% | 18.5118 | 3.7024 | 3.7024 | 3.7024 | 699.6226 | 140.5909 | 140.3071 | 141.5536 | 55.57% | 68.8014 | 2600.2356 | 62.54% | 526.2084 | 20118.7012
12 | 12 | 10 | 36.57 | 36.7367 | 36.67 | 36.98 | 13.6% | 15.1574 | 3.0315 | 3.0315 | 3.0315 | 554.3068 | 111.3666 | 111.1645 | 112.1043 | 42.66% | 52.816 | 1931.4817 | 57.3% | 482.1691 | 17830.6124
12 | 12 | 11 | 33.9033 | 34.05 | 34.0133 | 34.2133 | 15.85% | 17.6666 | 3.5333 | 3.5333 | 3.5333 | 598.9553 | 120.3093 | 120.1797 | 120.8864 | 38.69% | 47.8994 | 1623.9489 | 49.13% | 413.4265 | 14144.6991
12 | 12 | 12 | 32.9433 | 33.0667 | 33.0467 | 32.8533 | 13.54% | 15.0876 | 3.0175 | 3.0175 | 3.0175 | 497.0359 | 99.7793 | 99.719 | 99.1356 | 38.71% | 47.9193 | 1578.6217 | 40.69% | 342.3662 | 11247.871
12 | 12 | 13 | 31.69 | 31.8167 | 31.82 | 32.1133 | 10.66% | 11.8834 | 2.3767 | 2.3767 | 2.3767 | 376.5838 | 75.6178 | 75.6257 | 76.3229 | 41.85% | 51.8102 | 1641.8653 | 30.39% | 255.7331 | 8212.4422
12 | 12 | 14 | 31.97 | 32.17 | 32.1867 | 32.4733 | 5.274% | 5.8777 | 1.1755 | 1.1755 | 1.1755 | 187.9111 | 37.8173 | 37.8369 | 38.1739 | 48.18% | 59.6498 | 1907.0037 | 22.33% | 187.9344 | 6102.8549
12 | 12 | 15 | 47.48 | 47.73 | 47.71 | 48.0967 | 1.235% | 1.376 | 0.2752 | 0.2752 | 0.2752 | 65.3316 | 13.1351 | 13.1296 | 13.236 | 60.94% | 75.4418 | 3581.9749 | 18.07% | 152.0692 | 7314.0221
12 | 12 | 16 | 31.0367 | 31.2367 | 31.2033 | 25.5633 | 0% | 0 | 0 | 0 | 0 | 0 | 0 | 0 | 0 | 77.89% | 96.4285 | 2992.8199 | 14.81% | 124.6053 | 3185.3265
12 | 12 | 17 | 33.9267 | 34.1767 | 34.1133 | 34.3933 | 0% | 0 | 0 | 0 | 0 | 0 | 0 | 0 | 0 | 82.3% | 101.889 | 3456.7554 | 12.02% | 101.1525 | 3478.9723
12 | 12 | 18 | 51.48 | 52.03 | 51.85 | 52.22 | 0% | 0 | 0 | 0 | 0 | 0 | 0 | 0 | 0 | 82.2% | 101.7665 | 5238.9405 | 11.46% | 96.3945 | 5033.7186
12 | 12 | 19 | 55.4267 | 56.0167 | 55.7867 | 56.1867 | 0% | 0 | 0 | 0 | 0 | 0 | 0 | 0 | 0 | 77.42% | 95.8439 | 5312.3066 | 10.7% | 90.0298 | 5058.4739
12 | 12 | 20 | 34.8333 | 35.1167 | 35.0367 | 35.34 | 0% | 0 | 0 | 0 | 0 | 0 | 0 | 0 | 0 | 77.18% | 95.5473 | 3328.2296 | 10.52% | 88.4943 | 3127.3889
12 | 12 | 21 | 30.3 | 30.5467 | 30.5 | 30.7767 | 0% | 0 | 0 | 0 | 0 | 0 | 0 | 0 | 0 | 79.72% | 98.7033 | 2990.71 | 11.05% | 92.9707 | 2861.3274
12 | 12 | 22 | 24.3467 | 24.5267 | 24.5033 | 24.72 | 0% | 0 | 0 | 0 | 0 | 0 | 0 | 0 | 0 | 77.86% | 96.3933 | 2346.8546 | 12.89% | 108.4289 | 2680.3631
12 | 12 | 23 | 21.8433 | 21.9967 | 21.9333 | 22.0833 | 0% | 0 | 0 | 0 | 0 | 0 | 0 | 0 | 0 | 79.62% | 98.5696 | 2153.0891 | 13.27% | 111.6237 | 2465.0227
12 | 13 | 0 | 22.9833 | 23.15 | 23.0367 | 23.16 | 0% | 0 | 0 | 0 | 0 | 0 | 0 | 0 | 0 | 80.06% | 99.1226 | 2278.1686 | 12.62% | 106.2138 | 2459.9109
12 | 13 | 1 | 15.2 | 15.3133 | 15.2267 | 15.3 | 0% | 0 | 0 | 0 | 0 | 0 | 0 | 0 | 0 | 83.47% | 103.3458 | 1570.8564 | 12.91% | 108.6081 | 1661.7045
12 | 13 | 2 | 15.3267 | 15.4267 | 15.38 | 15.4767 | 0% | 0 | 0 | 0 | 0 | 0 | 0 | 0 | 0 | 84.3% | 104.3651 | 1599.5686 | 15.61% | 131.3142 | 2032.3063
12 | 13 | 3 | 19.35 | 19.4433 | 19.3367 | 19.4367 | 0% | 0 | 0 | 0 | 0 | 0 | 0 | 0 | 0 | 87.58% | 108.4267 | 2098.0573 | 15.88% | 133.6514 | 2597.7385
12 | 13 | 4 | 19.9933 | 20.0967 | 19.9467 | 20.0333 | 0% | 0 | 0 | 0 | 0 | 0 | 0 | 0 | 0 | 87.95% | 108.8869 | 2177.012 | 17.26% | 145.2439 | 2909.7194
12 | 13 | 5 | 22.3967 | 22.5167 | 22.4567 | 22.6067 | 0% | 0 | 0 | 0 | 0 | 0 | 0 | 0 | 0 | 88.08% | 109.0483 | 2442.3193 | 23.94% | 201.4498 | 4554.1091
12 | 13 | 6 | 24.7367 | 24.94 | 24.8167 | 24.96 | 0% | 0 | 0 | 0 | 0 | 0 | 0 | 0 | 0 | 88.91% | 110.0749 | 2722.885 | 34.47% | 290.0833 | 7240.4786
12 | 13 | 7 | 33.8733 | 34.1133 | 33.9967 | 34.2367 | 0.2301% | 0.25641 | 0.051283 | 0.051283 | 0.051283 | 8.6856 | 1.7494 | 1.7434 | 1.7557 | 89.3% | 110.5625 | 3745.1206 | 48.27% | 406.1469 | 13905.1145
12 | 13 | 8 | 38.4367 | 38.6867 | 38.5933 | 38.9867 | 3.558% | 3.9654 | 0.79309 | 0.79309 | 0.79309 | 152.4185 | 30.682 | 30.608 | 30.9199 | 89.57% | 110.8881 | 4262.1691 | 61.93% | 521.0726 | 20314.8825
12 | 13 | 9 | 53.1333 | 53.4467 | 53.36 | 53.9467 | 6.964% | 7.7604 | 1.5521 | 1.5521 | 1.5521 | 412.3339 | 82.9531 | 82.8186 | 83.7291 | 93.98% | 116.3528 | 6182.2117 | 76.01% | 639.6214 | 34505.4424
12 | 13 | 10 | 36.5667 | 36.8933 | 36.83 | 37.4533 | 7.355% | 8.1966 | 1.6393 | 1.6393 | 1.6393 | 299.7214 | 60.4798 | 60.376 | 61.3978 | 97.45% | 120.6504 | 4411.7828 | 88.81% | 747.2889 | 27988.4586
12 | 13 | 11 | 36.5033 | 36.8233 | 36.7667 | 37.2133 | 3.239% | 3.6096 | 0.72191 | 0.72191 | 0.72191 | 131.7609 | 26.5832 | 26.5423 | 26.8647 | 94.69% | 117.2273 | 4279.1872 | 95.26% | 801.5358 | 29827.8197
12 | 13 | 12 | 33.6367 | 34.5867 | 34.6067 | 35.0233 | 2.195% | 2.4461 | 0.48922 | 0.48922 | 0.48922 | 82.2793 | 16.9206 | 16.9304 | 17.1343 | 92.1% | 114.0231 | 3835.3559 | 98.14% | 825.8105 | 28922.6357
12 | 13 | 13 | 34.7167 | 35.8433 | 35.9233 | 36.3033 | 1.518% | 1.6911 | 0.33822 | 0.33822 | 0.33822 | 58.7091 | 12.1229 | 12.1499 | 12.2785 | 79.38% | 98.2778 | 3411.8784 | 99.08% | 833.6877 | 30265.6424
12 | 13 | 14 | 33.3733 | 33.93 | 33.9033 | 34.7967 | 2.216% | 2.469 | 0.4938 | 0.4938 | 0.4938 | 82.3981 | 16.7545 | 16.7413 | 17.1825 | 69.08% | 85.5208 | 2854.1152 | 99.58% | 837.959 | 29158.1805
12 | 13 | 15 | 48.3533 | 49.4467 | 49.4467 | 49.81 | 2.292% | 2.5536 | 0.51073 | 0.51073 | 0.51073 | 123.4765 | 25.2537 | 25.2537 | 25.4392 | 77.74% | 96.2487 | 4653.9448 | 99.83% | 840.0585 | 41843.3116
12 | 13 | 16 | 39.1233 | 39.4333 | 39.4467 | 40.2767 | 0.05655% | 0.063022 | 0.012604 | 0.012604 | 0.012604 | 2.4656 | 0.49703 | 0.4972 | 0.50766 | 87.8% | 108.6996 | 4252.6918 | 99.94% | 840.9533 | 33870.794
12 | 13 | 17 | 38.5867 | 39.5533 | 39.6433 | 40.0633 | 0% | 0 | 0 | 0 | 0 | 0 | 0 | 0 | 0 | 69.78% | 86.3953 | 3333.7081 | 98.9% | 832.2323 | 33342.0008
12 | 13 | 18 | 42.46 | 43.0733 | 43.04 | 43.3967 | 0% | 0 | 0 | 0 | 0 | 0 | 0 | 0 | 0 | 55% | 68.0938 | 2891.2642 | 82.26% | 692.2179 | 30039.9502
12 | 13 | 19 | 54.76 | 55.5667 | 55.5433 | 56.2533 | 0% | 0 | 0 | 0 | 0 | 0 | 0 | 0 | 0 | 36.76% | 45.5136 | 2492.3227 | 61.72% | 519.3722 | 29216.415
12 | 13 | 20 | 43.1367 | 44.1133 | 44.17 | 44.49 | 0% | 0 | 0 | 0 | 0 | 0 | 0 | 0 | 0 | 26.97% | 33.3861 | 1440.1658 | 65.71% | 552.9218 | 24599.4916
12 | 13 | 21 | 31.54 | 31.85 | 31.7933 | 32.0233 | 0% | 0 | 0 | 0 | 0 | 0 | 0 | 0 | 0 | 26.04% | 32.2414 | 1016.8926 | 66.1% | 556.1614 | 17810.1409
12 | 13 | 22 | 26.9867 | 27.19 | 27.0767 | 27.2367 | 0% | 0 | 0 | 0 | 0 | 0 | 0 | 0 | 0 | 26.8% | 33.1796 | 895.406 | 60.85% | 511.993 | 13944.9839
12 | 13 | 23 | 16.0667 | 16.1867 | 16.18 | 16.3133 | 0% | 0 | 0 | 0 | 0 | 0 | 0 | 0 | 0 | 22.04% | 27.2833 | 438.3522 | 61.71% | 519.2528 | 8470.7447
12 | 14 | 0 | 30.6433 | 30.8467 | 30.6367 | 30.78 | 0% | 0 | 0 | 0 | 0 | 0 | 0 | 0 | 0 | 20.35% | 25.1891 | 771.878 | 62.73% | 527.8666 | 16247.7348
12 | 14 | 1 | 31.46 | 31.6467 | 31.34 | 31.4467 | 0% | 0 | 0 | 0 | 0 | 0 | 0 | 0 | 0 | 18.65% | 23.0867 | 726.3062 | 68.86% | 579.4254 | 18220.9982
12 | 14 | 2 | 25.2067 | 25.3333 | 25.0833 | 25.1667 | 0% | 0 | 0 | 0 | 0 | 0 | 0 | 0 | 0 | 14.22% | 17.6032 | 443.7189 | 66.07% | 555.9293 | 13990.8879
12 | 14 | 3 | 24.3733 | 24.48 | 24.2867 | 24.3833 | 0% | 0 | 0 | 0 | 0 | 0 | 0 | 0 | 0 | 7.382% | 9.1394 | 222.7576 | 60.55% | 509.5229 | 12423.8669
12 | 14 | 4 | 20.8233 | 20.91 | 20.7733 | 20.8667 | 0% | 0 | 0 | 0 | 0 | 0 | 0 | 0 | 0 | 4.487% | 5.5551 | 115.675 | 44.2% | 371.9371 | 7761.0885
12 | 14 | 5 | 25.43 | 25.5367 | 25.2967 | 25.38 | 0% | 0 | 0 | 0 | 0 | 0 | 0 | 0 | 0 | 4.362% | 5.4009 | 137.3445 | 25.67% | 215.9817 | 5481.6155
12 | 14 | 6 | 29.11 | 29.2567 | 29.1933 | 29.41 | 0% | 0 | 0 | 0 | 0 | 0 | 0 | 0 | 0 | 7.7% | 9.5335 | 277.5187 | 17.78% | 149.595 | 4399.5894
12 | 14 | 7 | 40.83 | 41.05 | 40.98 | 41.29 | 0.3365% | 0.37504 | 0.075009 | 0.075009 | 0.075009 | 15.313 | 3.0791 | 3.0739 | 3.0971 | 14.64% | 18.1202 | 739.8467 | 12.01% | 101.0487 | 4172.3001
12 | 14 | 8 | 37.8967 | 38.15 | 38.0967 | 38.4267 | 17.06% | 19.0061 | 3.8012 | 3.8012 | 3.8012 | 720.2674 | 145.0165 | 144.8137 | 146.0681 | 27.12% | 33.5764 | 1272.4325 | 9.792% | 82.394 | 3166.1284
12 | 14 | 9 | 35.9633 | 36.2267 | 36.1833 | 36.68 | 26.82% | 29.891 | 5.9782 | 5.9782 | 5.9782 | 1074.9795 | 216.5702 | 216.3111 | 219.2803 | 29.68% | 36.7447 | 1321.4605 | 7.352% | 61.8672 | 2269.2907
12 | 14 | 10 | 50.79 | 51.0867 | 51.0333 | 51.7767 | 25.18% | 28.0615 | 5.6123 | 5.6123 | 5.6123 | 1425.2432 | 286.7136 | 286.4143 | 290.5861 | 27.32% | 33.8252 | 1717.9838 | 4.283% | 36.0397 | 1866.0134
12 | 14 | 11 | 41.0333 | 41.2533 | 41.1467 | 41.83 | 29.86% | 33.2738 | 6.6548 | 6.6548 | 6.6548 | 1365.3344 | 274.5309 | 273.8211 | 278.3685 | 28.75% | 35.5918 | 1460.4501 | 1.614% | 13.5785 | 567.9902
12 | 14 | 12 | 42.69 | 42.9 | 42.7233 | 44 | 37.97% | 42.3162 | 8.4632 | 8.4632 | 8.4632 | 1806.4792 | 363.0731 | 361.5779 | 372.3827 | 30.88% | 38.2314 | 1632.0973 | 0.4064% | 3.4197 | 150.466
12 | 14 | 13 | 34.2867 | 34.4867 | 34.35 | 34.9833 | 42.26% | 47.0904 | 9.4181 | 9.4181 | 9.4181 | 1614.5743 | 324.7985 | 323.5113 | 329.4761 | 25.55% | 31.6287 | 1084.4433 | 0.03897% | 0.32792 | 11.4718
12 | 14 | 14 | 32.2433 | 32.5467 | 32.5033 | 34.1133 | 38.38% | 42.7673 | 8.5535 | 8.5535 | 8.5535 | 1378.9588 | 278.3863 | 278.0157 | 291.7867 | 30.08% | 37.2372 | 1200.6526 | 0.007145% | 0.060125 | 2.0511
12 | 14 | 15 | 30.8567 | 31.04 | 30.9867 | 33.35 | 21.59% | 24.0559 | 4.8112 | 4.8112 | 4.8112 | 742.2844 | 149.3389 | 149.0823 | 160.4528 | 45.86% | 56.7751 | 1751.889 | 0.201% | 1.6912 | 56.4011
12 | 14 | 16 | 38.65 | 38.9867 | 38.9067 | 40.6567 | 0.6077% | 0.67718 | 0.13544 | 0.13544 | 0.13544 | 26.1729 | 5.2802 | 5.2693 | 5.5064 | 57.48% | 71.1654 | 2750.5429 | 1.075% | 9.0446 | 367.7217
12 | 14 | 17 | 67.59 | 75.8533 | 76.9133 | 77.1167 | 0% | 0 | 0 | 0 | 0 | 0 | 0 | 0 | 0 | 66.23% | 81.9948 | 5542.0286 | 2.613% | 21.9896 | 1695.7641
12 | 14 | 18 | 56.6033 | 57.32 | 57.28 | 57.87 | 0% | 0 | 0 | 0 | 0 | 0 | 0 | 0 | 0 | 70.7% | 87.5342 | 4954.7268 | 6.397% | 53.8249 | 3114.8454
12 | 14 | 19 | 31.5833 | 32.82 | 32.9533 | 33.7633 | 0% | 0 | 0 | 0 | 0 | 0 | 0 | 0 | 0 | 71.57% | 88.607 | 2798.5031 | 10.08% | 84.8587 | 2865.1136
12 | 14 | 20 | 29.29 | 30.42 | 30.5767 | 30.78 | 0% | 0 | 0 | 0 | 0 | 0 | 0 | 0 | 0 | 72.32% | 89.5308 | 2622.3575 | 15.38% | 129.4241 | 3983.6728
12 | 14 | 21 | 29.8733 | 30.0433 | 30.0467 | 30.2967 | 0% | 0 | 0 | 0 | 0 | 0 | 0 | 0 | 0 | 72.66% | 89.9515 | 2687.1523 | 19.11% | 160.8272 | 4872.5284
12 | 14 | 22 | 46.1133 | 46.3633 | 46.3667 | 46.7433 | 0% | 0 | 0 | 0 | 0 | 0 | 0 | 0 | 0 | 74.84% | 92.6527 | 4272.5253 | 22.78% | 191.706 | 8960.9785
12 | 14 | 23 | 30.2567 | 30.4433 | 30.34 | 30.54 | 0% | 0 | 0 | 0 | 0 | 0 | 0 | 0 | 0 | 74.33% | 92.0268 | 2784.4241 | 27.57% | 231.9956 | 7085.1449
12 | 15 | 0 | 40.4633 | 40.7267 | 40.3633 | 40.4933 | 0% | 0 | 0 | 0 | 0 | 0 | 0 | 0 | 0 | 74.74% | 92.5371 | 3744.3575 | 34.32% | 288.7772 | 11693.5522
12 | 15 | 1 | 41.74 | 41.9767 | 41.4867 | 41.5633 | 0% | 0 | 0 | 0 | 0 | 0 | 0 | 0 | 0 | 73.58% | 91.0979 | 3802.4272 | 38.59% | 324.758 | 13498.025
12 | 15 | 2 | 36.5533 | 36.7133 | 36.3133 | 36.3967 | 0% | 0 | 0 | 0 | 0 | 0 | 0 | 0 | 0 | 70.63% | 87.4374 | 3196.1283 | 40.12% | 337.6084 | 12287.8188
12 | 15 | 3 | 29.2567 | 29.3633 | 29.18 | 29.3067 | 0% | 0 | 0 | 0 | 0 | 0 | 0 | 0 | 0 | 67.34% | 83.3649 | 2438.9782 | 39.63% | 333.4589 | 9772.5693
12 | 15 | 4 | 28.06 | 28.16 | 28.0167 | 28.1533 | 0% | 0 | 0 | 0 | 0 | 0 | 0 | 0 | 0 | 63.89% | 79.0933 | 2219.3588 | 35.99% | 302.8548 | 8526.3716
12 | 15 | 5 | 30.4567 | 30.5967 | 30.35 | 30.4533 | 0% | 0 | 0 | 0 | 0 | 0 | 0 | 0 | 0 | 60.46% | 74.8507 | 2279.7019 | 30.36% | 255.4509 | 7779.3316
12 | 15 | 6 | 30.1333 | 30.3233 | 30.2367 | 30.4267 | 0% | 0 | 0 | 0 | 0 | 0 | 0 | 0 | 0 | 54.33% | 67.2579 | 2026.7062 | 24.96% | 210.0072 | 6389.818
12 | 15 | 7 | 33.47 | 33.66 | 33.6033 | 33.8633 | 0.00998% | 0.011122 | 0.0022243 | 0.0022243 | 0.0022243 | 0.37224 | 0.07487 | 0.074744 | 0.075322 | 50.52% | 62.5511 | 2093.585 | 21.22% | 178.5408 | 6045.987
12 | 15 | 8 | 34.0867 | 34.31 | 34.2633 | 34.5567 | 6.126% | 6.8262 | 1.3652 | 1.3652 | 1.3652 | 232.6808 | 46.8411 | 46.7773 | 47.1778 | 45.33% | 56.1264 | 1913.162 | 18.56% | 156.1809 | 5397.0929
12 | 15 | 9 | 35.3167 | 35.55 | 35.44 | 35.8533 | 14.45% | 16.1046 | 3.2209 | 3.2209 | 3.2209 | 568.7609 | 114.5037 | 114.1494 | 115.4807 | 37.39% | 46.291 | 1634.8453 | 15.44% | 129.9051 | 4657.5321
12 | 15 | 10 | 31.4033 | 31.61 | 31.56 | 33.6233 | 15.69% | 17.4849 | 3.497 | 3.497 | 3.497 | 549.0845 | 110.5396 | 110.3648 | 117.5802 | 26.6% | 32.9274 | 1034.0316 | 12.6% | 106.0232 | 3564.8534
12 | 15 | 11 | 31.7633 | 31.97 | 31.8733 | 34.2 | 18.13% | 20.1992 | 4.0398 | 4.0398 | 4.0398 | 641.5934 | 129.1536 | 128.7631 | 138.1624 | 17.82% | 22.0576 | 700.6228 | 15.42% | 129.7796 | 4438.4623
12 | 15 | 12 | 41.8433 | 42.1 | 41.88 | 42.4033 | 19.64% | 21.8903 | 4.3781 | 4.3781 | 4.3781 | 915.9621 | 184.3161 | 183.3529 | 185.6441 | 16.57% | 20.5185 | 858.5604 | 16.85% | 141.7982 | 6012.7169
12 | 15 | 13 | 33.49 | 33.7233 | 33.6967 | 34.3167 | 15.67% | 17.4596 | 3.4919 | 3.4919 | 3.4919 | 584.7213 | 117.759 | 117.6659 | 119.8309 | 18.77% | 23.2384 | 778.2549 | 16.75% | 140.9623 | 4837.3547
12 | 15 | 14 | 32.0567 | 32.2633 | 32.1767 | 32.8567 | 7.478% | 8.3337 | 1.6667 | 1.6667 | 1.6667 | 267.1519 | 53.7748 | 53.6304 | 54.7638 | 21.07% | 26.0876 | 836.2805 | 22.04% | 185.4227 | 6092.3703
12 | 15 | 15 | 37.6933 | 37.9733 | 37.8967 | 38.53 | 5.382% | 5.9976 | 1.1995 | 1.1995 | 1.1995 | 226.0695 | 45.5498 | 45.4578 | 46.2175 | 23.99% | 29.6967 | 1119.3693 | 36.04% | 303.2413 | 11683.8886
12 | 15 | 16 | 45.5733 | 46.0967 | 46.0733 | 46.44 | 0.1031% | 0.11492 | 0.022985 | 0.022985 | 0.022985 | 5.2374 | 1.0595 | 1.059 | 1.0674 | 34.85% | 43.1482 | 1966.4091 | 51.31% | 431.7188 | 20049.0208
12 | 15 | 17 | 76.79 | 77.8467 | 77.7467 | 78.3167 | 0% | 0 | 0 | 0 | 0 | 0 | 0 | 0 | 0 | 56.27% | 69.6686 | 5349.8555 | 58.78% | 494.6328 | 38737.9916
12 | 15 | 18 | 163.1967 | 164.2433 | 163.6733 | 164.8733 | 0% | 0 | 0 | 0 | 0 | 0 | 0 | 0 | 0 | 69.13% | 85.5821 | 13966.7115 | 62.03% | 521.9838 | 86061.2011
12 | 15 | 19 | 40.97 | 41.9967 | 42.11 | 42.6667 | 0% | 0 | 0 | 0 | 0 | 0 | 0 | 0 | 0 | 72.07% | 89.2323 | 3655.8458 | 65.17% | 548.388 | 23397.8882
12 | 15 | 20 | 55.48 | 57.5767 | 57.89 | 58.77 | 0% | 0 | 0 | 0 | 0 | 0 | 0 | 0 | 0 | 69.95% | 86.6 | 4804.5689 | 71.91% | 605.0894 | 35561.1069
12 | 15 | 21 | 29.3033 | 30.5233 | 30.6667 | 30.85 | 0% | 0 | 0 | 0 | 0 | 0 | 0 | 0 | 0 | 75.55% | 93.5352 | 2740.892 | 78.94% | 664.2432 | 20491.9038
12 | 15 | 22 | 23.0333 | 23.1567 | 23.0133 | 23.12 | 0% | 0 | 0 | 0 | 0 | 0 | 0 | 0 | 0 | 72.75% | 90.0636 | 2074.4642 | 81.4% | 684.9274 | 15835.5217
12 | 15 | 23 | 24.13 | 24.2567 | 24.1933 | 24.3467 | 0% | 0 | 0 | 0 | 0 | 0 | 0 | 0 | 0 | 70.55% | 87.3492 | 2107.7352 | 87.34% | 734.9618 | 17893.8704
12 | 16 | 0 | 35.1467 | 35.2933 | 35.0867 | 35.2367 | 0% | 0 | 0 | 0 | 0 | 0 | 0 | 0 | 0 | 66.03% | 81.749 | 2873.2057 | 84.74% | 713.0854 | 25126.7515
12 | 16 | 1 | 35.17 | 35.3067 | 35.1533 | 35.3333 | 0% | 0 | 0 | 0 | 0 | 0 | 0 | 0 | 0 | 65.06% | 80.5471 | 2832.841 | 85.29% | 717.6777 | 25357.9442
12 | 16 | 2 | 24.0333 | 24.12 | 23.9867 | 24.0867 | 0% | 0 | 0 | 0 | 0 | 0 | 0 | 0 | 0 | 54.96% | 68.0386 | 1635.194 | 87.64% | 737.4505 | 17762.7253
12 | 16 | 3 | 25.54 | 25.6233 | 25.48 | 25.5933 | 0% | 0 | 0 | 0 | 0 | 0 | 0 | 0 | 0 | 48.53% | 60.0831 | 1534.5216 | 93.74% | 788.8183 | 20188.4894
12 | 16 | 4 | 37.3767 | 37.4967 | 37.17 | 37.2833 | 0% | 0 | 0 | 0 | 0 | 0 | 0 | 0 | 0 | 53.3% | 65.9894 | 2466.4622 | 99.07% | 833.6226 | 31080.2305
12 | 16 | 5 | 34.2433 | 34.3533 | 34.1933 | 34.3733 | 0% | 0 | 0 | 0 | 0 | 0 | 0 | 0 | 0 | 53.13% | 65.7825 | 2252.6111 | 99.02% | 833.2332 | 28641.0027
12 | 16 | 6 | 31.87 | 31.9967 | 31.8867 | 32.0767 | 0% | 0 | 0 | 0 | 0 | 0 | 0 | 0 | 0 | 59.69% | 73.9003 | 2355.2018 | 98.12% | 825.6207 | 26483.1589
12 | 16 | 7 | 34.74 | 34.9067 | 34.8033 | 35.0267 | 0.1081% | 0.12048 | 0.024097 | 0.024097 | 0.024097 | 4.1856 | 0.84113 | 0.83864 | 0.84403 | 63.31% | 78.3792 | 2722.8938 | 94.99% | 799.283 | 27996.2189
12 | 16 | 8 | 43.2533 | 43.4633 | 43.45 | 43.8 | 18.97% | 21.1402 | 4.228 | 4.228 | 4.228 | 914.3836 | 183.7646 | 183.7082 | 185.1881 | 59.09% | 73.1605 | 3164.4371 | 90.18% | 758.8541 | 33237.8086
12 | 16 | 9 | 47.68 | 47.9367 | 47.8533 | 48.2433 | 28.02% | 31.22 | 6.244 | 6.244 | 6.244 | 1488.57 | 299.3166 | 298.7963 | 301.2315 | 55.6% | 68.8314 | 3281.883 | 77.56% | 652.6013 | 31483.6633
12 | 16 | 10 | 44.6833 | 44.8833 | 44.8533 | 45.2033 | 30.06% | 33.5024 | 6.7005 | 6.7005 | 6.7005 | 1496.9987 | 300.7398 | 300.5388 | 302.884 | 61.41% | 76.0254 | 3397.0694 | 65.46% | 550.829 | 24899.3087
12 | 16 | 11 | 55.1133 | 55.38 | 55.3 | 55.73 | 28.63% | 31.9058 | 6.3812 | 6.3812 | 6.3812 | 1758.437 | 353.3891 | 352.8786 | 355.6225 | 63.32% | 78.3952 | 4320.6186 | 57.56% | 484.3316 | 26991.8016
12 | 16 | 12 | 34.5467 | 34.74 | 34.7233 | 35.0033 | 24.82% | 27.6599 | 5.532 | 5.532 | 5.532 | 955.5567 | 192.1809 | 192.0887 | 193.6376 | 67.71% | 83.833 | 2896.1497 | 56.76% | 477.6266 | 16718.5236
12 | 16 | 13 | 31.6333 | 31.8167 | 31.78 | 32.02 | 25.47% | 28.3791 | 5.6758 | 5.6758 | 5.6758 | 897.7247 | 180.5855 | 180.3774 | 181.7396 | 69.92% | 86.5694 | 2738.4788 | 67.74% | 570.0188 | 18252.0035
12 | 16 | 14 | 30.1567 | 30.3533 | 30.3067 | 30.5333 | 26.83% | 29.8984 | 5.9797 | 5.9797 | 5.9797 | 901.6361 | 181.5032 | 181.2242 | 182.5796 | 70.41% | 87.1724 | 2628.8283 | 80.24% | 675.2121 | 20616.4766
12 | 16 | 15 | 34.1367 | 34.3767 | 34.29 | 34.5 | 18.09% | 20.1578 | 4.0316 | 4.0316 | 4.0316 | 688.1196 | 138.5915 | 138.2421 | 139.0887 | 67.92% | 84.0918 | 2870.6154 | 88.53% | 744.928 | 25700.0161
12 | 16 | 16 | 35.35 | 35.5467 | 35.4733 | 35.67 | 0.6565% | 0.73155 | 0.14631 | 0.14631 | 0.14631 | 25.8603 | 5.2008 | 5.1901 | 5.2189 | 65.96% | 81.6634 | 2886.8 | 91.67% | 771.3259 | 27513.1956
12 | 16 | 17 | 38.8167 | 39.0033 | 38.9767 | 38.89 | 0% | 0 | 0 | 0 | 0 | 0 | 0 | 0 | 0 | 70.4% | 87.1557 | 3383.0943 | 93.93% | 790.3412 | 30736.3698
12 | 16 | 18 | 33.5133 | 33.68 | 33.6667 | 33.9167 | 0% | 0 | 0 | 0 | 0 | 0 | 0 | 0 | 0 | 68.87% | 85.2595 | 2857.3304 | 97.9% | 823.7532 | 27938.9636
12 | 16 | 19 | 32.4933 | 32.6833 | 32.6467 | 32.88 | 0% | 0 | 0 | 0 | 0 | 0 | 0 | 0 | 0 | 72.66% | 89.9595 | 2923.0834 | 98.36% | 827.6256 | 27212.3301
12 | 16 | 20 | 34.2233 | 34.4233 | 34.3833 | 34.61 | 0% | 0 | 0 | 0 | 0 | 0 | 0 | 0 | 0 | 71.76% | 88.8446 | 3040.5569 | 97.67% | 821.8465 | 28444.1058
12 | 16 | 21 | 32.0733 | 32.2733 | 32.2433 | 32.4633 | 0% | 0 | 0 | 0 | 0 | 0 | 0 | 0 | 0 | 60.37% | 74.7431 | 2397.2589 | 97.03% | 816.4764 | 26505.5441
12 | 16 | 22 | 30.0033 | 30.15 | 30.1733 | 30.41 | 0% | 0 | 0 | 0 | 0 | 0 | 0 | 0 | 0 | 53.21% | 65.8756 | 1976.4875 | 96.75% | 814.1127 | 24757.1686
12 | 16 | 23 | 26.01 | 26.1133 | 26.1367 | 26.3333 | 0% | 0 | 0 | 0 | 0 | 0 | 0 | 0 | 0 | 48.91% | 60.5565 | 1575.0755 | 96.42% | 811.3263 | 21364.927
12 | 17 | 0 | 27.0367 | 27.1267 | 27.1033 | 27.26 | 0% | 0 | 0 | 0 | 0 | 0 | 0 | 0 | 0 | 42.1% | 52.1171 | 1409.0718 | 96.16% | 809.1332 | 22056.9722
12 | 17 | 1 | 20.0333 | 20.0933 | 20.08 | 20.1833 | 0% | 0 | 0 | 0 | 0 | 0 | 0 | 0 | 0 | 49.12% | 60.8131 | 1218.2899 | 94.25% | 793.0756 | 16006.9096
12 | 17 | 2 | 22.1067 | 22.18 | 22.15 | 22.26 | 0% | 0 | 0 | 0 | 0 | 0 | 0 | 0 | 0 | 54.09% | 66.9608 | 1480.2806 | 91.65% | 771.1814 | 17166.4989
12 | 17 | 3 | 23.0167 | 23.0867 | 22.9867 | 23.07 | 0% | 0 | 0 | 0 | 0 | 0 | 0 | 0 | 0 | 41.39% | 51.24 | 1179.3751 | 93.86% | 789.7935 | 18220.5354
12 | 17 | 4 | 21.9733 | 22.04 | 22.04 | 22.1467 | 0% | 0 | 0 | 0 | 0 | 0 | 0 | 0 | 0 | 31.62% | 39.1442 | 860.1292 | 98.14% | 825.8033 | 18288.7906
12 | 17 | 5 | 23.22 | 23.2867 | 23.26 | 23.37 | 0% | 0 | 0 | 0 | 0 | 0 | 0 | 0 | 0 | 25.15% | 31.1375 | 723.0136 | 97.22% | 818.0897 | 19118.7568
12 | 17 | 6 | 24.5067 | 24.5933 | 24.6067 | 18.5867 | 0% | 0 | 0 | 0 | 0 | 0 | 0 | 0 | 0 | 26.08% | 32.2901 | 791.3218 | 97.59% | 821.1682 | 15262.7803
12 | 17 | 7 | 29.27 | 29.42 | 29.3933 | 28.0233 | 0.09315% | 0.1038 | 0.02076 | 0.02076 | 0.02076 | 3.0383 | 0.61077 | 0.61021 | 0.58177 | 27.86% | 34.4896 | 1009.5116 | 96.33% | 810.6038 | 22715.8202
12 | 17 | 8 | 32.6067 | 32.77 | 32.75 | 32.9633 | 11.46% | 12.7706 | 2.5541 | 2.5541 | 2.5541 | 416.4072 | 83.6986 | 83.6475 | 84.1924 | 25.39% | 31.4392 | 1025.1289 | 94.76% | 797.3411 | 26283.0191
12 | 17 | 9 | 35.1567 | 35.3367 | 35.2967 | 35.5433 | 21.42% | 23.8711 | 4.7742 | 4.7742 | 4.7742 | 839.2299 | 168.7053 | 168.5144 | 169.692 | 19.7% | 24.386 | 857.3292 | 90.17% | 758.732 | 26967.8658
12 | 17 | 10 | 36.3133 | 36.4667 | 36.4767 | 36.72 | 22.37% | 24.9289 | 4.9858 | 4.9858 | 4.9858 | 905.2524 | 181.815 | 181.8648 | 183.078 | 21.52% | 26.6396 | 967.3714 | 84.27% | 709.137 | 26039.5089
12 | 17 | 11 | 33.3233 | 33.4567 | 33.47 | 33.7133 | 24.83% | 27.6685 | 5.5337 | 5.5337 | 5.5337 | 922.0077 | 185.1394 | 185.2132 | 186.5597 | 22.46% | 27.8041 | 926.5254 | 80.23% | 675.1329 | 22760.981
12 | 17 | 12 | 32.67 | 32.8167 | 32.83 | 33.1033 | 23.52% | 26.2073 | 5.2415 | 5.2415 | 5.2415 | 856.192 | 172.0071 | 172.077 | 173.5097 | 21.32% | 26.3913 | 862.203 | 80.31% | 675.7339 | 22369.0436
12 | 17 | 13 | 46.1267 | 46.3233 | 46.2867 | 46.6067 | 19.28% | 21.4831 | 4.2966 | 4.2966 | 4.2966 | 990.9439 | 199.0338 | 198.8762 | 200.2512 | 19.85% | 24.5697 | 1133.32 | 81.59% | 686.5152 | 31996.1859
12 | 17 | 14 | 32.54 | 32.6933 | 32.7267 | 32.9667 | 19.69% | 21.9409 | 4.3882 | 4.3882 | 4.3882 | 713.9582 | 143.4645 | 143.6108 | 144.6639 | 17.44% | 21.5866 | 702.4293 | 82.15% | 691.2833 | 22789.307
12 | 17 | 15 | 31.8833 | 32.0267 | 32.0533 | 32.2733 | 11.18% | 12.4592 | 2.4918 | 2.4918 | 2.4918 | 397.2412 | 79.8054 | 79.8719 | 80.4201 | 15.69% | 19.4275 | 619.4131 | 79.85% | 671.9439 | 21685.8701
12 | 17 | 16 | 35.3367 | 35.48 | 35.48 | 35.6967 | 0.05711% | 0.06364 | 0.012728 | 0.012728 | 0.012728 | 2.2488 | 0.45159 | 0.45159 | 0.45435 | 16.75% | 20.7429 | 732.9843 | 79.73% | 670.9312 | 23950.0067
12 | 17 | 17 | 61.7133 | 61.9533 | 61.8867 | 62.16 | 0% | 0 | 0 | 0 | 0 | 0 | 0 | 0 | 0 | 16.01% | 19.8151 | 1222.8575 | 81.41% | 685.0534 | 42582.9165
12 | 17 | 18 | 63.7 | 63.9533 | 63.9167 | 64.2367 | 0% | 0 | 0 | 0 | 0 | 0 | 0 | 0 | 0 | 13.78% | 17.0652 | 1087.0545 | 82.23% | 691.904 | 44445.6053
12 | 17 | 19 | 37.1967 | 37.37 | 37.35 | 37.6233 | 0% | 0 | 0 | 0 | 0 | 0 | 0 | 0 | 0 | 15.85% | 19.6176 | 729.7084 | 81.51% | 685.8989 | 25805.8023
12 | 17 | 20 | 35.3267 | 35.5033 | 35.4967 | 35.7767 | 0% | 0 | 0 | 0 | 0 | 0 | 0 | 0 | 0 | 15.15% | 18.756 | 662.5881 | 79.76% | 671.1113 | 24010.1268
12 | 17 | 21 | 32.8633 | 33.0367 | 33.0433 | 33.35 | 0% | 0 | 0 | 0 | 0 | 0 | 0 | 0 | 0 | 14.2% | 17.58 | 577.737 | 65.74% | 553.2037 | 18449.3439
12 | 17 | 22 | 30.9467 | 31.1433 | 31.1333 | 31.3733 | 0% | 0 | 0 | 0 | 0 | 0 | 0 | 0 | 0 | 11.92% | 14.7519 | 456.5217 | 60.61% | 510.0214 | 16001.0715
12 | 17 | 23 | 27.8567 | 27.9867 | 28.0267 | 28.2433 | 0% | 0 | 0 | 0 | 0 | 0 | 0 | 0 | 0 | 12.29% | 15.2146 | 423.8269 | 60.98% | 513.1321 | 14492.5602
12 | 18 | 0 | 31.1133 | 31.27 | 31.26 | 31.4633 | 0% | 0 | 0 | 0 | 0 | 0 | 0 | 0 | 0 | 9.923% | 12.2852 | 382.2343 | 62.71% | 527.6969 | 16603.1021
12 | 18 | 1 | 30.1533 | 30.41 | 30.2767 | 30.3933 | 0% | 0 | 0 | 0 | 0 | 0 | 0 | 0 | 0 | 7.085% | 8.771 | 264.4761 | 61.18% | 514.7654 | 15645.4364
12 | 18 | 2 | 29.7567 | 29.9667 | 29.83 | 29.95 | 0% | 0 | 0 | 0 | 0 | 0 | 0 | 0 | 0 | 5.984% | 7.4084 | 220.4494 | 61.48% | 517.3371 | 15494.2459
12 | 18 | 3 | 27.32 | 27.45 | 27.3867 | 27.5067 | 0% | 0 | 0 | 0 | 0 | 0 | 0 | 0 | 0 | 4.576% | 5.665 | 154.7675 | 62.79% | 528.348 | 14533.0934
12 | 18 | 4 | 29.25 | 29.4033 | 29.32 | 29.4567 | 0% | 0 | 0 | 0 | 0 | 0 | 0 | 0 | 0 | 6.076% | 7.5223 | 220.0263 | 62.06% | 522.2038 | 15382.3833
12 | 18 | 5 | 29.0233 | 29.18 | 29.1167 | 29.2733 | 0% | 0 | 0 | 0 | 0 | 0 | 0 | 0 | 0 | 9.715% | 12.0273 | 349.0723 | 60.38% | 508.0775 | 14873.1212
12 | 18 | 6 | 40.5667 | 40.83 | 40.6533 | 40.8833 | 0% | 0 | 0 | 0 | 0 | 0 | 0 | 0 | 0 | 9.477% | 11.7335 | 475.9875 | 56.02% | 471.388 | 19271.9111
12 | 18 | 7 | 48.0767 | 48.3233 | 48.22 | 48.6 | 0% | 0 | 0 | 0 | 0 | 0 | 0 | 0 | 0 | 7.326% | 9.0704 | 436.0748 | 53.1% | 446.8038 | 21714.6643
12 | 18 | 8 | 46.55 | 46.7233 | 46.7067 | 47.0733 | 2.965% | 3.3037 | 0.66074 | 0.66074 | 0.66074 | 153.7879 | 30.8721 | 30.8611 | 31.1034 | 6.05% | 7.4903 | 348.6717 | 47.43% | 399.1221 | 18788.0088
12 | 18 | 9 | 37.41 | 37.5667 | 37.5733 | 38.0167 | 7.442% | 8.2936 | 1.6587 | 1.6587 | 1.6587 | 310.2627 | 62.3124 | 62.3235 | 63.0588 | 4.223% | 5.2283 | 195.5899 | 34.1% | 286.9683 | 10909.5798
12 | 18 | 10 | 39.9067 | 40.1733 | 40.05 | 39.1633 | 5.43% | 6.0514 | 1.2103 | 1.2103 | 1.2103 | 241.4893 | 48.6206 | 48.4713 | 47.3982 | 1.494% | 1.8498 | 73.8211 | 23.2% | 195.2005 | 7644.7017
12 | 18 | 11 | 40.4 | 40.7433 | 40.5533 | 41.0667 | 2.71% | 3.0195 | 0.6039 | 0.6039 | 0.6039 | 121.9877 | 24.6049 | 24.4901 | 24.8001 | 0.4986% | 0.61733 | 24.94 | 16.17% | 136.0925 | 5588.8671
12 | 18 | 12 | 37.2 | 37.5033 | 37.38 | 38.1033 | 1.614% | 1.7986 | 0.35972 | 0.35972 | 0.35972 | 66.9079 | 13.4907 | 13.4463 | 13.7065 | 0.3017% | 0.37352 | 13.8949 | 11.25% | 94.6695 | 3607.2219
12 | 18 | 13 | 50.15 | 50.68 | 50.36 | 50.7567 | 1.717% | 1.9129 | 0.38258 | 0.38258 | 0.38258 | 95.9322 | 19.3892 | 19.2668 | 19.4185 | 0.5655% | 0.70017 | 35.1135 | 8.043% | 67.6764 | 3435.0307
12 | 18 | 14 | 35.28 | 35.5233 | 35.44 | 36.15 | 1.423% | 1.5854 | 0.31709 | 0.31709 | 0.31709 | 55.9342 | 11.264 | 11.2376 | 11.4627 | 1.067% | 1.3205 | 46.5879 | 6.972% | 58.6632 | 2120.6735
12 | 18 | 15 | 42.96 | 43.3067 | 43.1167 | 43.4 | 3.223% | 3.5916 | 0.71833 | 0.71833 | 0.71833 | 154.2968 | 31.1084 | 30.9719 | 31.1754 | 3.286% | 4.0688 | 174.7969 | 7.148% | 60.1486 | 2610.4508
12 | 18 | 16 | 47.54 | 47.8567 | 47.6433 | 47.8867 | 0.02717% | 0.030275 | 0.0060551 | 0.0060551 | 0.0060551 | 1.4393 | 0.28977 | 0.28848 | 0.28996 | 8.521% | 10.5499 | 501.5432 | 9.895% | 83.2659 | 3987.3271
12 | 18 | 17 | 83.2333 | 83.6633 | 83.6033 | 84.08 | 0% | 0 | 0 | 0 | 0 | 0 | 0 | 0 | 0 | 12.69% | 15.7167 | 1308.1508 | 12.52% | 105.3498 | 8857.8132
12 | 18 | 18 | 78.9433 | 79.5067 | 79.37 | 79.79 | 0% | 0 | 0 | 0 | 0 | 0 | 0 | 0 | 0 | 20.6% | 25.4987 | 2012.9508 | 15.72% | 132.2674 | 10553.6144
12 | 18 | 19 | 51.9633 | 52.49 | 52.19 | 52.4167 | 0% | 0 | 0 | 0 | 0 | 0 | 0 | 0 | 0 | 20.02% | 24.7885 | 1288.0912 | 19.89% | 167.3757 | 8773.2789
12 | 18 | 20 | 50.93 | 51.4867 | 51.15 | 51.3533 | 0% | 0 | 0 | 0 | 0 | 0 | 0 | 0 | 0 | 19.76% | 24.4588 | 1245.6863 | 22.08% | 185.7998 | 9541.4401
12 | 18 | 21 | 50.4167 | 51.0033 | 50.6667 | 50.8667 | 0% | 0 | 0 | 0 | 0 | 0 | 0 | 0 | 0 | 19.11% | 23.6538 | 1192.5435 | 25.46% | 214.2079 | 10896.0394
12 | 18 | 22 | 47.3467 | 47.86 | 47.5833 | 47.7967 | 0% | 0 | 0 | 0 | 0 | 0 | 0 | 0 | 0 | 18.77% | 23.2438 | 1100.5175 | 27.54% | 231.7137 | 11075.143
12 | 18 | 23 | 40.84 | 41.32 | 41.05 | 42.9667 | 0% | 0 | 0 | 0 | 0 | 0 | 0 | 0 | 0 | 18.41% | 22.7914 | 930.8021 | 33.13% | 278.7586 | 11977.3296
12 | 19 | 0 | 39.93 | 40.3533 | 40.1333 | 46.6467 | 0% | 0 | 0 | 0 | 0 | 0 | 0 | 0 | 0 | 16.46% | 20.3743 | 813.5465 | 42.62% | 358.6183 | 16728.3468
12 | 19 | 1 | 36.8067 | 37.12 | 36.9967 | 37.18 | 0% | 0 | 0 | 0 | 0 | 0 | 0 | 0 | 0 | 16.47% | 20.3896 | 750.4741 | 46.12% | 388.116 | 14430.1518
12 | 19 | 2 | 33.3167 | 33.4867 | 33.44 | 33.5967 | 0% | 0 | 0 | 0 | 0 | 0 | 0 | 0 | 0 | 18.29% | 22.6496 | 754.6083 | 54.53% | 458.8056 | 15414.3393
12 | 19 | 3 | 34.34 | 34.58 | 34.4667 | 34.6033 | 0% | 0 | 0 | 0 | 0 | 0 | 0 | 0 | 0 | 20.5% | 25.3769 | 871.442 | 62.23% | 523.6127 | 18118.7441
12 | 19 | 4 | 40.94 | 41.4667 | 41.1 | 41.1767 | 0% | 0 | 0 | 0 | 0 | 0 | 0 | 0 | 0 | 22.41% | 27.7491 | 1136.0478 | 73.85% | 621.4193 | 25587.9753
12 | 19 | 5 | 45.4067 | 46.04 | 45.5667 | 45.6267 | 0% | 0 | 0 | 0 | 0 | 0 | 0 | 0 | 0 | 23.6% | 29.216 | 1326.6019 | 78.83% | 663.3035 | 30264.3295
12 | 19 | 6 | 53.6033 | 54.12 | 53.7967 | 54.9833 | 0% | 0 | 0 | 0 | 0 | 0 | 0 | 0 | 0 | 25.72% | 31.8388 | 1706.6654 | 84.83% | 713.77 | 39245.4514
12 | 19 | 7 | 45.71 | 46.0967 | 45.95 | 51.37 | 0.0244% | 0.027186 | 0.0054372 | 0.0054372 | 0.0054372 | 1.2427 | 0.25064 | 0.24984 | 0.27931 | 28.65% | 35.4738 | 1621.5057 | 88.61% | 745.5998 | 38301.4594
12 | 19 | 8 | 62.61 | 63.1767 | 62.9533 | 66.3133 | 24.8% | 27.6358 | 5.5272 | 5.5272 | 5.5272 | 1730.2765 | 349.1874 | 347.953 | 366.5242 | 29.32% | 36.2976 | 2272.5928 | 93.77% | 789.0041 | 52321.4896
12 | 19 | 9 | 101.9667 | 103.03 | 102.6167 | 112.3133 | 41.14% | 45.8424 | 9.1685 | 9.1685 | 9.1685 | 4674.3926 | 944.6277 | 940.838 | 1029.7416 | 25.93% | 32.1014 | 3273.273 | 98.08% | 825.3108 | 92693.407
12 | 19 | 10 | 39.4667 | 39.8233 | 39.7233 | 45.5767 | 42.29% | 47.1257 | 9.4251 | 9.4251 | 9.4251 | 1859.8928 | 375.3402 | 374.3977 | 429.5661 | 20.96% | 25.9458 | 1023.9933 | 99.57% | 837.8422 | 38186.0529
12 | 19 | 11 | 38.2633 | 38.67 | 38.4667 | 43.2633 | 40.27% | 44.8773 | 8.9755 | 8.9755 | 8.9755 | 1717.1534 | 347.0807 | 345.2557 | 388.3079 | 18.38% | 22.7521 | 870.5724 | 99.88% | 840.4584 | 36361.0313
12 | 19 | 12 | 35.0633 | 35.3967 | 35.25 | 40.5867 | 37.31% | 41.5828 | 8.3166 | 8.3166 | 8.3166 | 1458.0319 | 294.3786 | 293.1588 | 337.5415 | 19.11% | 23.6627 | 829.6937 | 100% | 841.4568 | 34151.9278
12 | 19 | 13 | 32.08 | 32.3433 | 32.2333 | 48.91 | 33.51% | 37.3455 | 7.4691 | 7.4691 | 7.4691 | 1198.0438 | 241.5756 | 240.754 | 365.3137 | 20.64% | 25.5519 | 819.7037 | 100% | 841.4568 | 41155.6534
12 | 19 | 14 | 39.6267 | 39.98 | 39.7067 | 54.5433 | 30.64% | 34.1499 | 6.83 | 6.83 | 6.83 | 1353.2474 | 273.0627 | 271.1959 | 372.5301 | 20.8% | 25.7476 | 1020.2921 | 100% | 841.4568 | 45895.8602
12 | 19 | 15 | 36.5233 | 36.85 | 36.67 | 42.9 | 16.6% | 18.5007 | 3.7001 | 3.7001 | 3.7001 | 675.7064 | 136.35 | 135.684 | 158.7358 | 24.69% | 30.5669 | 1116.4054 | 100% | 841.4568 | 36098.4979
12 | 19 | 16 | 35.7133 | 35.9467 | 35.91 | 43.3967 | 0.5683% | 0.63331 | 0.12666 | 0.12666 | 0.12666 | 22.6176 | 4.5531 | 4.5484 | 5.4967 | 31.05% | 38.4466 | 1373.0565 | 100% | 841.4568 | 36516.4215
12 | 19 | 17 | 95.5567 | 96.48 | 96.25 | 98.83 | 0% | 0 | 0 | 0 | 0 | 0 | 0 | 0 | 0 | 33.06% | 40.9274 | 3910.8879 | 100% | 841.4568 | 83161.1783
12 | 19 | 18 | 42.91 | 43.2867 | 43.16 | 52.0033 | 0% | 0 | 0 | 0 | 0 | 0 | 0 | 0 | 0 | 34.13% | 42.2573 | 1813.2595 | 100% | 841.4568 | 43758.5599
12 | 19 | 19 | 41.2167 | 41.6067 | 41.46 | 50.17 | 0% | 0 | 0 | 0 | 0 | 0 | 0 | 0 | 0 | 31.38% | 38.8559 | 1601.5105 | 100% | 841.4568 | 42215.889
12 | 19 | 20 | 46.0367 | 46.5233 | 46.36 | 50 | 0% | 0 | 0 | 0 | 0 | 0 | 0 | 0 | 0 | 31.36% | 38.8218 | 1787.2257 | 100% | 841.4489 | 42072.4474
12 | 19 | 21 | 41.0033 | 41.4567 | 41.22 | 50.73 | 0% | 0 | 0 | 0 | 0 | 0 | 0 | 0 | 0 | 34.57% | 42.8032 | 1755.0722 | 100% | 841.4568 | 42687.1049
12 | 19 | 22 | 45.7467 | 46.2533 | 45.9133 | 50.3133 | 0% | 0 | 0 | 0 | 0 | 0 | 0 | 0 | 0 | 37.48% | 46.4074 | 2122.983 | 100% | 841.4568 | 42336.4979
12 | 19 | 23 | 40.55 | 41.0433 | 40.7433 | 52.1733 | 0% | 0 | 0 | 0 | 0 | 0 | 0 | 0 | 0 | 35.98% | 44.5459 | 1806.3347 | 99.68% | 838.7897 | 43762.4539
12 | 20 | 0 | 34.2767 | 34.64 | 34.4133 | 36.5033 | 0% | 0 | 0 | 0 | 0 | 0 | 0 | 0 | 0 | 32.68% | 40.4636 | 1386.9571 | 95.44% | 803.0721 | 29314.81
12 | 20 | 1 | 27.6133 | 27.84 | 27.74 | 30.2967 | 0% | 0 | 0 | 0 | 0 | 0 | 0 | 0 | 0 | 34.63% | 42.8722 | 1183.845 | 94.76% | 797.3355 | 24156.6077
12 | 20 | 2 | 24.2233 | 24.3867 | 24.3233 | 24.83 | 0% | 0 | 0 | 0 | 0 | 0 | 0 | 0 | 0 | 35.79% | 44.3053 | 1073.2215 | 94.76% | 797.3355 | 19797.8404
12 | 20 | 3 | 28.31 | 28.5867 | 28.4033 | 28.4767 | 0% | 0 | 0 | 0 | 0 | 0 | 0 | 0 | 0 | 33.04% | 40.9036 | 1157.9818 | 94.76% | 797.3355 | 22705.4571
12 | 20 | 4 | 27.0567 | 27.2833 | 27.15 | 27.24 | 0% | 0 | 0 | 0 | 0 | 0 | 0 | 0 | 0 | 33.98% | 42.0636 | 1138.1014 | 94.75% | 797.3152 | 21718.8663
12 | 20 | 5 | 25.0633 | 25.2233 | 25.18 | 25.3167 | 0% | 0 | 0 | 0 | 0 | 0 | 0 | 0 | 0 | 32.34% | 40.0419 | 1003.5831 | 95.09% | 800.1769 | 20257.8128
12 | 20 | 6 | 42.69 | 42.9533 | 42.8767 | 43.1133 | 0% | 0 | 0 | 0 | 0 | 0 | 0 | 0 | 0 | 30.6% | 37.8795 | 1617.0776 | 99.65% | 838.5179 | 36151.3032
12 | 20 | 7 | 91.5367 | 92.2067 | 92.03 | 92.5567 | 0.02107% | 0.023479 | 0.0046958 | 0.0046958 | 0.0046958 | 2.1492 | 0.43298 | 0.43215 | 0.43462 | 25.64% | 31.7457 | 2905.8957 | 99.99% | 841.3444 | 77872.0353
12 | 20 | 8 | 54.55 | 54.9333 | 54.89 | 55.29 | 24.76% | 27.587 | 5.5174 | 5.5174 | 5.5174 | 1504.8694 | 303.0889 | 302.8498 | 305.0568 | 23.69% | 29.3314 | 1600.03 | 99.7% | 838.9552 | 46385.8307
12 | 20 | 9 | 42.06 | 42.4 | 42.3333 | 42.6233 | 42.75% | 47.6397 | 9.5279 | 9.5279 | 9.5279 | 2003.7268 | 403.9849 | 403.3497 | 406.1128 | 20.73% | 25.6673 | 1079.5659 | 97.82% | 823.1094 | 35083.6654
12 | 20 | 10 | 30.68 | 31.1767 | 31.5667 | 31.77 | 45.3% | 50.4763 | 10.0953 | 10.0953 | 10.0953 | 1548.6139 | 314.7368 | 318.6739 | 320.7266 | 22.56% | 27.9358 | 857.0709 | 91.27% | 768.0022 | 24399.4293
12 | 20 | 11 | 33.6833 | 34.1733 | 34.5367 | 34.7833 | 43.73% | 48.7272 | 9.7454 | 9.7454 | 9.7454 | 1641.2933 | 333.0339 | 336.5748 | 338.9786 | 24.72% | 30.607 | 1030.9454 | 88.54% | 745.0227 | 25914.3728
12 | 20 | 12 | 32.8733 | 33.2367 | 33.39 | 33.6233 | 43.99% | 49.0163 | 9.8033 | 9.8033 | 9.8033 | 1611.3299 | 325.8278 | 327.331 | 329.6184 | 27.06% | 33.497 | 1101.1566 | 87.45% | 735.8918 | 24743.1363
12 | 20 | 13 | 34.2333 | 35.3667 | 36.42 | 36.6033 | 45.51% | 50.7204 | 10.1441 | 10.1441 | 10.1441 | 1736.328 | 358.7622 | 369.4473 | 371.3071 | 28.93% | 35.8189 | 1226.2018 | 88.45% | 744.2484 | 27241.9725
12 | 20 | 14 | 29.8967 | 30.1133 | 30.08 | 30.2867 | 41.2% | 45.9103 | 9.1821 | 9.1821 | 9.1821 | 1372.5657 | 276.5026 | 276.1965 | 278.0941 | 31.08% | 38.4839 | 1150.5394 | 92.65% | 779.6419 | 23612.7545
12 | 20 | 15 | 33.0933 | 34.71 | 36.5233 | 36.7 | 24.26% | 27.034 | 5.4068 | 5.4068 | 5.4068 | 894.6447 | 187.6699 | 197.4743 | 198.4295 | 38.48% | 47.6368 | 1576.4597 | 96.29% | 810.2766 | 29737.1508
12 | 20 | 16 | 46.1333 | 46.5167 | 46.6833 | 46.9633 | 1.264% | 1.4087 | 0.28175 | 0.28175 | 0.28175 | 64.9893 | 13.1059 | 13.1528 | 13.2317 | 52.41% | 64.8806 | 2993.1604 | 98.24% | 826.6759 | 38823.4567
12 | 20 | 17 | 95.4267 | 96.0267 | 95.9267 | 96.41 | 0% | 0 | 0 | 0 | 0 | 0 | 0 | 0 | 0 | 58.12% | 71.954 | 6866.3286 | 99.06% | 833.5683 | 80364.3215
12 | 20 | 18 | 63.0133 | 63.3933 | 63.29 | 63.6367 | 0% | 0 | 0 | 0 | 0 | 0 | 0 | 0 | 0 | 63.19% | 78.2366 | 4929.9492 | 99.12% | 834.0351 | 53075.2108
12 | 20 | 19 | 39.0633 | 39.2967 | 39.2333 | 39.49 | 0% | 0 | 0 | 0 | 0 | 0 | 0 | 0 | 0 | 70.46% | 87.2302 | 3407.504 | 99.18% | 834.519 | 32955.1544
12 | 20 | 20 | 33.4033 | 33.58 | 33.5267 | 33.74 | 0% | 0 | 0 | 0 | 0 | 0 | 0 | 0 | 0 | 62.42% | 77.2774 | 2581.3223 | 99.16% | 834.4139 | 28153.1254
12 | 20 | 21 | 35.1633 | 35.34 | 35.2967 | 35.5333 | 0% | 0 | 0 | 0 | 0 | 0 | 0 | 0 | 0 | 59.44% | 73.5846 | 2587.4794 | 98.95% | 832.5937 | 29584.828
12 | 20 | 22 | 31.1 | 31.2767 | 31.2033 | 31.3967 | 0% | 0 | 0 | 0 | 0 | 0 | 0 | 0 | 0 | 55.7% | 68.961 | 2144.6864 | 98.93% | 832.4119 | 26134.9576
12 | 20 | 23 | 28.3733 | 28.5433 | 28.5 | 28.6767 | 0% | 0 | 0 | 0 | 0 | 0 | 0 | 0 | 0 | 47.46% | 58.7637 | 1667.3222 | 98.22% | 826.4712 | 23700.4401
12 | 21 | 0 | 29.2633 | 29.45 | 29.3467 | 29.4967 | 0% | 0 | 0 | 0 | 0 | 0 | 0 | 0 | 0 | 40.91% | 50.6464 | 1482.0828 | 98.29% | 827.0758 | 24395.9778
12 | 21 | 1 | 26.62 | 26.7767 | 26.69 | 26.83 | 0% | 0 | 0 | 0 | 0 | 0 | 0 | 0 | 0 | 36.77% | 45.5205 | 1211.7563 | 98.47% | 828.5626 | 22230.3354
12 | 21 | 2 | 27.7633 | 27.9433 | 27.7767 | 27.8767 | 0% | 0 | 0 | 0 | 0 | 0 | 0 | 0 | 0 | 35.03% | 43.3699 | 1204.0926 | 98.38% | 827.7941 | 23076.1403
12 | 21 | 3 | 28.45 | 28.63 | 28.4333 | 28.53 | 0% | 0 | 0 | 0 | 0 | 0 | 0 | 0 | 0 | 34.87% | 43.1719 | 1228.2394 | 98.05% | 825.0754 | 23539.4013
12 | 21 | 4 | 29.2633 | 29.4467 | 29.2533 | 29.3467 | 0% | 0 | 0 | 0 | 0 | 0 | 0 | 0 | 0 | 35.89% | 44.4347 | 1300.3069 | 97.32% | 818.9163 | 24032.4625
12 | 21 | 5 | 28.01 | 28.1467 | 28.0333 | 28.16 | 0% | 0 | 0 | 0 | 0 | 0 | 0 | 0 | 0 | 32.71% | 40.4973 | 1134.3283 | 97.38% | 819.3973 | 23074.2292
12 | 21 | 6 | 30.1033 | 30.2533 | 30.14 | 30.2633 | 0% | 0 | 0 | 0 | 0 | 0 | 0 | 0 | 0 | 30.89% | 38.2413 | 1151.1901 | 97.71% | 822.1852 | 24882.0656
12 | 21 | 7 | 35.2267 | 35.34 | 35.2833 | 35.49 | 0.0621% | 0.069201 | 0.01384 | 0.01384 | 0.01384 | 2.4377 | 0.48911 | 0.48833 | 0.49119 | 29.63% | 36.6842 | 1292.2604 | 97.84% | 823.2681 | 29217.7856
12 | 21 | 8 | 34.1533 | 34.28 | 34.2467 | 34.4767 | 7.691% | 8.571 | 1.7142 | 1.7142 | 1.7142 | 292.7282 | 58.7628 | 58.7056 | 59.0999 | 28.53% | 35.317 | 1206.1922 | 97.66% | 821.7377 | 28330.7777
12 | 21 | 9 | 37.85 | 37.9933 | 37.9467 | 38.1933 | 15.69% | 17.4855 | 3.4971 | 3.4971 | 3.4971 | 661.8272 | 132.8667 | 132.7035 | 133.5661 | 26.12% | 32.3436 | 1224.2046 | 97.24% | 818.2168 | 31250.4264
12 | 21 | 10 | 31.4367 | 31.57 | 31.5567 | 31.7667 | 15.09% | 16.8145 | 3.3629 | 3.3629 | 3.3629 | 528.5927 | 106.1669 | 106.1221 | 106.8283 | 21.87% | 27.0745 | 851.1334 | 96.03% | 808.0292 | 25668.3945
12 | 21 | 11 | 30.9967 | 31.1433 | 31.1467 | 31.3567 | 20.41% | 22.7479 | 4.5496 | 4.5496 | 4.5496 | 705.1081 | 141.6889 | 141.7041 | 142.6595 | 21.28% | 26.3407 | 816.4752 | 93.41% | 785.9648 | 24645.2372
12 | 21 | 12 | 29.2467 | 29.3833 | 29.4033 | 29.6167 | 22.41% | 24.9709 | 4.9942 | 4.9942 | 4.9942 | 730.3168 | 146.7459 | 146.8458 | 147.9112 | 21.36% | 26.4479 | 773.5115 | 93.33% | 785.342 | 23259.2135
12 | 21 | 13 | 28.1933 | 28.3267 | 28.34 | 28.5433 | 26.99% | 30.0782 | 6.0156 | 6.0156 | 6.0156 | 848.0047 | 170.403 | 170.4832 | 171.7064 | 22.59% | 27.9718 | 788.619 | 96.19% | 809.4069 | 23103.1718
12 | 21 | 14 | 28.5967 | 28.7467 | 28.7467 | 28.8667 | 33.27% | 37.0792 | 7.4158 | 7.4158 | 7.4158 | 1060.3417 | 213.1807 | 213.1807 | 214.0706 | 22.91% | 28.3681 | 811.2335 | 98.69% | 830.4203 | 23971.4652
12 | 21 | 15 | 27.5867 | 27.72 | 27.7367 | 27.91 | 22.7% | 25.2935 | 5.0587 | 5.0587 | 5.0587 | 697.7624 | 140.227 | 140.3113 | 141.1881 | 26.09% | 32.3033 | 891.1413 | 99.33% | 835.8379 | 23328.2364
12 | 21 | 16 | 30.1967 | 30.3267 | 30.3133 | 30.4867 | 0.7978% | 0.88911 | 0.17782 | 0.17782 | 0.17782 | 26.848 | 5.3927 | 5.3903 | 5.4212 | 34.59% | 42.8284 | 1293.2742 | 99.94% | 840.96 | 25638.0668
12 | 21 | 17 | 44.3033 | 44.4567 | 44.3633 | 44.5467 | 0% | 0 | 0 | 0 | 0 | 0 | 0 | 0 | 0 | 42.18% | 52.219 | 2313.475 | 99.99% | 841.3877 | 37481.0177
12 | 21 | 18 | 42.7333 | 42.93 | 42.81 | 42.9767 | 0% | 0 | 0 | 0 | 0 | 0 | 0 | 0 | 0 | 51.72% | 64.0307 | 2736.2456 | 99.99% | 841.4023 | 36160.6648
12 | 21 | 19 | 41.1 | 41.2633 | 41.1367 | 41.2967 | 0% | 0 | 0 | 0 | 0 | 0 | 0 | 0 | 0 | 52.02% | 64.4051 | 2647.0486 | 100% | 841.4568 | 34749.3621
12 | 21 | 20 | 25.3467 | 25.5033 | 25.3833 | 25.4767 | 0% | 0 | 0 | 0 | 0 | 0 | 0 | 0 | 0 | 49.66% | 61.4841 | 1558.4158 | 100% | 841.4547 | 21437.4603
12 | 21 | 21 | 31.0633 | 31.2633 | 31.1333 | 31.2633 | 0% | 0 | 0 | 0 | 0 | 0 | 0 | 0 | 0 | 45.36% | 56.1617 | 1744.5696 | 100% | 841.4308 | 26305.9304
12 | 21 | 22 | 29.5167 | 29.7167 | 29.5833 | 29.72 | 0% | 0 | 0 | 0 | 0 | 0 | 0 | 0 | 0 | 38.13% | 47.2078 | 1393.418 | 99.96% | 841.1452 | 24998.834
12 | 21 | 23 | 28.2333 | 28.4267 | 28.34 | 28.49 | 0% | 0 | 0 | 0 | 0 | 0 | 0 | 0 | 0 | 28.59% | 35.3989 | 999.4288 | 99.73% | 839.1522 | 23907.4451
12 | 22 | 0 | 45.1033 | 45.5567 | 45.2567 | 45.4167 | 0% | 0 | 0 | 0 | 0 | 0 | 0 | 0 | 0 | 24.45% | 30.2658 | 1365.0905 | 98.81% | 831.4452 | 37761.4706
12 | 22 | 1 | 34.0333 | 34.41 | 34.13 | 34.2233 | 0% | 0 | 0 | 0 | 0 | 0 | 0 | 0 | 0 | 21.65% | 26.7981 | 912.0271 | 97.4% | 819.6191 | 28050.0988
12 | 22 | 2 | 30.2433 | 30.5667 | 30.32 | 30.4067 | 0% | 0 | 0 | 0 | 0 | 0 | 0 | 0 | 0 | 19.44% | 24.0706 | 727.9746 | 96.42% | 811.343 | 24670.2362
12 | 22 | 3 | 30.8267 | 31.2033 | 30.8833 | 30.9367 | 0% | 0 | 0 | 0 | 0 | 0 | 0 | 0 | 0 | 18.71% | 23.1637 | 714.0585 | 96.52% | 812.1993 | 25126.7384
12 | 22 | 4 | 32.61 | 33.01 | 32.6667 | 32.7267 | 0% | 0 | 0 | 0 | 0 | 0 | 0 | 0 | 0 | 16.06% | 19.889 | 648.5795 | 97.13% | 817.3313 | 26748.5298
12 | 22 | 5 | 30.9733 | 31.31 | 31.04 | 31.1233 | 0% | 0 | 0 | 0 | 0 | 0 | 0 | 0 | 0 | 13.42% | 16.6169 | 514.6798 | 97.23% | 818.1775 | 25464.4108
12 | 22 | 6 | 33.9133 | 34.2733 | 33.96 | 34.0333 | 0% | 0 | 0 | 0 | 0 | 0 | 0 | 0 | 0 | 12.02% | 14.8755 | 504.4762 | 97.48% | 820.2902 | 27917.2096
12 | 22 | 7 | 35.9533 | 36.22 | 35.93 | 35.9967 | 0% | 0 | 0 | 0 | 0 | 0 | 0 | 0 | 0 | 12.12% | 15.0106 | 539.6797 | 96.08% | 808.496 | 29103.1625
12 | 22 | 8 | 81.9367 | 82.2967 | 81.7333 | 79.9033 | 6.551% | 7.3001 | 1.46 | 1.46 | 1.46 | 598.1421 | 120.154 | 119.3315 | 116.6597 | 13.04% | 16.144 | 1322.7838 | 93.45% | 786.3018 | 62828.1347
12 | 22 | 9 | 78.71 | 78.99 | 78.4967 | 78.4567 | 16.9% | 18.8275 | 3.7655 | 3.7655 | 3.7655 | 1481.9147 | 297.4373 | 295.5796 | 295.429 | 9.437% | 11.683 | 919.5689 | 87.3% | 734.5498 | 57630.3306
12 | 22 | 10 | 69.1767 | 69.33 | 68.9967 | 65.8867 | 15.24% | 16.9875 | 3.3975 | 3.3975 | 3.3975 | 1175.1407 | 235.5491 | 234.4166 | 223.8504 | 6.004% | 7.4328 | 514.1744 | 74.91% | 630.3022 | 41528.5128
12 | 22 | 11 | 78.3867 | 78.5433 | 78.2233 | 75.71 | 9.294% | 10.3572 | 2.0714 | 2.0714 | 2.0714 | 811.8696 | 162.6984 | 162.0356 | 156.8293 | 6.966% | 8.6243 | 676.0269 | 64.63% | 543.858 | 41175.4881
12 | 22 | 12 | 45.2633 | 45.4033 | 45.21 | 45.3867 | 2.535% | 2.8255 | 0.5651 | 0.5651 | 0.5651 | 127.891 | 25.6573 | 25.5481 | 25.6479 | 7.37% | 9.124 | 412.9838 | 63.41% | 533.5734 | 24217.1187
12 | 22 | 13 | 32.4133 | 32.52 | 32.4233 | 32.55 | 2.558% | 2.8508 | 0.57016 | 0.57016 | 0.57016 | 92.4046 | 18.5417 | 18.4866 | 18.5588 | 7.133% | 8.8308 | 286.2358 | 68.41% | 575.6488 | 18737.3668
12 | 22 | 14 | 28.12 | 28.2433 | 28.16 | 28.29 | 1.857% | 2.0692 | 0.41384 | 0.41384 | 0.41384 | 58.1866 | 11.6884 | 11.6539 | 11.7077 | 8.226% | 10.1839 | 286.3713 | 73.69% | 620.0559 | 17541.382
12 | 22 | 15 | 33.15 | 33.28 | 33.1233 | 33.2167 | 0.1674% | 0.18659 | 0.037319 | 0.037319 | 0.037319 | 6.1856 | 1.242 | 1.2361 | 1.2396 | 10.71% | 13.2601 | 439.5718 | 82.61% | 695.1166 | 23089.4568
12 | 22 | 16 | 36.1567 | 36.31 | 36.1 | 36.1833 | 0% | 0 | 0 | 0 | 0 | 0 | 0 | 0 | 0 | 20.11% | 24.9017 | 900.3642 | 90.9% | 764.8435 | 27674.5891
12 | 22 | 17 | 45.02 | 45.2433 | 44.9867 | 45.1033 | 0% | 0 | 0 | 0 | 0 | 0 | 0 | 0 | 0 | 24.9% | 30.8265 | 1387.8104 | 94.85% | 798.0938 | 35996.6891
12 | 22 | 18 | 63.4767 | 63.72 | 63.3 | 63.3567 | 0% | 0 | 0 | 0 | 0 | 0 | 0 | 0 | 0 | 24.9% | 30.8289 | 1956.9184 | 97.48% | 820.2631 | 51969.1333
12 | 22 | 19 | 51.0367 | 51.2733 | 50.9567 | 51.06 | 0% | 0 | 0 | 0 | 0 | 0 | 0 | 0 | 0 | 30.57% | 37.8458 | 1931.5238 | 98.66% | 830.1697 | 42388.4663
12 | 22 | 20 | 52.7233 | 52.9767 | 52.64 | 52.7333 | 0% | 0 | 0 | 0 | 0 | 0 | 0 | 0 | 0 | 31.21% | 38.6376 | 2037.1035 | 97.63% | 821.5168 | 43321.3197
12 | 22 | 21 | 76.09 | 76.3 | 76 | 76.2233 | 0% | 0 | 0 | 0 | 0 | 0 | 0 | 0 | 0 | 25.04% | 30.9951 | 2358.4198 | 95.55% | 804.0422 | 61286.7767
12 | 22 | 22 | 48.2367 | 48.55 | 48.26 | 48.4 | 0% | 0 | 0 | 0 | 0 | 0 | 0 | 0 | 0 | 23.3% | 28.8486 | 1391.5606 | 93.07% | 783.1223 | 37903.1172
12 | 22 | 23 | 38.2867 | 38.6067 | 38.35 | 38.4667 | 0% | 0 | 0 | 0 | 0 | 0 | 0 | 0 | 0 | 23.95% | 29.6472 | 1135.0923 | 90.86% | 764.5217 | 29408.6014
12 | 23 | 0 | 34.2533 | 34.6133 | 34.33 | 34.4033 | 0% | 0 | 0 | 0 | 0 | 0 | 0 | 0 | 0 | 21.99% | 27.2241 | 932.5176 | 90.42% | 760.8318 | 26175.1503
12 | 23 | 1 | 33.7433 | 34.0433 | 33.79 | 33.87 | 0% | 0 | 0 | 0 | 0 | 0 | 0 | 0 | 0 | 21.12% | 26.1416 | 882.1057 | 91.18% | 767.2201 | 25985.7435
12 | 23 | 2 | 31.7 | 31.94 | 31.73 | 31.83 | 0% | 0 | 0 | 0 | 0 | 0 | 0 | 0 | 0 | 24% | 29.7145 | 941.9494 | 93.04% | 782.8696 | 24918.7396
12 | 23 | 3 | 30.9233 | 31.19 | 30.96 | 31.0567 | 0% | 0 | 0 | 0 | 0 | 0 | 0 | 0 | 0 | 28.56% | 35.3624 | 1093.5247 | 92.49% | 778.2696 | 24170.459
12 | 23 | 4 | 29.4 | 29.6167 | 29.4333 | 29.53 | 0% | 0 | 0 | 0 | 0 | 0 | 0 | 0 | 0 | 29.37% | 36.3627 | 1069.0642 | 92.46% | 777.9968 | 22974.2444
12 | 23 | 5 | 30.8133 | 31.0233 | 30.8333 | 30.9333 | 0% | 0 | 0 | 0 | 0 | 0 | 0 | 0 | 0 | 30.36% | 37.5891 | 1158.2466 | 94.07% | 791.5839 | 24486.3271
12 | 23 | 6 | 31.3067 | 31.52 | 31.34 | 31.4367 | 0% | 0 | 0 | 0 | 0 | 0 | 0 | 0 | 0 | 33.06% | 40.9306 | 1281.3999 | 93.28% | 784.9403 | 24675.9078
12 | 23 | 7 | 29.3067 | 29.49 | 29.3633 | 29.49 | 0.1597% | 0.17794 | 0.035589 | 0.035589 | 0.035589 | 5.215 | 1.0495 | 1.045 | 1.0495 | 34.66% | 42.9083 | 1257.4992 | 90.84% | 764.401 | 22542.1847
12 | 23 | 8 | 44.8133 | 45.01 | 44.87 | 45.1367 | 7.548% | 8.411 | 1.6822 | 1.6822 | 1.6822 | 376.9237 | 75.7156 | 75.4801 | 75.9286 | 37.22% | 46.074 | 2064.7316 | 86.72% | 729.6805 | 32935.3465
12 | 23 | 9 | 31.0433 | 31.2533 | 31.09 | 31.22 | 16.56% | 18.4568 | 3.6914 | 3.6914 | 3.6914 | 572.9609 | 115.3674 | 114.7644 | 115.2443 | 38.06% | 47.1232 | 1462.8622 | 84.34% | 709.6735 | 22156.0062
12 | 23 | 10 | 32.2867 | 32.46 | 32.32 | 32.45 | 16.55% | 18.4389 | 3.6878 | 3.6878 | 3.6878 | 595.3303 | 119.7053 | 119.189 | 119.6684 | 35.68% | 44.1777 | 1426.3509 | 84.47% | 710.7978 | 23065.3878
12 | 23 | 11 | 33.29 | 33.4733 | 33.3167 | 33.4367 | 18.47% | 20.5853 | 4.1171 | 4.1171 | 4.1171 | 685.2862 | 137.812 | 137.167 | 137.6611 | 33.05% | 40.9136 | 1362.0129 | 81.07% | 682.1549 | 22808.9862
12 | 23 | 12 | 27.7967 | 27.9467 | 27.79 | 27.8833 | 16.3% | 18.1633 | 3.6327 | 3.6327 | 3.6327 | 504.8799 | 101.5209 | 100.9518 | 101.2908 | 31.54% | 39.0504 | 1085.4698 | 80.67% | 678.8248 | 18927.8989
12 | 23 | 13 | 27.5667 | 27.7267 | 27.58 | 27.6833 | 16.91% | 18.8442 | 3.7688 | 3.7688 | 3.7688 | 519.472 | 104.4974 | 103.9447 | 104.3341 | 29.45% | 36.4634 | 1005.175 | 83.24% | 700.4461 | 19390.6834
12 | 23 | 14 | 27.3533 | 27.5267 | 27.38 | 27.48 | 20.3% | 22.6262 | 4.5252 | 4.5252 | 4.5252 | 618.9006 | 124.5645 | 123.9008 | 124.3533 | 26.17% | 32.4033 | 886.3377 | 85.42% | 718.8036 | 19752.7228
12 | 23 | 15 | 30.0933 | 30.26 | 30.09 | 30.17 | 18.43% | 20.5409 | 4.1082 | 4.1082 | 4.1082 | 618.143 | 124.3133 | 123.6149 | 123.9436 | 24% | 29.7095 | 894.057 | 89.17% | 750.3032 | 22636.6487
12 | 23 | 16 | 32.8533 | 33.0333 | 32.8367 | 32.8967 | 0.2994% | 0.33365 | 0.066729 | 0.066729 | 0.066729 | 10.9614 | 2.2043 | 2.1912 | 2.1952 | 28.29% | 35.0284 | 1150.8007 | 94.15% | 792.1928 | 26060.5036
12 | 23 | 17 | 30.3833 | 30.5967 | 30.3967 | 30.46 | 0% | 0 | 0 | 0 | 0 | 0 | 0 | 0 | 0 | 34.58% | 42.8081 | 1300.6532 | 97.1% | 817.0207 | 24886.4515
12 | 23 | 18 | 38.8767 | 39.0233 | 38.87 | 38.9833 | 0% | 0 | 0 | 0 | 0 | 0 | 0 | 0 | 0 | 42.43% | 52.5314 | 2042.2462 | 97.99% | 824.5833 | 32145.0046
12 | 23 | 19 | 59.2133 | 59.3133 | 59.13 | 59.2933 | 0% | 0 | 0 | 0 | 0 | 0 | 0 | 0 | 0 | 41.31% | 51.149 | 3028.7004 | 96.48% | 811.8036 | 48134.5395
12 | 23 | 20 | 36.91 | 36.9967 | 36.9367 | 37.1233 | 0% | 0 | 0 | 0 | 0 | 0 | 0 | 0 | 0 | 34.04% | 42.1441 | 1555.5383 | 94.68% | 796.6504 | 29574.3178
12 | 23 | 21 | 32.3133 | 32.4267 | 32.3533 | 32.4933 | 0% | 0 | 0 | 0 | 0 | 0 | 0 | 0 | 0 | 26.08% | 32.284 | 1043.2033 | 90.58% | 762.2091 | 24766.7145
12 | 23 | 22 | 30.0667 | 30.1767 | 30.1233 | 30.2733 | 0% | 0 | 0 | 0 | 0 | 0 | 0 | 0 | 0 | 20.44% | 25.3003 | 760.6961 | 83.86% | 705.6163 | 21361.3582
12 | 23 | 23 | 37.53 | 37.7667 | 37.53 | 37.61 | 0% | 0 | 0 | 0 | 0 | 0 | 0 | 0 | 0 | 16.01% | 19.8189 | 743.8043 | 80.97% | 681.3593 | 25625.9224
12 | 24 | 0 | 34.8667 | 35.1333 | 34.8933 | 34.96 | 0% | 0 | 0 | 0 | 0 | 0 | 0 | 0 | 0 | 14.63% | 18.1108 | 631.4647 | 77.19% | 649.5385 | 22707.8667
12 | 24 | 1 | 24.8133 | 24.9567 | 24.84 | 24.9167 | 0% | 0 | 0 | 0 | 0 | 0 | 0 | 0 | 0 | 12.33% | 15.2698 | 378.8949 | 70.37% | 592.1029 | 14753.2299
12 | 24 | 2 | 24.74 | 24.8367 | 24.77 | 24.8633 | 0% | 0 | 0 | 0 | 0 | 0 | 0 | 0 | 0 | 10.56% | 13.0749 | 323.4727 | 70.42% | 592.5638 | 14733.1113
12 | 24 | 3 | 25.02 | 25.0967 | 25.0367 | 25.14 | 0% | 0 | 0 | 0 | 0 | 0 | 0 | 0 | 0 | 9.481% | 11.7378 | 293.6808 | 78% | 656.3115 | 16499.6721
12 | 24 | 4 | 19.99 | 20.0433 | 20.0033 | 20.0967 | 0% | 0 | 0 | 0 | 0 | 0 | 0 | 0 | 0 | 11.63% | 14.4001 | 287.8584 | 83.95% | 706.3926 | 14196.1373
12 | 24 | 5 | 24.0467 | 24.17 | 24.0767 | 24.1567 | 0% | 0 | 0 | 0 | 0 | 0 | 0 | 0 | 0 | 14.5% | 17.9575 | 431.8174 | 87.63% | 737.3398 | 17811.6716
12 | 24 | 6 | 23.6467 | 23.7967 | 23.68 | 23.7567 | 0% | 0 | 0 | 0 | 0 | 0 | 0 | 0 | 0 | 13.94% | 17.2555 | 408.0352 | 89.92% | 756.6731 | 17976.0316
12 | 24 | 7 | 20.7367 | 20.82 | 20.76 | 20.85 | 0.1552% | 0.173 | 0.0346 | 0.0346 | 0.0346 | 3.5875 | 0.72038 | 0.7183 | 0.72142 | 17.41% | 21.5567 | 447.0143 | 88.83% | 747.4884 | 15585.1336
12 | 24 | 8 | 23.4367 | 23.54 | 23.44 | 23.52 | 17.92% | 19.9749 | 3.995 | 3.995 | 3.995 | 468.1451 | 94.0418 | 93.6423 | 93.9619 | 20.75% | 25.6906 | 602.102 | 84.28% | 709.1419 | 16679.0181
12 | 24 | 9 | 21.1467 | 21.2467 | 21.1633 | 21.25 | 29.96% | 33.3912 | 6.6782 | 6.6782 | 6.6782 | 706.1122 | 141.8903 | 141.3337 | 141.9125 | 17.07% | 21.1329 | 446.8903 | 75.64% | 636.502 | 13525.6668
12 | 24 | 10 | 22.5633 | 22.6467 | 22.61 | 22.7433 | 26.95% | 30.0343 | 6.0069 | 6.0069 | 6.0069 | 677.6746 | 136.0355 | 135.8152 | 136.6162 | 10.38% | 12.8454 | 289.8358 | 61.44% | 516.951 | 11757.19
12 | 24 | 11 | 23.5233 | 23.61 | 23.5833 | 23.7267 | 27.67% | 30.8388 | 6.1678 | 6.1678 | 6.1678 | 725.4311 | 145.6208 | 145.4563 | 146.3403 | 6.83% | 8.4564 | 198.9236 | 46.41% | 390.5456 | 9266.346
12 | 24 | 12 | 23.8067 | 23.8933 | 23.8733 | 24.02 | 30.54% | 34.0294 | 6.8059 | 6.8059 | 6.8059 | 810.1274 | 162.6153 | 162.4792 | 163.4774 | 5.078% | 6.2872 | 149.6766 | 37.58% | 316.2496 | 7596.3148
12 | 24 | 13 | 21.3867 | 21.47 | 21.47 | 21.63 | 33.64% | 37.4913 | 7.4983 | 7.4983 | 7.4983 | 801.8144 | 160.9877 | 160.9877 | 162.1875 | 5.314% | 6.5789 | 140.7014 | 30.68% | 258.143 | 5583.6341
12 | 24 | 14 | 22.6167 | 22.71 | 22.6867 | 22.82 | 36% | 40.1172 | 8.0234 | 8.0234 | 8.0234 | 907.3182 | 182.2125 | 182.0253 | 183.0951 | 7.643% | 9.4621 | 214.0015 | 27.09% | 227.9113 | 5200.9355
12 | 24 | 15 | 23.3667 | 23.51 | 23.33 | 23.38 | 24.27% | 27.0457 | 5.4091 | 5.4091 | 5.4091 | 631.9685 | 127.169 | 126.1954 | 126.4658 | 17.49% | 21.6537 | 505.9749 | 26.57% | 223.545 | 5226.4824
12 | 24 | 16 | 48.5067 | 48.8633 | 48.3267 | 48.2867 | 0.7862% | 0.87613 | 0.17523 | 0.17523 | 0.17523 | 42.4981 | 8.5621 | 8.4681 | 8.4611 | 25.59% | 31.6778 | 1536.5841 | 28.39% | 238.8498 | 11533.2589
12 | 24 | 17 | 25.5067 | 25.62 | 25.5067 | 25.59 | 0% | 0 | 0 | 0 | 0 | 0 | 0 | 0 | 0 | 30.58% | 37.8631 | 965.761 | 29.26% | 246.1707 | 6299.5087
12 | 24 | 18 | 17.5333 | 17.6267 | 17.5367 | 17.5867 | 0% | 0 | 0 | 0 | 0 | 0 | 0 | 0 | 0 | 37.45% | 46.3635 | 812.9061 | 27.9% | 234.7461 | 4128.402
12 | 24 | 19 | 10.5967 | 10.6467 | 10.6233 | 10.6667 | 0% | 0 | 0 | 0 | 0 | 0 | 0 | 0 | 0 | 44.11% | 54.6127 | 578.7124 | 26.93% | 226.6129 | 2417.2041
12 | 24 | 20 | 18.26 | 18.31 | 18.3233 | 18.4533 | 0% | 0 | 0 | 0 | 0 | 0 | 0 | 0 | 0 | 46.21% | 57.2125 | 1044.6999 | 27.64% | 232.62 | 4292.6151
12 | 24 | 21 | 20.0467 | 20.1033 | 20.1133 | 20.2533 | 0% | 0 | 0 | 0 | 0 | 0 | 0 | 0 | 0 | 49.91% | 61.7923 | 1238.7292 | 25.65% | 215.8699 | 4372.0854
12 | 24 | 22 | 23.5367 | 23.6067 | 23.6133 | 23.7767 | 0% | 0 | 0 | 0 | 0 | 0 | 0 | 0 | 0 | 52.82% | 65.3982 | 1539.2563 | 20.2% | 169.9946 | 4041.9049
12 | 24 | 23 | 26.33 | 26.5033 | 26.39 | 26.47 | 0% | 0 | 0 | 0 | 0 | 0 | 0 | 0 | 0 | 54.45% | 67.4063 | 1774.8085 | 20.73% | 174.4516 | 4617.7332
12 | 25 | 0 | 19.4733 | 19.6167 | 19.5067 | 19.54 | 0% | 0 | 0 | 0 | 0 | 0 | 0 | 0 | 0 | 52.24% | 64.674 | 1259.419 | 20.85% | 175.4387 | 3428.073
12 | 25 | 1 | 15.6 | 15.6467 | 15.6367 | 15.7033 | 0% | 0 | 0 | 0 | 0 | 0 | 0 | 0 | 0 | 53.03% | 65.6514 | 1024.1624 | 22.66% | 190.6965 | 2994.5699
12 | 25 | 2 | 17.5667 | 17.6167 | 17.5967 | 17.6667 | 0% | 0 | 0 | 0 | 0 | 0 | 0 | 0 | 0 | 54.19% | 67.0846 | 1178.4533 | 25.01% | 210.487 | 3718.6031
12 | 25 | 3 | 18.67 | 18.7333 | 18.6933 | 18.7667 | 0% | 0 | 0 | 0 | 0 | 0 | 0 | 0 | 0 | 55.57% | 68.8004 | 1284.5026 | 27.44% | 230.9289 | 4333.766
12 | 25 | 4 | 21.9067 | 22.04 | 21.95 | 22.0133 | 0% | 0 | 0 | 0 | 0 | 0 | 0 | 0 | 0 | 53.81% | 66.6233 | 1459.4955 | 27.52% | 231.5747 | 5097.7303
12 | 25 | 5 | 23.11 | 23.23 | 23.14 | 23.1967 | 0% | 0 | 0 | 0 | 0 | 0 | 0 | 0 | 0 | 57.28% | 70.9105 | 1638.7424 | 29.16% | 245.4032 | 5692.5368
12 | 25 | 6 | 10.09 | 10.3 | 10.17 | 10.12 | 0% | 0 | 0 | 0 | 0 | 0 | 0 | 0 | 0 | 59.35% | 73.475 | 741.3628 | 29.73% | 250.2027 | 2532.0515
12 | 25 | 7 | 19.7333 | 19.8233 | 19.7667 | 19.83 | 0.0682% | 0.075997 | 0.015199 | 0.015199 | 0.015199 | 1.4997 | 0.3013 | 0.30044 | 0.3014 | 60.56% | 74.9736 | 1479.4782 | 29.72% | 250.0875 | 4959.2359
12 | 25 | 8 | 19.4167 | 19.5033 | 19.4367 | 19.51 | 19.54% | 21.776 | 4.3552 | 4.3552 | 4.3552 | 422.8168 | 84.9408 | 84.6505 | 84.9698 | 63.96% | 79.1876 | 1537.5594 | 30.61% | 257.6112 | 5025.9944
12 | 25 | 9 | 20.87 | 20.9567 | 20.8967 | 20.9767 | 31.5% | 35.1045 | 7.0209 | 7.0209 | 7.0209 | 732.6312 | 147.1347 | 146.7135 | 147.2751 | 68.82% | 85.2077 | 1778.2844 | 33.4% | 281.0317 | 5895.1075
12 | 25 | 10 | 20.1533 | 20.25 | 20.2033 | 20.2867 | 24.83% | 27.6654 | 5.5331 | 5.5331 | 5.5331 | 557.5509 | 112.045 | 111.7868 | 112.2479 | 67.56% | 83.6451 | 1685.7281 | 37.5% | 315.5412 | 6401.2799
12 | 25 | 11 | 21.1 | 21.2267 | 21.16 | 21.2533 | 12.99% | 14.4728 | 2.8946 | 2.8946 | 2.8946 | 305.3767 | 61.442 | 61.249 | 61.5192 | 59.79% | 74.024 | 1561.906 | 39.4% | 331.5019 | 7045.5211
12 | 25 | 12 | 23.4867 | 23.6567 | 23.5467 | 23.62 | 9.419% | 10.4963 | 2.0993 | 2.0993 | 2.0993 | 246.5222 | 49.6613 | 49.4304 | 49.5843 | 61.85% | 76.5765 | 1798.5277 | 53.26% | 448.1392 | 10585.0483
12 | 25 | 13 | 22.46 | 22.5867 | 22.5167 | 22.61 | 9.919% | 11.0536 | 2.2107 | 2.2107 | 2.2107 | 248.2632 | 49.9327 | 49.7779 | 49.9843 | 66.96% | 82.9006 | 1861.9482 | 64.34% | 541.3873 | 12240.7662
12 | 25 | 14 | 25.3133 | 25.4867 | 25.3867 | 25.47 | 1.499% | 1.6701 | 0.33402 | 0.33402 | 0.33402 | 42.2754 | 8.513 | 8.4796 | 8.5074 | 73.2% | 90.629 | 2294.1213 | 65.23% | 548.8912 | 13980.2597
12 | 25 | 15 | 22.0733 | 22.1967 | 22.13 | 22.21 | 0.9453% | 1.0535 | 0.21069 | 0.21069 | 0.21069 | 23.2533 | 4.6766 | 4.6626 | 4.6795 | 74.23% | 91.9035 | 2028.6159 | 74.95% | 630.6993 | 14007.8312
12 | 25 | 16 | 24.39 | 24.53 | 24.4367 | 24.51 | 0% | 0 | 0 | 0 | 0 | 0 | 0 | 0 | 0 | 76.22% | 94.3632 | 2301.5178 | 77.79% | 654.6054 | 16044.378
12 | 25 | 17 | 19.19 | 19.2467 | 19.22 | 19.3033 | 0% | 0 | 0 | 0 | 0 | 0 | 0 | 0 | 0 | 76.47% | 94.6746 | 1816.8053 | 75.96% | 639.1294 | 12337.3282
12 | 25 | 18 | 18.2867 | 18.37 | 18.33 | 18.4033 | 0% | 0 | 0 | 0 | 0 | 0 | 0 | 0 | 0 | 78.48% | 97.158 | 1776.6962 | 80.54% | 677.7473 | 12472.8092
12 | 25 | 19 | 19.2967 | 19.36 | 19.32 | 19.4 | 0% | 0 | 0 | 0 | 0 | 0 | 0 | 0 | 0 | 78.25% | 96.8795 | 1869.4505 | 86.95% | 731.6813 | 14194.6181
12 | 25 | 20 | 20.12 | 20.19 | 20.1667 | 20.2633 | 0% | 0 | 0 | 0 | 0 | 0 | 0 | 0 | 0 | 78.87% | 97.6485 | 1964.6881 | 90.88% | 764.7016 | 15495.4034
12 | 25 | 21 | 25.43 | 25.5967 | 25.5033 | 25.5933 | 0% | 0 | 0 | 0 | 0 | 0 | 0 | 0 | 0 | 78.6% | 97.3128 | 2474.6646 | 94.6% | 795.9941 | 20372.1414
12 | 25 | 22 | 35.6667 | 35.88 | 35.7467 | 35.8767 | 0% | 0 | 0 | 0 | 0 | 0 | 0 | 0 | 0 | 78.98% | 97.7787 | 3487.4403 | 95.41% | 802.8358 | 28803.0715
12 | 25 | 23 | 29.54 | 29.7533 | 29.58 | 29.6567 | 0% | 0 | 0 | 0 | 0 | 0 | 0 | 0 | 0 | 79.61% | 98.5663 | 2911.6483 | 96.16% | 809.1076 | 23995.433
12 | 26 | 0 | 23.5367 | 23.7933 | 23.58 | 23.6033 | 0% | 0 | 0 | 0 | 0 | 0 | 0 | 0 | 0 | 84.09% | 104.1128 | 2450.4692 | 97.63% | 821.4969 | 19390.0663
12 | 26 | 1 | 23.41 | 23.6133 | 23.4333 | 23.46 | 0% | 0 | 0 | 0 | 0 | 0 | 0 | 0 | 0 | 88.15% | 109.1396 | 2554.9588 | 97.69% | 822.0169 | 19284.5165
12 | 26 | 2 | 24.1 | 24.2767 | 24.14 | 24.2033 | 0% | 0 | 0 | 0 | 0 | 0 | 0 | 0 | 0 | 88.46% | 109.5158 | 2639.3299 | 98.5% | 828.8301 | 20060.4516
12 | 26 | 3 | 24.8933 | 25.0633 | 24.93 | 24.9933 | 0% | 0 | 0 | 0 | 0 | 0 | 0 | 0 | 0 | 84.6% | 104.7347 | 2607.1962 | 99.07% | 833.6677 | 20836.1349
12 | 26 | 4 | 23.5067 | 23.6467 | 23.5333 | 23.6 | 0% | 0 | 0 | 0 | 0 | 0 | 0 | 0 | 0 | 61% | 75.5202 | 1775.2288 | 99.21% | 834.8398 | 19702.2183
12 | 26 | 5 | 23.7667 | 23.9367 | 23.81 | 23.8767 | 0% | 0 | 0 | 0 | 0 | 0 | 0 | 0 | 0 | 59.03% | 73.0863 | 1737.0181 | 99.5% | 837.2253 | 19990.1494
12 | 26 | 6 | 26.4533 | 26.6333 | 26.4867 | 26.55 | 0% | 0 | 0 | 0 | 0 | 0 | 0 | 0 | 0 | 63.59% | 78.724 | 2082.5127 | 99.91% | 840.6972 | 22320.5101
12 | 26 | 7 | 26.7833 | 26.9833 | 26.8167 | 26.88 | 0.1242% | 0.1384 | 0.02768 | 0.02768 | 0.02768 | 3.7068 | 0.74691 | 0.74229 | 0.74405 | 65.52% | 81.1229 | 2172.7428 | 99.96% | 841.1055 | 22608.9171
12 | 26 | 8 | 30.76 | 30.9767 | 30.8133 | 30.92 | 11.38% | 12.6804 | 2.5361 | 2.5361 | 2.5361 | 390.0493 | 78.5593 | 78.1451 | 78.4156 | 56.84% | 70.3726 | 2164.6607 | 99.99% | 841.3728 | 26015.2461
12 | 26 | 9 | 32.1733 | 32.38 | 32.2367 | 32.36 | 18.49% | 20.6051 | 4.121 | 4.121 | 4.121 | 662.9354 | 133.4388 | 132.8481 | 133.3563 | 55.68% | 68.9371 | 2217.9348 | 100% | 841.4568 | 27229.5429
12 | 26 | 10 | 45.7667 | 46.2067 | 45.9067 | 46.0267 | 11.5% | 12.812 | 2.5624 | 2.5624 | 2.5624 | 586.363 | 118.4001 | 117.6313 | 117.9388 | 48.39% | 59.9097 | 2741.8664 | 100% | 841.4568 | 38729.4529
12 | 26 | 11 | 40.2733 | 40.67 | 40.4233 | 40.5467 | 15.59% | 17.3694 | 3.4739 | 3.4739 | 3.4739 | 699.5224 | 141.2825 | 140.4256 | 140.854 | 40.82% | 50.5329 | 2035.1265 | 100% | 841.4568 | 34118.2695
12 | 26 | 12 | 36.5433 | 36.8533 | 36.6567 | 36.7667 | 19.84% | 22.1047 | 4.4209 | 4.4209 | 4.4209 | 807.7785 | 162.9262 | 162.0567 | 162.543 | 39.59% | 49.0196 | 1791.3385 | 100% | 841.4568 | 30937.5627
12 | 26 | 13 | 40.5733 | 40.9433 | 40.6967 | 40.8 | 23.92% | 26.6546 | 5.3309 | 5.3309 | 5.3309 | 1081.4667 | 218.2658 | 216.9508 | 217.5017 | 41.43% | 51.2882 | 2080.9321 | 100% | 841.4568 | 34331.4386
12 | 26 | 14 | 39.4267 | 39.7967 | 39.5567 | 39.65 | 18.64% | 20.7689 | 4.1538 | 4.1538 | 4.1538 | 818.8467 | 165.3062 | 164.3093 | 164.697 | 47.26% | 58.5099 | 2306.8497 | 100% | 841.4568 | 33363.7632
12 | 26 | 15 | 40.7967 | 41.1967 | 40.9367 | 41.04 | 12.32% | 13.7302 | 2.746 | 2.746 | 2.746 | 560.1446 | 113.1273 | 112.4134 | 112.6971 | 42.18% | 52.2219 | 2130.4809 | 100% | 841.4568 | 34533.3882
12 | 26 | 16 | 32.7733 | 32.9333 | 32.8633 | 33.06 | 0.5495% | 0.6123 | 0.12246 | 0.12246 | 0.12246 | 20.0672 | 4.033 | 4.0245 | 4.0485 | 38.28% | 47.3954 | 1553.3045 | 100% | 841.4568 | 27818.5627
12 | 26 | 17 | 115.4733 | 115.85 | 115.4733 | 116.1233 | 0% | 0 | 0 | 0 | 0 | 0 | 0 | 0 | 0 | 37.66% | 46.6305 | 5384.574 | 100% | 841.4568 | 97712.7717
12 | 26 | 18 | 46.26 | 46.3967 | 46.3 | 46.5567 | 0% | 0 | 0 | 0 | 0 | 0 | 0 | 0 | 0 | 43.64% | 54.0272 | 2499.2976 | 100% | 841.4568 | 39175.425
12 | 26 | 19 | 64.84 | 65.04 | 64.8667 | 65.2167 | 0% | 0 | 0 | 0 | 0 | 0 | 0 | 0 | 0 | 52.56% | 65.0755 | 4219.4964 | 100% | 841.4568 | 54877.0094
12 | 26 | 20 | 33.2833 | 33.3767 | 33.3233 | 33.53 | 0% | 0 | 0 | 0 | 0 | 0 | 0 | 0 | 0 | 55.33% | 68.5067 | 2280.1298 | 100% | 841.4568 | 28214.0474
12 | 26 | 21 | 29.8833 | 30.0233 | 29.9367 | 30.1067 | 0% | 0 | 0 | 0 | 0 | 0 | 0 | 0 | 0 | 56.86% | 70.3899 | 2103.4857 | 100% | 841.4568 | 25333.4602
12 | 26 | 22 | 32.5367 | 32.7433 | 32.6067 | 32.7633 | 0% | 0 | 0 | 0 | 0 | 0 | 0 | 0 | 0 | 58.09% | 71.9217 | 2340.0926 | 100% | 841.4568 | 27568.9305
12 | 26 | 23 | 35.5833 | 35.85 | 35.66 | 35.8 | 0% | 0 | 0 | 0 | 0 | 0 | 0 | 0 | 0 | 62.64% | 77.5493 | 2759.4613 | 100% | 841.4568 | 30124.1544
12 | 27 | 0 | 50.9933 | 51.32 | 51.0133 | 51.1833 | 0% | 0 | 0 | 0 | 0 | 0 | 0 | 0 | 0 | 58.64% | 72.5979 | 3702.0097 | 99.45% | 836.7958 | 42829.997
12 | 27 | 1 | 46.07 | 46.3667 | 46.0633 | 46.1933 | 0% | 0 | 0 | 0 | 0 | 0 | 0 | 0 | 0 | 55.62% | 68.8623 | 3172.4856 | 90.93% | 765.1269 | 35343.7608
12 | 27 | 2 | 49.2967 | 49.6033 | 49.2633 | 49.38 | 0% | 0 | 0 | 0 | 0 | 0 | 0 | 0 | 0 | 53.73% | 66.5228 | 3279.3518 | 70.22% | 590.9128 | 29179.2762
12 | 27 | 3 | 47.15 | 47.4133 | 47.0933 | 47.2 | 0% | 0 | 0 | 0 | 0 | 0 | 0 | 0 | 0 | 56.31% | 69.7204 | 3287.317 | 51.6% | 434.1501 | 20491.8838
12 | 27 | 4 | 42.76 | 42.8567 | 42.66 | 42.8 | 0% | 0 | 0 | 0 | 0 | 0 | 0 | 0 | 0 | 52.63% | 65.1639 | 2786.4093 | 47.11% | 396.4031 | 16966.0547
12 | 27 | 5 | 43.79 | 43.86 | 43.72 | 43.9233 | 0% | 0 | 0 | 0 | 0 | 0 | 0 | 0 | 0 | 54.13% | 67.0198 | 2934.7974 | 32.9% | 276.8775 | 12161.3809
12 | 27 | 6 | 40.36 | 40.3967 | 40.3067 | 40.51 | 0% | 0 | 0 | 0 | 0 | 0 | 0 | 0 | 0 | 53.83% | 66.6478 | 2689.9059 | 33.01% | 277.7543 | 11251.8282
12 | 27 | 7 | 49.4433 | 49.64 | 49.4367 | 49.6567 | 0.2173% | 0.2422 | 0.04844 | 0.04844 | 0.04844 | 11.9753 | 2.4046 | 2.3947 | 2.4054 | 49.19% | 60.8978 | 3010.9925 | 39.18% | 329.6538 | 16369.5102
12 | 27 | 8 | 58.1133 | 58.4333 | 58.1167 | 58.3733 | 17.02% | 18.9622 | 3.7924 | 3.7924 | 3.7924 | 1101.9579 | 221.6052 | 220.4042 | 221.3776 | 45.07% | 55.7945 | 3242.404 | 45% | 378.6235 | 22101.5186
12 | 27 | 9 | 44.7633 | 45.0333 | 44.8233 | 45.0533 | 30.31% | 33.7755 | 6.7551 | 6.7551 | 6.7551 | 1511.9036 | 304.2046 | 302.786 | 304.3397 | 33.26% | 41.1748 | 1843.121 | 53.17% | 447.3718 | 20155.5889
12 | 27 | 10 | 44.1633 | 44.4567 | 44.2633 | 44.5233 | 33.25% | 37.052 | 7.4104 | 7.4104 | 7.4104 | 1636.3407 | 329.4419 | 328.0092 | 329.9359 | 21.88% | 27.0897 | 1196.3736 | 56.1% | 472.0186 | 21015.8397
12 | 27 | 11 | 39.69 | 39.9733 | 39.7967 | 40.2167 | 30.15% | 33.6037 | 6.7207 | 6.7207 | 6.7207 | 1333.7319 | 268.6506 | 267.4633 | 270.286 | 11.78% | 14.5792 | 578.6503 | 55.12% | 463.8101 | 18652.8977
12 | 27 | 12 | 40.2467 | 40.4033 | 41.9867 | 49.1533 | 30.56% | 34.0603 | 6.8121 | 6.8121 | 6.8121 | 1370.8146 | 275.2301 | 286.0159 | 334.8357 | 8.241% | 10.2024 | 410.6125 | 52.73% | 443.698 | 21809.234
12 | 27 | 13 | 53.59 | 54.0533 | 53.8 | 54.33 | 30.54% | 34.0368 | 6.8074 | 6.8074 | 6.8074 | 1824.0347 | 367.961 | 366.2365 | 369.8444 | 7.623% | 9.4378 | 505.7743 | 53.76% | 452.3798 | 24577.7949
12 | 27 | 14 | 54.8 | 55.3 | 54.9467 | 55.5067 | 21.36% | 23.7989 | 4.7598 | 4.7598 | 4.7598 | 1304.1772 | 263.2153 | 261.5335 | 264.199 | 9.37% | 11.6007 | 635.7202 | 53.33% | 448.7771 | 24910.1212
12 | 27 | 15 | 57.2233 | 57.7733 | 57.3733 | 58.2633 | 6.577% | 7.3291 | 1.4658 | 1.4658 | 1.4658 | 419.3951 | 84.6852 | 84.0989 | 85.4035 | 11.51% | 14.2536 | 815.6412 | 52.37% | 440.6951 | 25676.3668
12 | 27 | 16 | 46.3 | 46.5367 | 46.4033 | 49.58 | 0.4896% | 0.54557 | 0.10911 | 0.10911 | 0.10911 | 25.26 | 5.0778 | 5.0633 | 5.4099 | 18.7% | 23.146 | 1071.6589 | 55.24% | 464.8614 | 23047.829
12 | 27 | 17 | 68.4 | 68.6267 | 68.4033 | 68.8467 | 0% | 0 | 0 | 0 | 0 | 0 | 0 | 0 | 0 | 28.27% | 34.9957 | 2393.7046 | 54.45% | 458.1868 | 31544.6339
12 | 27 | 18 | 64.4467 | 64.6533 | 64.5167 | 64.9133 | 0% | 0 | 0 | 0 | 0 | 0 | 0 | 0 | 0 | 36.16% | 44.7703 | 2885.294 | 52.71% | 443.4918 | 28788.5324
12 | 27 | 19 | 45.7467 | 45.9967 | 45.8233 | 46.3933 | 0% | 0 | 0 | 0 | 0 | 0 | 0 | 0 | 0 | 38.36% | 47.4967 | 2172.8149 | 42.83% | 360.3801 | 16719.2349
12 | 27 | 20 | 46.8667 | 47.0767 | 46.9133 | 48.97 | 0% | 0 | 0 | 0 | 0 | 0 | 0 | 0 | 0 | 37.78% | 46.7687 | 2191.8923 | 33.73% | 283.8492 | 13900.0931
12 | 27 | 21 | 56.3767 | 56.82 | 56.4733 | 51.1033 | 0% | 0 | 0 | 0 | 0 | 0 | 0 | 0 | 0 | 34.47% | 42.6722 | 2405.7161 | 26.34% | 221.6367 | 11326.3766
12 | 27 | 22 | 55.2233 | 55.7167 | 55.3333 | 55.5467 | 0% | 0 | 0 | 0 | 0 | 0 | 0 | 0 | 0 | 33.22% | 41.1309 | 2271.3842 | 20.05% | 168.6774 | 9369.4652
12 | 27 | 23 | 56.2367 | 56.7767 | 56.33 | 56.5167 | 0% | 0 | 0 | 0 | 0 | 0 | 0 | 0 | 0 | 26.39% | 32.6675 | 1837.1085 | 15.54% | 130.735 | 7388.7047
12 | 28 | 0 | 60.2167 | 60.76 | 60.3467 | 60.53 | 0% | 0 | 0 | 0 | 0 | 0 | 0 | 0 | 0 | 20.83% | 25.7829 | 1552.5628 | 10.74% | 90.3424 | 5468.4284
12 | 28 | 1 | 56.5033 | 57.02 | 56.6067 | 56.7467 | 0% | 0 | 0 | 0 | 0 | 0 | 0 | 0 | 0 | 22.99% | 28.4659 | 1608.4158 | 7.152% | 60.1783 | 3414.9177
12 | 28 | 2 | 52.1767 | 52.5367 | 52.2367 | 52.4167 | 0% | 0 | 0 | 0 | 0 | 0 | 0 | 0 | 0 | 26.15% | 32.3795 | 1689.452 | 9.284% | 78.1175 | 4094.6602
12 | 28 | 3 | 52.3267 | 52.74 | 52.3833 | 52.53 | 0% | 0 | 0 | 0 | 0 | 0 | 0 | 0 | 0 | 32.9% | 40.7348 | 2131.5176 | 22.56% | 189.8657 | 9973.6441
12 | 28 | 4 | 60.3933 | 60.7333 | 60.37 | 60.6 | 0% | 0 | 0 | 0 | 0 | 0 | 0 | 0 | 0 | 45.35% | 56.1506 | 3391.124 | 33.57% | 282.4824 | 17118.4311
12 | 28 | 5 | 58.4733 | 58.62 | 58.45 | 58.8267 | 0% | 0 | 0 | 0 | 0 | 0 | 0 | 0 | 0 | 48.73% | 60.3349 | 3527.982 | 37.39% | 314.6107 | 18507.4989
12 | 28 | 6 | 68.0433 | 68.6367 | 68.1633 | 68.4033 | 0% | 0 | 0 | 0 | 0 | 0 | 0 | 0 | 0 | 55.41% | 68.5977 | 4667.6145 | 48.39% | 407.2022 | 27853.9859
12 | 28 | 7 | 53.63 | 53.97 | 53.69 | 54.01 | 0.006099% | 0.0067965 | 0.0013593 | 0.0013593 | 0.0013593 | 0.3645 | 0.073361 | 0.072981 | 0.073416 | 57.76% | 71.5114 | 3835.1545 | 51% | 429.1116 | 23176.3183
12 | 28 | 8 | 55.74 | 56.21 | 55.77 | 55.97 | 21.7% | 24.1795 | 4.8359 | 4.8359 | 4.8359 | 1347.763 | 271.8255 | 269.6977 | 270.6649 | 61.95% | 76.6983 | 4275.1656 | 45.15% | 379.8975 | 21262.8651
12 | 28 | 9 | 63.1333 | 63.76 | 63.1733 | 63.3433 | 35.99% | 40.108 | 8.0216 | 8.0216 | 8.0216 | 2532.1499 | 511.4568 | 506.7508 | 508.1145 | 57.96% | 71.7528 | 4529.9934 | 47.93% | 403.2716 | 25544.5673
12 | 28 | 10 | 73.5367 | 74.3433 | 73.68 | 73.84 | 40.16% | 44.7481 | 8.9496 | 8.9496 | 8.9496 | 3290.6279 | 665.3449 | 659.4084 | 660.8403 | 56.07% | 69.4192 | 5104.857 | 55.93% | 470.6212 | 34750.6709
12 | 28 | 11 | 63.65 | 64.3167 | 63.7633 | 63.9267 | 40.09% | 44.6703 | 8.9341 | 8.9341 | 8.9341 | 2843.2629 | 574.6086 | 569.6651 | 571.1243 | 62.77% | 77.7119 | 4946.362 | 73.07% | 614.8651 | 39306.2771
12 | 28 | 12 | 64.06 | 64.7333 | 64.1833 | 64.35 | 39.84% | 44.3959 | 8.8792 | 8.8792 | 8.8792 | 2844.004 | 574.7795 | 569.8959 | 571.3758 | 61.35% | 75.9592 | 4865.9493 | 89.76% | 755.3215 | 48604.9374
12 | 28 | 13 | 70.6233 | 71.39 | 70.7933 | 70.9633 | 36.88% | 41.0941 | 8.2188 | 8.2188 | 8.2188 | 2902.201 | 586.7413 | 581.8374 | 583.2346 | 69.48% | 86.0146 | 6074.6371 | 94.13% | 792.0496 | 56206.4765
12 | 28 | 14 | 69.3333 | 70.1533 | 69.5 | 69.6267 | 28.05% | 31.2577 | 6.2515 | 6.2515 | 6.2515 | 2167.2005 | 438.5664 | 434.482 | 435.2739 | 80.33% | 99.4536 | 6895.4494 | 94.78% | 797.5654 | 55531.8175
12 | 28 | 15 | 63.83 | 64.5 | 63.9733 | 64.1367 | 17.41% | 19.3966 | 3.8793 | 3.8793 | 3.8793 | 1238.0836 | 250.2159 | 248.1728 | 248.8064 | 81.3% | 100.65 | 6424.4919 | 97.62% | 821.4254 | 52683.4901
12 | 28 | 16 | 70.6033 | 70.9367 | 70.59 | 70.93 | 0.9614% | 1.0714 | 0.21427 | 0.21427 | 0.21427 | 75.6426 | 15.2 | 15.1257 | 15.1985 | 80.76% | 99.9885 | 7059.5206 | 99.51% | 837.3215 | 59391.2142
12 | 28 | 17 | 129.0167 | 129.5133 | 128.5867 | 129.2233 | 0% | 0 | 0 | 0 | 0 | 0 | 0 | 0 | 0 | 77.17% | 95.5373 | 12325.9018 | 99.93% | 840.8924 | 108662.9201
12 | 28 | 18 | 124.4933 | 124.9633 | 124.1733 | 124.7933 | 0% | 0 | 0 | 0 | 0 | 0 | 0 | 0 | 0 | 76.65% | 94.8978 | 11814.147 | 99.98% | 841.3111 | 104990.0107
12 | 28 | 19 | 85.97 | 86.27 | 85.8 | 86.2633 | 0% | 0 | 0 | 0 | 0 | 0 | 0 | 0 | 0 | 69.71% | 86.3055 | 7419.6843 | 100% | 841.4403 | 72585.4464
12 | 28 | 20 | 64.62 | 65.2933 | 64.85 | 65.22 | 0% | 0 | 0 | 0 | 0 | 0 | 0 | 0 | 0 | 73.02% | 90.3964 | 5841.4172 | 99.99% | 841.3522 | 54872.9896
12 | 28 | 21 | 57.6167 | 58.2033 | 57.7767 | 57.9433 | 0% | 0 | 0 | 0 | 0 | 0 | 0 | 0 | 0 | 73.97% | 91.5768 | 5276.349 | 99.99% | 841.4047 | 48753.7909
12 | 28 | 22 | 59.49 | 60.0867 | 59.6133 | 59.8 | 0% | 0 | 0 | 0 | 0 | 0 | 0 | 0 | 0 | 74.59% | 92.34 | 5493.3071 | 100% | 841.4345 | 50317.7814
12 | 28 | 23 | 55.14 | 55.34 | 55.1733 | 55.6167 | 0% | 0 | 0 | 0 | 0 | 0 | 0 | 0 | 0 | 80.22% | 99.3109 | 5476.0043 | 99.98% | 841.3206 | 46791.4468
12 | 29 | 0 | 53.1867 | 53.36 | 53.25 | 53.6567 | 0% | 0 | 0 | 0 | 0 | 0 | 0 | 0 | 0 | 82.47% | 102.104 | 5430.5695 | 100% | 841.4454 | 45149.1573
12 | 29 | 1 | 51.5433 | 51.7633 | 51.5967 | 51.9367 | 0% | 0 | 0 | 0 | 0 | 0 | 0 | 0 | 0 | 85.58% | 105.9517 | 5461.1015 | 100% | 841.4568 | 43702.4628
12 | 29 | 2 | 48.8 | 48.9333 | 48.8367 | 49.21 | 0% | 0 | 0 | 0 | 0 | 0 | 0 | 0 | 0 | 88.18% | 109.1737 | 5327.6784 | 100% | 841.4568 | 41408.0905
12 | 29 | 3 | 50.2167 | 50.3367 | 50.2133 | 50.5667 | 0% | 0 | 0 | 0 | 0 | 0 | 0 | 0 | 0 | 82.55% | 102.1992 | 5132.1028 | 100% | 841.4568 | 42549.6669
12 | 29 | 4 | 49.7767 | 50.0467 | 49.8133 | 50.0767 | 0% | 0 | 0 | 0 | 0 | 0 | 0 | 0 | 0 | 78.5% | 97.186 | 4837.5957 | 100% | 841.4219 | 42135.6023
12 | 29 | 5 | 56.6967 | 56.84 | 56.66 | 56.95 | 0% | 0 | 0 | 0 | 0 | 0 | 0 | 0 | 0 | 76.88% | 95.179 | 5396.3303 | 99.98% | 841.253 | 47909.3609
12 | 29 | 6 | 56.06 | 56.1867 | 55.9967 | 56.3333 | 0% | 0 | 0 | 0 | 0 | 0 | 0 | 0 | 0 | 74.89% | 92.7122 | 5197.4481 | 99.98% | 841.3105 | 47393.8264
12 | 29 | 7 | 51.8367 | 52.1033 | 51.8567 | 52.1833 | 0.148% | 0.16497 | 0.032994 | 0.032994 | 0.032994 | 8.5515 | 1.7191 | 1.711 | 1.7217 | 66.55% | 82.39 | 4270.8251 | 100% | 841.4568 | 43910.0221
12 | 29 | 8 | 50.2767 | 50.4767 | 50.2933 | 50.6367 | 22.3% | 24.8486 | 4.9697 | 4.9697 | 4.9697 | 1249.305 | 250.8549 | 249.9438 | 251.6501 | 51.31% | 63.5234 | 3193.7468 | 100% | 841.4568 | 42608.5689
12 | 29 | 9 | 53.0833 | 53.24 | 53.0567 | 53.4733 | 37.17% | 41.4197 | 8.2839 | 8.2839 | 8.2839 | 2198.6955 | 441.0369 | 439.5182 | 442.9698 | 41.09% | 50.8772 | 2700.7306 | 100% | 841.4192 | 44993.4906
12 | 29 | 10 | 92.1867 | 92.52 | 92.2067 | 93.0833 | 41.1% | 45.8053 | 9.1611 | 9.1611 | 9.1611 | 4222.6368 | 847.581 | 844.7106 | 852.7418 | 34.04% | 42.1386 | 3884.6194 | 100% | 841.4568 | 78325.6018
12 | 29 | 11 | 56.3267 | 56.7233 | 56.39 | 56.7467 | 43.17% | 48.1118 | 9.6224 | 9.6224 | 9.6224 | 2709.9757 | 545.812 | 542.6046 | 546.0365 | 38.15% | 47.2353 | 2660.6066 | 100% | 841.4568 | 47749.8701
12 | 29 | 12 | 59.25 | 59.8 | 59.3933 | 59.6867 | 41.49% | 46.2316 | 9.2463 | 9.2463 | 9.2463 | 2739.2231 | 552.9301 | 549.1699 | 551.8822 | 41.28% | 51.1078 | 3028.1347 | 100% | 841.4568 | 50223.7532
12 | 29 | 13 | 60.84 | 61.41 | 61.01 | 61.2533 | 42.27% | 47.1028 | 9.4206 | 9.4206 | 9.4206 | 2865.7344 | 578.5166 | 574.7484 | 577.0407 | 43.82% | 54.2517 | 3300.6745 | 100% | 841.4568 | 51542.0355
12 | 29 | 14 | 60.87 | 61.4533 | 61.0433 | 61.27 | 40.96% | 45.6403 | 9.1281 | 9.1281 | 9.1281 | 2778.1262 | 560.9499 | 557.2074 | 559.2765 | 40.88% | 50.6072 | 3080.463 | 100% | 841.4568 | 51556.0598
12 | 29 | 15 | 54.58 | 55.03 | 54.72 | 54.9767 | 22.26% | 24.8041 | 4.9608 | 4.9608 | 4.9608 | 1353.8087 | 272.9941 | 271.4563 | 272.7295 | 35.43% | 43.8609 | 2393.9278 | 100% | 841.4562 | 46260.4572
12 | 29 | 16 | 58.99 | 59.3133 | 59.0967 | 59.4833 | 1.056% | 1.177 | 0.23541 | 0.23541 | 0.23541 | 69.433 | 13.9627 | 13.9117 | 14.0027 | 33.04% | 40.9018 | 2412.7991 | 100% | 841.4468 | 50052.0624
12 | 29 | 17 | 84.5 | 84.7733 | 84.5233 | 85.1967 | 0% | 0 | 0 | 0 | 0 | 0 | 0 | 0 | 0 | 32.32% | 40.0134 | 3381.1331 | 99.99% | 841.3556 | 71680.6913
12 | 29 | 18 | 68.0167 | 68.4133 | 68.1133 | 70.1767 | 0% | 0 | 0 | 0 | 0 | 0 | 0 | 0 | 0 | 31.43% | 38.918 | 2647.0727 | 99.94% | 840.9605 | 59015.8055
12 | 29 | 19 | 67.0667 | 67.5967 | 67.2 | 68.3933 | 0% | 0 | 0 | 0 | 0 | 0 | 0 | 0 | 0 | 34.04% | 42.1416 | 2826.2997 | 97.68% | 821.9595 | 56216.55
12 | 29 | 20 | 128.4633 | 128.9433 | 128.4733 | 129.7833 | 0% | 0 | 0 | 0 | 0 | 0 | 0 | 0 | 0 | 31.01% | 38.3902 | 4931.7289 | 93.2% | 784.2407 | 101781.3766
12 | 29 | 21 | 83.99 | 84.27 | 83.98 | 84.5833 | 0% | 0 | 0 | 0 | 0 | 0 | 0 | 0 | 0 | 26.38% | 32.6654 | 2743.5653 | 89.02% | 749.082 | 63359.8531
12 | 29 | 22 | 53.04 | 53.24 | 53.1633 | 53.6267 | 0% | 0 | 0 | 0 | 0 | 0 | 0 | 0 | 0 | 31.98% | 39.5947 | 2100.1021 | 85.71% | 721.1723 | 38674.0662
12 | 29 | 23 | 48.2733 | 48.6533 | 48.4033 | 48.63 | 0% | 0 | 0 | 0 | 0 | 0 | 0 | 0 | 0 | 31.2% | 38.6245 | 1864.5337 | 84.48% | 710.873 | 34569.7564
12 | 30 | 0 | 49.56 | 49.9167 | 49.6767 | 49.9133 | 0% | 0 | 0 | 0 | 0 | 0 | 0 | 0 | 0 | 21.07% | 26.089 | 1292.9688 | 83.6% | 703.4769 | 35112.8786
12 | 30 | 1 | 48.14 | 48.4967 | 48.2433 | 48.4767 | 0% | 0 | 0 | 0 | 0 | 0 | 0 | 0 | 0 | 22.95% | 28.4113 | 1367.7176 | 82.75% | 696.2765 | 33753.1656
12 | 30 | 2 | 46.0767 | 46.3933 | 46.1433 | 46.35 | 0% | 0 | 0 | 0 | 0 | 0 | 0 | 0 | 0 | 36.57% | 45.2718 | 2085.9717 | 75.96% | 639.1541 | 29624.7919
12 | 30 | 3 | 47.0667 | 47.3433 | 47.11 | 47.35 | 0% | 0 | 0 | 0 | 0 | 0 | 0 | 0 | 0 | 42.49% | 52.6023 | 2475.8153 | 71.77% | 603.94 | 28596.5588
12 | 30 | 4 | 47.1833 | 47.49 | 47.2267 | 47.4567 | 0% | 0 | 0 | 0 | 0 | 0 | 0 | 0 | 0 | 44.89% | 55.5727 | 2622.1041 | 64.96% | 546.6117 | 25940.3674
12 | 30 | 5 | 48.2433 | 48.4667 | 48.29 | 48.6267 | 0% | 0 | 0 | 0 | 0 | 0 | 0 | 0 | 0 | 39.4% | 48.7837 | 2353.4901 | 59.34% | 499.3009 | 24279.3371
12 | 30 | 6 | 52.48 | 52.67 | 52.5533 | 52.94 | 0% | 0 | 0 | 0 | 0 | 0 | 0 | 0 | 0 | 40.84% | 50.5673 | 2653.7737 | 53.69% | 451.768 | 23916.5971
12 | 30 | 7 | 50.85 | 51.2633 | 50.95 | 51.16 | 0.1126% | 0.12543 | 0.025085 | 0.025085 | 0.025085 | 6.3779 | 1.286 | 1.2781 | 1.2834 | 44.83% | 55.4969 | 2822.017 | 47.26% | 397.6862 | 20345.6283
12 | 30 | 8 | 52.6667 | 53.09 | 52.77 | 53 | 8.195% | 9.1326 | 1.8265 | 1.8265 | 1.8265 | 480.9855 | 96.9703 | 96.3858 | 96.8059 | 44.36% | 54.92 | 2892.4508 | 40.26% | 338.7554 | 17954.0359
12 | 30 | 9 | 56.7933 | 57.0367 | 56.88 | 57.3067 | 13.5% | 15.0456 | 3.0091 | 3.0091 | 3.0091 | 854.489 | 171.63 | 171.1586 | 172.4425 | 32.95% | 40.7948 | 2316.8742 | 34.49% | 290.187 | 16629.6478
12 | 30 | 10 | 92.8633 | 93.3467 | 92.9667 | 93.56 | 10.95% | 12.2053 | 2.4411 | 2.4411 | 2.4411 | 1133.422 | 227.8642 | 226.9366 | 228.385 | 21.69% | 26.8592 | 2494.2326 | 24.87% | 209.2911 | 19581.2719
12 | 30 | 11 | 93.8733 | 94.5467 | 93.9867 | 94.4533 | 11.23% | 12.5191 | 2.5038 | 2.5038 | 2.5038 | 1175.2138 | 236.7287 | 235.3265 | 236.495 | 15.19% | 18.8053 | 1765.3202 | 16.84% | 141.6757 | 13381.7388
12 | 30 | 12 | 60.6667 | 61.2067 | 60.8833 | 61.7467 | 12.42% | 13.8352 | 2.767 | 2.767 | 2.767 | 839.335 | 169.3612 | 168.4665 | 170.8554 | 15.68% | 19.4136 | 1177.761 | 9.983% | 84 | 5186.7194
12 | 30 | 13 | 62.14 | 62.78 | 62.3233 | 62.53 | 10.26% | 11.4311 | 2.2862 | 2.2862 | 2.2862 | 710.3277 | 143.5287 | 142.4847 | 142.9572 | 20.12% | 24.9098 | 1547.8966 | 7.247% | 60.9782 | 3812.9694
12 | 30 | 14 | 56.8567 | 57.38 | 57.0333 | 57.29 | 12.13% | 13.5182 | 2.7036 | 2.7036 | 2.7036 | 768.6014 | 155.1352 | 154.1979 | 154.8919 | 23.92% | 29.6103 | 1683.5452 | 5.411% | 45.5301 | 2608.4182
12 | 30 | 15 | 59.3967 | 59.9067 | 59.6 | 59.9333 | 3.496% | 3.8956 | 0.77913 | 0.77913 | 0.77913 | 231.3873 | 46.6748 | 46.4359 | 46.6956 | 40% | 49.5184 | 2941.2251 | 4.155% | 34.9591 | 2095.2162
12 | 30 | 16 | 65.8433 | 66.3267 | 66.0867 | 66.51 | 0.0183% | 0.020389 | 0.0040779 | 0.0040779 | 0.0040779 | 1.3425 | 0.27047 | 0.26949 | 0.27122 | 50.57% | 62.6053 | 4122.1431 | 4.656% | 39.1812 | 2605.9418
12 | 30 | 17 | 104.4 | 104.8133 | 104.66 | 105.42 | 0% | 0 | 0 | 0 | 0 | 0 | 0 | 0 | 0 | 52.44% | 64.9201 | 6777.6634 | 4.556% | 38.3339 | 4041.1635
12 | 30 | 18 | 61.98 | 62.37 | 62.1567 | 62.5567 | 0% | 0 | 0 | 0 | 0 | 0 | 0 | 0 | 0 | 56.5% | 69.9455 | 4335.225 | 4.859% | 40.8898 | 2557.9268
12 | 30 | 19 | 58.7167 | 59.06 | 58.8767 | 59.3033 | 0% | 0 | 0 | 0 | 0 | 0 | 0 | 0 | 0 | 59.09% | 73.1504 | 4295.145 | 6.558% | 55.1792 | 3272.3119
12 | 30 | 20 | 60.4533 | 61.0067 | 60.64 | 60.9133 | 0% | 0 | 0 | 0 | 0 | 0 | 0 | 0 | 0 | 62.23% | 77.0419 | 4657.4413 | 9.528% | 80.174 | 4883.6641
12 | 30 | 21 | 51.59 | 52.06 | 51.77 | 52.04 | 0% | 0 | 0 | 0 | 0 | 0 | 0 | 0 | 0 | 65.07% | 80.5557 | 4155.8671 | 12.05% | 101.3979 | 5276.7456
12 | 30 | 22 | 52.29 | 52.8233 | 52.47 | 52.66 | 0% | 0 | 0 | 0 | 0 | 0 | 0 | 0 | 0 | 66.15% | 81.8911 | 4282.085 | 15.37% | 129.3293 | 6810.4796
12 | 30 | 23 | 49.4267 | 49.8333 | 49.5567 | 49.7933 | 0% | 0 | 0 | 0 | 0 | 0 | 0 | 0 | 0 | 66.04% | 81.7632 | 4041.2846 | 17.36% | 146.0433 | 7271.9851
12 | 31 | 0 | 48.1233 | 48.4967 | 48.24 | 48.4533 | 0% | 0 | 0 | 0 | 0 | 0 | 0 | 0 | 0 | 65.13% | 80.6371 | 3880.5255 | 21.92% | 184.4272 | 8936.1126
12 | 31 | 1 | 47.08 | 47.4433 | 47.1833 | 47.3867 | 0% | 0 | 0 | 0 | 0 | 0 | 0 | 0 | 0 | 68.57% | 84.8923 | 3996.7313 | 25.28% | 212.7544 | 10081.7238
12 | 31 | 2 | 48.3433 | 48.73 | 48.4167 | 48.6067 | 0% | 0 | 0 | 0 | 0 | 0 | 0 | 0 | 0 | 66.99% | 82.9418 | 4009.6831 | 24.76% | 208.3691 | 10128.1256
12 | 31 | 3 | 45.5533 | 45.9667 | 45.6367 | 45.7733 | 0% | 0 | 0 | 0 | 0 | 0 | 0 | 0 | 0 | 64.55% | 79.9123 | 3640.2723 | 22.03% | 185.4061 | 8486.6534
12 | 31 | 4 | 48.51 | 48.9533 | 48.6 | 48.74 | 0% | 0 | 0 | 0 | 0 | 0 | 0 | 0 | 0 | 65.3% | 80.8444 | 3921.7609 | 21.24% | 178.7008 | 8709.8761
12 | 31 | 5 | 47.1633 | 47.5633 | 47.2333 | 47.39 | 0% | 0 | 0 | 0 | 0 | 0 | 0 | 0 | 0 | 69.85% | 86.476 | 4078.4952 | 16.87% | 141.9333 | 6726.2176
12 | 31 | 6 | 51.3867 | 51.8067 | 51.46 | 51.65 | 0% | 0 | 0 | 0 | 0 | 0 | 0 | 0 | 0 | 68.26% | 84.5056 | 4342.462 | 11.15% | 93.8489 | 4847.2955
12 | 31 | 7 | 55.6833 | 56.2167 | 55.78 | 55.9467 | 0.1114% | 0.12419 | 0.024838 | 0.024838 | 0.024838 | 6.9153 | 1.3963 | 1.3855 | 1.3896 | 65.62% | 81.2371 | 4523.5529 | 8.301% | 69.8494 | 3907.8385
12 | 31 | 8 | 54.76 | 55.22 | 54.84 | 55.0633 | 19.57% | 21.8106 | 4.3621 | 4.3621 | 4.3621 | 1194.3468 | 240.8759 | 239.2183 | 240.1925 | 62.32% | 77.1508 | 4224.7797 | 16.4% | 137.9764 | 7597.4423
12 | 31 | 9 | 52.2433 | 52.6933 | 52.3133 | 52.5133 | 35.26% | 39.2887 | 7.8577 | 7.8577 | 7.8577 | 2052.5718 | 414.0504 | 411.0644 | 412.636 | 57.5% | 71.1829 | 3718.8328 | 10.47% | 88.1288 | 4627.9352
12 | 31 | 10 | 57.5767 | 58.1133 | 57.6933 | 57.8967 | 37.18% | 41.4364 | 8.2873 | 8.2873 | 8.2873 | 2385.7685 | 481.6012 | 478.1205 | 479.8056 | 48.74% | 60.3402 | 3474.1865 | 3.469% | 29.1926 | 1690.1559
12 | 31 | 11 | 61.7833 | 62.4467 | 61.9533 | 62.1233 | 37.21% | 41.4629 | 8.2926 | 8.2926 | 8.2926 | 2561.719 | 517.8445 | 513.7535 | 515.1633 | 40.39% | 50.0002 | 3089.177 | 0.7712% | 6.4895 | 403.1481
12 | 31 | 12 | 61.9833 | 62.62 | 62.1567 | 62.37 | 38.23% | 42.6004 | 8.5201 | 8.5201 | 8.5201 | 2640.5167 | 533.5278 | 529.5802 | 531.3978 | 37.96% | 46.9984 | 2913.1159 | 0.01175% | 0.09883 | 6.164
12 | 31 | 13 | 61.42 | 62.0033 | 61.58 | 61.8467 | 41.25% | 45.9715 | 9.1943 | 9.1943 | 9.1943 | 2823.5691 | 570.0772 | 566.1849 | 568.6367 | 35.04% | 43.3768 | 2664.2036 | 0% | 0 | 0
12 | 31 | 14 | 63.32 | 63.9933 | 63.4733 | 63.6667 | 40.16% | 44.7586 | 8.9517 | 8.9517 | 8.9517 | 2834.1163 | 572.8508 | 568.1959 | 569.9265 | 33.27% | 41.1877 | 2608.0045 | 0.06067% | 0.5105 | 32.5017
12 | 31 | 15 | 77.0567 | 77.9733 | 77.2033 | 77.36 | 25.89% | 28.8487 | 5.7697 | 5.7697 | 5.7697 | 2222.9808 | 449.8851 | 445.4424 | 446.3463 | 34.52% | 42.7322 | 3292.8032 | 0.3962% | 3.3341 | 257.9259
12 | 31 | 16 | 62.11 | 62.66 | 62.1833 | 62.47 | 1.387% | 1.5459 | 0.30918 | 0.30918 | 0.30918 | 96.0155 | 19.3731 | 19.2258 | 19.3144 | 34.81% | 43.0963 | 2676.71 | 0.4913% | 4.134 | 258.2527
12 | 31 | 17 | 81.9 | 82.7167 | 81.9467 | 82.2567 | 0% | 0 | 0 | 0 | 0 | 0 | 0 | 0 | 0 | 32.72% | 40.5147 | 3318.1515 | 0.6642% | 5.5892 | 459.7472
12 | 31 | 18 | 68.22 | 69.0133 | 68.35 | 68.4967 | 0% | 0 | 0 | 0 | 0 | 0 | 0 | 0 | 0 | 31.86% | 39.4385 | 2690.4925 | 1.488% | 12.5246 | 857.8932
12 | 31 | 19 | 64 | 64.7433 | 64.1467 | 64.3067 | 0% | 0 | 0 | 0 | 0 | 0 | 0 | 0 | 0 | 79.44% | 98.3528 | 6294.5787 | 100% | 841.4568 | 54111.2837
12 | 31 | 20 | 62.3633 | 63.1133 | 62.5267 | 62.6767 | 0% | 0 | 0 | 0 | 0 | 0 | 0 | 0 | 0 | 70.89% | 87.7635 | 5473.2226 | 100% | 841.4568 | 52739.7091
12 | 31 | 21 | 57.0767 | 57.7533 | 57.2267 | 57.3667 | 0% | 0 | 0 | 0 | 0 | 0 | 0 | 0 | 0 | 63.92% | 79.1332 | 4516.6576 | 100% | 841.4568 | 48271.5733
12 | 31 | 22 | 60.57 | 61.34 | 60.69 | 60.7933 | 0% | 0 | 0 | 0 | 0 | 0 | 0 | 0 | 0 | 64.96% | 80.4241 | 4871.2854 | 100% | 841.4568 | 51154.9654
12 | 31 | 23 | 59.14 | 59.84 | 59.2867 | 59.4433 | 0% | 0 | 0 | 0 | 0 | 0 | 0 | 0 | 0 | 64.23% | 79.5219 | 4702.9268 | 100% | 841.4387 | 50017.9186
|  |  | 28.9083 | 29.3864 | 29.524 | 31.5156 | 15.08% | 147168 | 29433.6 | 29433.6 | 29433.6 | 4158492.9476 | 848421.8311 | 852967.9449 | 934908.3819 | 36.35% | 394200 | 11845473.3458 | 42.78% | 3153600 | 102567564.6997 | 29.59% | 12958.254 | 400433.1069 | 64.79% | 56758.6292 | 56758.6292 | 56758.6292 | 56758.6292 | 1640797.4004 | 1667932.458 | 1675742.304 | 1788783.2964
[7 empty] | Total MW | 100 | 20 | 20 | 20 |  |  |  |  | Total MW | 100 |  | Total MW | 800
[7 empty] | Total Hours | 8760 | 8760 | 8760 | 8760 |  |  |  |  | Total Hours | 8760 |  | Total Hours | 8760
[7 empty] | Production Factor | 16.8% | 16.8% | 16.8% | 16.8% |  |  |  |  | Production Factor | 45% |  | Production Factor | 45%
Delete production data for final version. Copy/paste values for the final values resulting from this production data.
Add a couple rows above this to provide additional information/background
--"average RT prices from [DCR period]"
--"other sources [description]"

## Depreciation Tables
Straight Line | 1 | 2 | 3 | 4 | 5 | 6 | 7 | 8 | 9 | 10 | 11 | 12 | 13 | 14 | 15 | 16 | 17 | 18 | 19 | 20 | 21 | 22 | 23 | 24 | 25 | 26 | 27 | 28 | 29 | 30
1 | 100% | 0% | 0% | 0% | 0% | 0% | 0% | 0% | 0% | 0% | 0% | 0% | 0% | 0% | 0% | 0% | 0% | 0% | 0% | 0% | 0% | 0% | 0% | 0% | 0% | 0% | 0% | 0% | 0% | 0%
2 | 50% | 50% | 0% | 0% | 0% | 0% | 0% | 0% | 0% | 0% | 0% | 0% | 0% | 0% | 0% | 0% | 0% | 0% | 0% | 0% | 0% | 0% | 0% | 0% | 0% | 0% | 0% | 0% | 0% | 0%
3 | 33.33% | 33.33% | 33.33% | 0% | 0% | 0% | 0% | 0% | 0% | 0% | 0% | 0% | 0% | 0% | 0% | 0% | 0% | 0% | 0% | 0% | 0% | 0% | 0% | 0% | 0% | 0% | 0% | 0% | 0% | 0%
4 | 25% | 25% | 25% | 25% | 0% | 0% | 0% | 0% | 0% | 0% | 0% | 0% | 0% | 0% | 0% | 0% | 0% | 0% | 0% | 0% | 0% | 0% | 0% | 0% | 0% | 0% | 0% | 0% | 0% | 0%
5 | 20% | 20% | 20% | 20% | 20% | 0% | 0% | 0% | 0% | 0% | 0% | 0% | 0% | 0% | 0% | 0% | 0% | 0% | 0% | 0% | 0% | 0% | 0% | 0% | 0% | 0% | 0% | 0% | 0% | 0%
6 | 16.67% | 16.67% | 16.67% | 16.67% | 16.67% | 16.67% | 0% | 0% | 0% | 0% | 0% | 0% | 0% | 0% | 0% | 0% | 0% | 0% | 0% | 0% | 0% | 0% | 0% | 0% | 0% | 0% | 0% | 0% | 0% | 0%
7 | 14.29% | 14.29% | 14.29% | 14.29% | 14.29% | 14.29% | 14.29% | 0% | 0% | 0% | 0% | 0% | 0% | 0% | 0% | 0% | 0% | 0% | 0% | 0% | 0% | 0% | 0% | 0% | 0% | 0% | 0% | 0% | 0% | 0%
8 | 12.5% | 12.5% | 12.5% | 12.5% | 12.5% | 12.5% | 12.5% | 12.5% | 0% | 0% | 0% | 0% | 0% | 0% | 0% | 0% | 0% | 0% | 0% | 0% | 0% | 0% | 0% | 0% | 0% | 0% | 0% | 0% | 0% | 0%
9 | 11.11% | 11.11% | 11.11% | 11.11% | 11.11% | 11.11% | 11.11% | 11.11% | 11.11% | 0% | 0% | 0% | 0% | 0% | 0% | 0% | 0% | 0% | 0% | 0% | 0% | 0% | 0% | 0% | 0% | 0% | 0% | 0% | 0% | 0%
10 | 10% | 10% | 10% | 10% | 10% | 10% | 10% | 10% | 10% | 10% | 0% | 0% | 0% | 0% | 0% | 0% | 0% | 0% | 0% | 0% | 0% | 0% | 0% | 0% | 0% | 0% | 0% | 0% | 0% | 0%
11 | 9.091% | 9.091% | 9.091% | 9.091% | 9.091% | 9.091% | 9.091% | 9.091% | 9.091% | 9.091% | 9.091% | 0% | 0% | 0% | 0% | 0% | 0% | 0% | 0% | 0% | 0% | 0% | 0% | 0% | 0% | 0% | 0% | 0% | 0% | 0%
12 | 8.333% | 8.333% | 8.333% | 8.333% | 8.333% | 8.333% | 8.333% | 8.333% | 8.333% | 8.333% | 8.333% | 8.333% | 0% | 0% | 0% | 0% | 0% | 0% | 0% | 0% | 0% | 0% | 0% | 0% | 0% | 0% | 0% | 0% | 0% | 0%
13 | 7.692% | 7.692% | 7.692% | 7.692% | 7.692% | 7.692% | 7.692% | 7.692% | 7.692% | 7.692% | 7.692% | 7.692% | 7.692% | 0% | 0% | 0% | 0% | 0% | 0% | 0% | 0% | 0% | 0% | 0% | 0% | 0% | 0% | 0% | 0% | 0%
14 | 7.143% | 7.143% | 7.143% | 7.143% | 7.143% | 7.143% | 7.143% | 7.143% | 7.143% | 7.143% | 7.143% | 7.143% | 7.143% | 7.143% | 0% | 0% | 0% | 0% | 0% | 0% | 0% | 0% | 0% | 0% | 0% | 0% | 0% | 0% | 0% | 0%
15 | 6.667% | 6.667% | 6.667% | 6.667% | 6.667% | 6.667% | 6.667% | 6.667% | 6.667% | 6.667% | 6.667% | 6.667% | 6.667% | 6.667% | 6.667% | 0% | 0% | 0% | 0% | 0% | 0% | 0% | 0% | 0% | 0% | 0% | 0% | 0% | 0% | 0%
16 | 6.25% | 6.25% | 6.25% | 6.25% | 6.25% | 6.25% | 6.25% | 6.25% | 6.25% | 6.25% | 6.25% | 6.25% | 6.25% | 6.25% | 6.25% | 6.25% | 0% | 0% | 0% | 0% | 0% | 0% | 0% | 0% | 0% | 0% | 0% | 0% | 0% | 0%
17 | 5.882% | 5.882% | 5.882% | 5.882% | 5.882% | 5.882% | 5.882% | 5.882% | 5.882% | 5.882% | 5.882% | 5.882% | 5.882% | 5.882% | 5.882% | 5.882% | 5.882% | 0% | 0% | 0% | 0% | 0% | 0% | 0% | 0% | 0% | 0% | 0% | 0% | 0%
18 | 5.556% | 5.556% | 5.556% | 5.556% | 5.556% | 5.556% | 5.556% | 5.556% | 5.556% | 5.556% | 5.556% | 5.556% | 5.556% | 5.556% | 5.556% | 5.556% | 5.556% | 5.556% | 0% | 0% | 0% | 0% | 0% | 0% | 0% | 0% | 0% | 0% | 0% | 0%
19 | 5.263% | 5.263% | 5.263% | 5.263% | 5.263% | 5.263% | 5.263% | 5.263% | 5.263% | 5.263% | 5.263% | 5.263% | 5.263% | 5.263% | 5.263% | 5.263% | 5.263% | 5.263% | 5.263% | 0% | 0% | 0% | 0% | 0% | 0% | 0% | 0% | 0% | 0% | 0%
20 | 5% | 5% | 5% | 5% | 5% | 5% | 5% | 5% | 5% | 5% | 5% | 5% | 5% | 5% | 5% | 5% | 5% | 5% | 5% | 5% | 0% | 0% | 0% | 0% | 0% | 0% | 0% | 0% | 0% | 0%
21 | 4.762% | 4.762% | 4.762% | 4.762% | 4.762% | 4.762% | 4.762% | 4.762% | 4.762% | 4.762% | 4.762% | 4.762% | 4.762% | 4.762% | 4.762% | 4.762% | 4.762% | 4.762% | 4.762% | 4.762% | 4.762% | 0% | 0% | 0% | 0% | 0% | 0% | 0% | 0% | 0%
22 | 4.545% | 4.545% | 4.545% | 4.545% | 4.545% | 4.545% | 4.545% | 4.545% | 4.545% | 4.545% | 4.545% | 4.545% | 4.545% | 4.545% | 4.545% | 4.545% | 4.545% | 4.545% | 4.545% | 4.545% | 4.545% | 4.545% | 0% | 0% | 0% | 0% | 0% | 0% | 0% | 0%
23 | 4.348% | 4.348% | 4.348% | 4.348% | 4.348% | 4.348% | 4.348% | 4.348% | 4.348% | 4.348% | 4.348% | 4.348% | 4.348% | 4.348% | 4.348% | 4.348% | 4.348% | 4.348% | 4.348% | 4.348% | 4.348% | 4.348% | 4.348% | 0% | 0% | 0% | 0% | 0% | 0% | 0%
24 | 4.167% | 4.167% | 4.167% | 4.167% | 4.167% | 4.167% | 4.167% | 4.167% | 4.167% | 4.167% | 4.167% | 4.167% | 4.167% | 4.167% | 4.167% | 4.167% | 4.167% | 4.167% | 4.167% | 4.167% | 4.167% | 4.167% | 4.167% | 4.167% | 0% | 0% | 0% | 0% | 0% | 0%
25 | 4% | 4% | 4% | 4% | 4% | 4% | 4% | 4% | 4% | 4% | 4% | 4% | 4% | 4% | 4% | 4% | 4% | 4% | 4% | 4% | 4% | 4% | 4% | 4% | 4% | 0% | 0% | 0% | 0% | 0%
26 | 3.846% | 3.846% | 3.846% | 3.846% | 3.846% | 3.846% | 3.846% | 3.846% | 3.846% | 3.846% | 3.846% | 3.846% | 3.846% | 3.846% | 3.846% | 3.846% | 3.846% | 3.846% | 3.846% | 3.846% | 3.846% | 3.846% | 3.846% | 3.846% | 3.846% | 3.846% | 0% | 0% | 0% | 0%
27 | 3.704% | 3.704% | 3.704% | 3.704% | 3.704% | 3.704% | 3.704% | 3.704% | 3.704% | 3.704% | 3.704% | 3.704% | 3.704% | 3.704% | 3.704% | 3.704% | 3.704% | 3.704% | 3.704% | 3.704% | 3.704% | 3.704% | 3.704% | 3.704% | 3.704% | 3.704% | 3.704% | 0% | 0% | 0%
28 | 3.571% | 3.571% | 3.571% | 3.571% | 3.571% | 3.571% | 3.571% | 3.571% | 3.571% | 3.571% | 3.571% | 3.571% | 3.571% | 3.571% | 3.571% | 3.571% | 3.571% | 3.571% | 3.571% | 3.571% | 3.571% | 3.571% | 3.571% | 3.571% | 3.571% | 3.571% | 3.571% | 3.571% | 0% | 0%
29 | 3.448% | 3.448% | 3.448% | 3.448% | 3.448% | 3.448% | 3.448% | 3.448% | 3.448% | 3.448% | 3.448% | 3.448% | 3.448% | 3.448% | 3.448% | 3.448% | 3.448% | 3.448% | 3.448% | 3.448% | 3.448% | 3.448% | 3.448% | 3.448% | 3.448% | 3.448% | 3.448% | 3.448% | 3.448% | 0%
30 | 3.333% | 3.333% | 3.333% | 3.333% | 3.333% | 3.333% | 3.333% | 3.333% | 3.333% | 3.333% | 3.333% | 3.333% | 3.333% | 3.333% | 3.333% | 3.333% | 3.333% | 3.333% | 3.333% | 3.333% | 3.333% | 3.333% | 3.333% | 3.333% | 3.333% | 3.333% | 3.333% | 3.333% | 3.333% | 3.333%
MACRS | 1 | 2 | 3 | 4 | 5 | 6 | 7 | 8 | 9 | 10 | 11 | 12 | 13 | 14 | 15 | 16 | 17 | 18 | 19 | 20 | 21 | 22 | 23 | 24 | 25 | 26 | 27 | 28 | 29 | 30
3 | 33.33% | 44.45% | 14.81% | 7.41% | 0% | 0% | 0% | 0% | 0% | 0% | 0% | 0% | 0% | 0% | 0% | 0% | 0% | 0% | 0% | 0% | 0% | 0% | 0% | 0% | 0% | 0% | 0% | 0% | 0% | 0%
5 | 20% | 32% | 19.2% | 11.52% | 11.52% | 5.76% | 0% | 0% | 0% | 0% | 0% | 0% | 0% | 0% | 0% | 0% | 0% | 0% | 0% | 0% | 0% | 0% | 0% | 0% | 0% | 0% | 0% | 0% | 0% | 0%
7 | 14.29% | 24.49% | 17.49% | 12.49% | 8.93% | 8.92% | 8.93% | 4.46% | 0% | 0% | 0% | 0% | 0% | 0% | 0% | 0% | 0% | 0% | 0% | 0% | 0% | 0% | 0% | 0% | 0% | 0% | 0% | 0% | 0% | 0%
10 | 10% | 18% | 14.4% | 11.52% | 9.22% | 7.37% | 6.55% | 6.55% | 6.56% | 6.55% | 3.28% | 0% | 0% | 0% | 0% | 0% | 0% | 0% | 0% | 0% | 0% | 0% | 0% | 0% | 0% | 0% | 0% | 0% | 0% | 0%
15 | 5% | 9.5% | 8.55% | 7.7% | 6.93% | 6.23% | 5.9% | 5.9% | 5.91% | 5.9% | 5.91% | 5.9% | 5.91% | 5.9% | 5.91% | 2.95% | 0% | 0% | 0% | 0% | 0% | 0% | 0% | 0% | 0% | 0% | 0% | 0% | 0% | 0%
20 | 3.75% | 7.219% | 6.677% | 6.177% | 5.713% | 5.285% | 4.888% | 4.522% | 4.462% | 4.461% | 4.462% | 4.461% | 4.462% | 4.461% | 4.462% | 4.461% | 4.462% | 4.461% | 4.462% | 4.461% | 2.231% | 0% | 0% | 0% | 0% | 0% | 0% | 0% | 0% | 0%
MACRS + 50% bonus depreciation | 1 | 2 | 3 | 4 | 5 | 6 | 7 | 8 | 9 | 10 | 11 | 12 | 13 | 14 | 15 | 16 | 17 | 18 | 19 | 20 | 21 | 22 | 23 | 24 | 25 | 26 | 27 | 28 | 29 | 30
5 | 60% | 16% | 9.6% | 5.76% | 5.76% | 2.88% | 0% | 0% | 0% | 0% | 0% | 0% | 0% | 0% | 0% | 0% | 0% | 0% | 0% | 0% | 0% | 0% | 0% | 0% | 0% | 0% | 0% | 0% | 0% | 0%
7 | 57.15% | 12.25% | 8.745% | 6.245% | 4.465% | 4.46% | 4.465% | 2.23% | 0% | 0% | 0% | 0% | 0% | 0% | 0% | 0% | 0% | 0% | 0% | 0% | 0% | 0% | 0% | 0% | 0% | 0% | 0% | 0% | 0% | 0%
The 50% bonus depreciation described below generally applies to assets placed in service after December 31, 2007 and before January 1, 2015. (100% bonus depreciation described below generally applies to assets acquired after September 8, 2010 and placed in service before January 1, 2012. 30%/50% bonus depreciation under an earlier law generally expired January 1, 2005.)