## GFC Backup
Going-Forward Cost Backup Data, Baseline Sensitivity
Year | Resource Category | Zone | New or Existing | Summer ICAP (MW) | Winter ICAP (MW) | Summer UCAP (MW) | Winter UCAP (MW) | Summer Offer Prices ($/kW-Month) | Winter Offer Prices ($/kW-Month) | Going Forward Costs ($/Year)
2022 | BioGen | A-F | Existing | 258.999 | 262.9097 | 246.0491 | 249.7642 | 2.4435 | 1.3283 | 5892641.7898
2022 | BioGen | GHI | Existing | 19.0813 | 19.3694 | 18.1273 | 18.401 | 4.9917 | 2.7715 | 893582.6873
2022 | BioGen | K | Existing | 121.5 | 123.3345 | 115.425 | 117.1678 | 2.7402 | 1.5045 | 3110956.3337
2022 | CapImport | A-F | Existing | 1100 | 1100 | 1045 | 1045 | 0 | 0 | -148728.507
2022 | Hydro_Pondage | A-F | Existing | 3678 | 3626.5907 | 3520.2138 | 3471.01 | 0 | 0 | -697935932.6506
2022 | Hydro_ROR | A-F | Existing | 1239.338 | 1239.6032 | 637.8647 | 638.0012 | 0 | 0 | -226622243.3032
2022 | Hydro_ROR | GHI | Existing | 100.705 | 100.7265 | 51.831 | 51.8421 | 0 | 0 | -16551912.9032
2022 | Kerosene | GHI | Existing | 18.6 | 23.6093 | 15.9588 | 20.2568 | 2.7719 | 1.539 | 527348.6774
2022 | Kerosene | J | Existing | 83.2 | 105.6071 | 71.3856 | 90.6109 | 4.9077 | 2.9056 | 4291020.407
2022 | Kerosene | K | Existing | 72.6 | 92.1524 | 62.2908 | 79.0667 | 2.9895 | 1.6413 | 2209737.2333
2022 | NG_CC | A-F | Existing | 5330.4999 | 6128.0896 | 5124.2096 | 5890.9325 | 0 | 0 | -184805684.415
2022 | NG_CC | GHI | Existing | 1621.7 | 1864.351 | 1558.9402 | 1792.2006 | 0 | 0 | -44508432.7201
2022 | NG_CC | J | Existing | 3318.5 | 3815.039 | 3190.074 | 3667.397 | 0.43194 | 0.25572 | 14453852.0048
2022 | NG_CC | K | Existing | 711.7 | 818.1899 | 684.1572 | 786.526 | 0 | 0 | -31028055.0965
2022 | NG_CT | A-F | Existing | 42.6 | 45.7326 | 38.2128 | 41.0228 | 0 | 0 | -1894045.1328
2022 | NG_CT | GHI | Existing | 87.6 | 94.0417 | 78.5784 | 84.3567 | 0.53261 | 0.29572 | 446800.5244
2022 | NG_CT | J | Existing | 2082.9 | 2236.0668 | 1868.39 | 2005.7828 | 2.7071 | 1.6027 | 55335224.7079
2022 | NG_CT | K | Existing | 810.4 | 869.9931 | 726.94 | 780.3958 | 0 | 0 | -3834666.2071
2022 | NG_ST | A-F | Existing | 144.9999 | 145.1762 | 131.495 | 131.6548 | 2.0665 | 1.1234 | 2776408.8687
2022 | NG_ST | GHI | Existing | 2781.5619 | 2784.9428 | 2522.4932 | 2525.5591 | 6.682 | 3.71 | 173511733.8681
2022 | NG_ST | J | Existing | 3755.4905 | 3760.0551 | 3405.7121 | 3409.8516 | 6.5322 | 3.8673 | 234438558.6506
2022 | NG_ST | K | Existing | 2337.9979 | 2340.8396 | 2120.2418 | 2122.8188 | 6.6613 | 3.6573 | 144811300.1826
2022 | Nuclear | A-F | Existing | 3345.399 | 3362.2093 | 3266.3868 | 3282.8001 | 0 | 0 | -655622150.4493
2022 | Oil_CT | J | Existing | 278.6 | 353.6316 | 239.0388 | 303.4159 | 5.2767 | 3.124 | 15448952.6601
2022 | Oil_CT | K | Existing | 1213.8 | 1540.6964 | 1041.4404 | 1321.9175 | 3.4024 | 1.868 | 42046789.9378
2022 | Oil_ST | A-F | Existing | 1616.7 | 1644.9256 | 1436.9459 | 1462.0332 | 6.2422 | 3.3933 | 94040585.2267
2022 | Pumped_Storage | A-F | Existing | 1171.3 | 1170.5497 | 1116.366 | 1115.651 | 0 | 0 | -4705259.922
2022 | Solar | K | Existing | 56.4 | 56.4 | 25.944 | 1.128 | 0 | 0 | -1584933.7795
2022 | Storage_4h | K | Existing | 1.4 | 1.4 | 1.2222 | 1.2222 | 0 | 0 | -15712.9245
2022 | Wind_Onshore | A-F | Existing | 1739 | 1739 | 278.24 | 591.26 | 0 | 0 | -67581680.5585
2022 | Storage_2h | A-F | New | 1.057 | 1.057 | 0.46138 | 0.46138 | 0 | 0 | 54664.0842
2022 | Storage_2h | GHI | New | 0.52397 | 0.52397 | 0.22871 | 0.22871 | 0 | 0 | 37347.5121
2022 | Storage_2h | J | New | 0.86667 | 0.86667 | 0.3783 | 0.3783 | 0 | 0 | 72170.8172
2022 | Storage_2h | K | New | 589.4815 | 589.4815 | 257.3087 | 257.3087 | 0 | 0 | 37999629.3754
2022 | Storage_4h | A-F | New | 0.22664 | 0.22664 | 0.19786 | 0.19786 | 0 | 0 | 37394.0277
2022 | Storage_4h | GHI | New | 0.1353 | 0.1353 | 0.11812 | 0.11812 | 0 | 0 | 27586.2829
2022 | Storage_4h | J | New | 0.16537 | 0.16537 | 0.14437 | 0.14437 | 0 | 0 | 38080.1492
2022 | Storage_4h | K | New | 0.24091 | 0.24091 | 0.21032 | 0.21032 | 0 | 0 | 46662.9336
2026 | BioGen | A-F | Existing | 0.43511 | 0.44168 | 0.41335 | 0.4196 | 43.3383 | 30.1752 | 193108.0683
2026 | BioGen | GHI | Existing | 0.3745 | 0.38016 | 0.35578 | 0.36115 | 30.6429 | 19.7179 | 113831.1557
2026 | BioGen | K | Existing | 121.4999 | 123.3345 | 115.4249 | 117.1677 | 6.1645 | 5.1463 | 8302158.9007
2026 | CapImport | A-F | Existing | 1100 | 1100 | 1045 | 1045 | 0 | 0 | -142447.6711
2026 | FlexLoad | A-F | Existing | 68.3539 | 68.3539 | 66.3033 | 66.3033 | 0 | 0 | -231206.0913
2026 | FlexLoad | GHI | Existing | 20.3077 | 20.3077 | 19.6985 | 19.6985 | 0 | 0 | -71501.797
2026 | FlexLoad | J | Existing | 53.8435 | 53.8435 | 52.2282 | 52.2282 | 0 | 0 | -196038.7715
2026 | FlexLoad | K | Existing | 35.3836 | 35.3836 | 34.3221 | 34.3221 | 0 | 0 | -553224.7834
2026 | Hydro_Pondage | A-F | Existing | 3678 | 3626.5907 | 3520.2138 | 3471.01 | 0 | 0 | -1930708294.4976
2026 | Hydro_ROR | A-F | Existing | 1239.338 | 1239.6032 | 637.8647 | 638.0012 | 0 | 0 | -627317172.7036
2026 | Hydro_ROR | GHI | Existing | 100.705 | 100.7265 | 51.831 | 51.8421 | 0 | 0 | -40889271.1706
2026 | Kerosene | GHI | Existing | 18.6 | 23.6093 | 15.9588 | 20.2568 | 3.5684 | 2.2961 | 723490.5802
2026 | Kerosene | K | Existing | 54.4 | 69.0508 | 46.6752 | 59.2456 | 3.1814 | 2.6559 | 2138788.8896
2026 | NG_CC | A-F | Existing | 5330.4999 | 6128.0895 | 5124.2096 | 5890.9325 | 0 | 0 | -24475696.7173
2026 | NG_CC | GHI | Existing | 1621.7 | 1864.351 | 1558.9402 | 1792.2006 | 0 | 0 | -964151.5626
2026 | NG_CC | J | Existing | 3318.5 | 3815.039 | 3190.074 | 3667.397 | 2.6904 | 1.885 | 96717093.1587
2026 | NG_CC | K | Existing | 711.7 | 818.1899 | 684.1572 | 786.526 | 0.31332 | 0.26157 | 2622044.5953
2026 | NG_CT | A-F | Existing | 42.6 | 45.7326 | 38.2128 | 41.0228 | 0 | 0 | -962840.264
2026 | NG_CT | GHI | Existing | 87.6 | 94.0417 | 78.5784 | 84.3567 | 2.5189 | 1.6209 | 2238506.5367
2026 | NG_CT | J | Existing | 1008.2 | 1082.3383 | 904.3693 | 970.8724 | 4.6745 | 3.2751 | 49545510.6057
2026 | NG_CT | K | Existing | 525.7 | 564.3575 | 471.5601 | 506.2365 | 1.6321 | 1.3625 | 9761439.97
2026 | NG_ST | A-F | Existing | 144.9998 | 145.1761 | 131.4948 | 131.6547 | 4.2553 | 2.9628 | 6282869.6408
2026 | NG_ST | GHI | Existing | 2781.5618 | 2784.9426 | 2522.4931 | 2525.559 | 9.0218 | 5.8053 | 247571069.907
2026 | NG_ST | J | Existing | 3468.0471 | 3472.2623 | 3145.0406 | 3148.8632 | 8.6309 | 6.047 | 305573953.1721
2026 | NG_ST | K | Existing | 2337.9979 | 2340.8396 | 2120.2418 | 2122.8188 | 8.0642 | 6.7322 | 207679756.6137
2026 | Nuclear | A-F | Existing | 3345.3982 | 3362.2085 | 3266.386 | 3282.7992 | 0 | 0 | -658152269.4833
2026 | Oil_CT | K | Existing | 158.3 | 200.9328 | 135.8214 | 172.4004 | 3.1367 | 2.6186 | 6136136.4967
2026 | Oil_ST | A-F | Existing | 1616.7 | 1644.9256 | 1436.9459 | 1462.0332 | 7.3745 | 5.1347 | 122210903.8654
2026 | Pumped_Storage | A-F | Existing | 1171.3 | 1170.5497 | 1116.366 | 1115.6509 | 1.9817 | 1.3798 | 23618108.9996
2026 | Solar | K | Existing | 56.4 | 56.4 | 10.5047 | 0.091219 | 0 | 0 | -4724663.3432
2026 | Storage_4h | K | Existing | 1.4 | 1.4 | 1.0601 | 1.0601 | 0 | 0 | -1892.3098
2026 | Wind_Onshore | A-F | Existing | 1739 | 1739 | 183.9089 | 503.1788 | 0 | 0 | -278835883.6509
2026 | NG_CT | K | New | 248.3825 | 266.6474 | 222.8025 | 239.1864 | 13.3792 | 11.1693 | 37808655.0052
2026 | Solar | A-F | New | 4999.2591 | 4999.2591 | 931.128 | 8.0856 | 0 | 0 | 97757271.372
2026 | Storage_2h | A-F | New | 1.4732 | 1.4732 | 0.55777 | 0.55777 | 0 | 0 | 103443.3931
2026 | Storage_2h | GHI | New | 0.8703 | 0.8703 | 0.3295 | 0.3295 | 0 | 0 | 76630.3286
2026 | Storage_2h | J | New | 1342.4529 | 1342.4529 | 508.2542 | 508.2542 | 0 | 0 | 133509665.8639
2026 | Storage_2h | K | New | 811.5067 | 811.5067 | 307.2373 | 307.2373 | 0 | 0 | 68679976.3678
2026 | Storage_4h | A-F | New | 0.32212 | 0.32212 | 0.24391 | 0.24391 | 0 | 0 | 54086.3432
2026 | Storage_4h | GHI | New | 0.21315 | 0.21315 | 0.16139 | 0.16139 | 0 | 0 | 43142.6434
2026 | Storage_4h | J | New | 4.0464 | 4.0464 | 3.0639 | 3.0639 | 0 | 0 | 900958.0607
2026 | Storage_4h | K | New | 2.7725 | 2.7725 | 2.0994 | 2.0994 | 0 | 0 | 538192.1771
2026 | Wind_Offshore | J | New | 694.1142 | 694.1142 | 202.0892 | 224.722 | 0 | 0 | 63356757.4397
2026 | Wind_Offshore | K | New | 505.8858 | 505.8858 | 147.2871 | 163.7824 | 0 | 0 | 41675211.9268
2026 | Wind_Onshore | A-F | New | 244.3173 | 244.3173 | 25.8379 | 70.6931 | 0 | 0 | 4773050.8832
2032 | BioGen | A-F | Existing | 0.40738 | 0.41354 | 0.38702 | 0.39286 | 63.4514 | 51.0159 | 281676.1919
2032 | BioGen | GHI | Existing | 0.37302 | 0.37865 | 0.35436 | 0.35972 | 41.7056 | 30.8821 | 163501.6434
2032 | BioGen | K | Existing | 121.4997 | 123.3343 | 115.4247 | 117.1675 | 9.2098 | 8.1177 | 12721084.7539
2032 | CapImport | A-F | Existing | 1100 | 1100 | 1045 | 1045 | 0 | 0 | -141914.2356
2032 | FlexLoad | A-F | Existing | 314.5468 | 314.5468 | 305.1104 | 305.1104 | 0 | 0 | -14131791.2563
2032 | FlexLoad | GHI | Existing | 98.8272 | 98.8272 | 95.8623 | 95.8623 | 0 | 0 | -4694758.9625
2032 | FlexLoad | J | Existing | 239.4393 | 239.4393 | 232.2561 | 232.2561 | 0 | 0 | -9076453.3866
2032 | FlexLoad | K | Existing | 204.7618 | 204.7618 | 198.619 | 198.619 | 0 | 0 | -12092498.9409
2032 | Hydro_Pondage | A-F | Existing | 3678 | 3626.5907 | 3520.2138 | 3471.01 | 0 | 0 | -2823410981.9395
2032 | Hydro_ROR | A-F | Existing | 1239.338 | 1239.6032 | 637.8647 | 638.0012 | 0 | 0 | -876517354.0097
2032 | Hydro_ROR | GHI | Existing | 100.705 | 100.7265 | 51.831 | 51.8421 | 0 | 0 | -62377413.0339
2032 | Kerosene | GHI | Existing | 18.6 | 23.6093 | 15.9588 | 20.2568 | 3.8936 | 2.8832 | 842947.1103
2032 | Kerosene | K | Existing | 54.4 | 69.0508 | 46.6752 | 59.2456 | 3.5259 | 3.1078 | 2438431.8962
2032 | NG_CC | A-F | Existing | 5330.4999 | 6128.0895 | 5124.2095 | 5890.9324 | 1.4639 | 1.177 | 90094454.7629
2032 | NG_CC | GHI | Existing | 1621.6999 | 1864.3509 | 1558.9401 | 1792.2005 | 1.3471 | 0.99752 | 24266124.446
2032 | NG_CC | J | Existing | 3318.5 | 3815.039 | 3190.074 | 3667.397 | 4.4018 | 3.4925 | 167588186.551
2032 | NG_CC | K | Existing | 711.7 | 818.1899 | 684.1572 | 786.526 | 1.4495 | 1.2776 | 12461952.5825
2032 | NG_CT | A-F | Existing | 42.6 | 45.7326 | 38.2128 | 41.0227 | 0.050328 | 0.040465 | 23967.1346
2032 | NG_CT | GHI | Existing | 87.6 | 94.0417 | 78.5784 | 84.3567 | 2.8873 | 2.138 | 2723886.858
2032 | NG_CT | J | Existing | 1008.1999 | 1082.3383 | 904.3693 | 970.8724 | 5.5352 | 4.3918 | 62003727.6878
2032 | NG_CT | K | Existing | 525.6999 | 564.3575 | 471.5601 | 506.2365 | 2.3769 | 2.095 | 14591050.5066
2032 | NG_ST | A-F | Existing | 144.9997 | 145.176 | 131.4948 | 131.6546 | 6.2061 | 4.9898 | 9745645.4841
2032 | NG_ST | GHI | Existing | 2781.5617 | 2784.9426 | 2522.493 | 2525.5589 | 9.5801 | 7.0938 | 278420761.9161
2032 | NG_ST | J | Existing | 3467.2997 | 3471.514 | 3144.3628 | 3148.1846 | 9.2781 | 7.3616 | 346354241.976
2032 | NG_ST | K | Existing | 2337.9979 | 2340.8396 | 2120.2417 | 2122.8188 | 8.9356 | 7.876 | 235966060.8435
2032 | Nuclear | A-F | Existing | 2156.3902 | 2167.2258 | 2105.4602 | 2116.0399 | 0 | 0 | 971218046.2371
2032 | Oil_CT | K | Existing | 158.3 | 200.9328 | 135.8214 | 172.4004 | 3.4641 | 3.0533 | 6971179.201
2032 | Oil_ST | A-F | Existing | 1616.7 | 1644.9256 | 1436.9459 | 1462.0332 | 7.8055 | 6.2757 | 137653880.2149
2032 | Pumped_Storage | A-F | Existing | 1171.3 | 1170.5497 | 1116.366 | 1115.6509 | 0 | 0 | -97188009.1053
2032 | Solar | K | Existing | 56.4 | 56.4 | 2.3743 | 0.084491 | 0 | 0 | -6808134.5852
2032 | Storage_4h | K | Existing | 1.4 | 1.4 | 0.83097 | 0.83097 | 0 | 0 | -29711.119
2032 | Wind_Onshore | A-F | Existing | 1739 | 1739 | 113.5267 | 108.5647 | 0 | 0 | -316607295.9782
2032 | NG_CT | A-F | New | 5.2572 | 5.6438 | 4.7158 | 5.0626 | 9.9361 | 7.9888 | 583940.2084
2032 | NG_CT | K | New | 248.3987 | 266.6648 | 222.8171 | 239.202 | 14.3828 | 12.6772 | 41719464.3014
2032 | Solar | A-F | New | 15669.2645 | 15669.2645 | 659.6256 | 23.4735 | 0 | 0 | -26510334.6049
2032 | Solar | GHI | New | 943.5841 | 943.5841 | 39.7219 | 1.4135 | 0 | 0 | 3846608.8512
2032 | Storage_2h | A-F | New | 1450.4037 | 1450.4037 | 430.4442 | 430.4442 | 0 | 0 | 59115193.2897
2032 | Storage_2h | GHI | New | 2.9935 | 2.9935 | 0.88838 | 0.88838 | 0 | 0 | 183600.7474
2032 | Storage_2h | J | New | 1433.2566 | 1433.2566 | 425.3554 | 425.3554 | 0 | 0 | 111477431.1812
2032 | Storage_2h | K | New | 1377.7137 | 1377.7137 | 408.8716 | 408.8716 | 0 | 0 | 94414903.8884
2032 | Storage_4h | A-F | New | 5.8641 | 5.8641 | 3.4807 | 3.4807 | 0 | 0 | 584972.7608
2032 | Storage_4h | GHI | New | 1.2147 | 1.2147 | 0.72097 | 0.72097 | 0 | 0 | 171566.3015
2032 | Storage_4h | J | New | 156.7164 | 156.7164 | 93.0191 | 93.0191 | 0 | 0 | 26913920.0697
2032 | Storage_4h | K | New | 221.1448 | 221.1448 | 131.2607 | 131.2607 | 0 | 0 | 33998781.8447
2032 | Wind_Offshore | J | New | 5060.3223 | 5060.3223 | 241.4688 | 327.4429 | 0 | 0 | 392841557.7521
2032 | Wind_Offshore | K | New | 2530.5236 | 2530.5236 | 120.7517 | 163.7449 | 0 | 0 | 193518052.9079
2032 | Wind_Onshore | A-F | New | 7959.0964 | 7959.0964 | 519.5915 | 496.8814 | 0 | 0 | 19056025.147
2022 | Net_Import | A-F | Existing | 972.7643 | 462.7 | 972.7643 | 462.7 | 0 | 0 | 0
2022 | Net_Import | GHI | Existing | 0 | 0 | 0 | 0 | 0 | 0 | 0
2022 | Net_Import | J | Existing | 0 | 0 | 0 | 0 | 0 | 0 | 0
2022 | Net_Import | K | Existing | 0 | 0 | 0 | 0 | 0 | 0 | 0
2022 | SCR | A-F | Existing | 620.1321 | 408.0633 | 558.1189 | 367.257 | 0 | 0 | 0
2022 | SCR | GHI | Existing | 94.625 | 55.6767 | 85.1625 | 50.109 | 0 | 0 | 0
2022 | SCR | J | Existing | 427.9286 | 300.8167 | 385.1357 | 270.735 | 0 | 0 | 0
2022 | SCR | K | Existing | 42.7964 | 26.01 | 38.5168 | 23.409 | 0 | 0 | 0
2026 | Net_Import | A-F | Existing | 972.7643 | 462.7 | 972.7643 | 462.7 | 0 | 0 | 0
2026 | Net_Import | GHI | Existing | 0 | 0 | 0 | 0 | 0 | 0 | 0
2026 | Net_Import | J | Existing | 0 | 0 | 0 | 0 | 0 | 0 | 0
2026 | Net_Import | K | Existing | 0 | 0 | 0 | 0 | 0 | 0 | 0
2026 | SCR | A-F | Existing | 620.1321 | 408.0633 | 484.0881 | 318.5427 | 0 | 0 | 0
2026 | SCR | GHI | Existing | 94.625 | 55.6767 | 73.8662 | 43.4624 | 0 | 0 | 0
2026 | SCR | J | Existing | 427.9286 | 300.8167 | 334.05 | 234.8238 | 0 | 0 | 0
2026 | SCR | K | Existing | 42.7964 | 26.01 | 33.4078 | 20.3039 | 0 | 0 | 0
2032 | Net_Import | A-F | Existing | 972.7643 | 462.7 | 972.7643 | 462.7 | 0 | 0 | 0
2032 | Net_Import | GHI | Existing | 0 | 0 | 0 | 0 | 0 | 0 | 0
2032 | Net_Import | J | Existing | 0 | 0 | 0 | 0 | 0 | 0 | 0
2032 | Net_Import | K | Existing | 0 | 0 | 0 | 0 | 0 | 0 | 0
2032 | SCR | A-F | Existing | 620.1321 | 408.0633 | 379.4639 | 249.6973 | 0 | 0 | 0
2032 | SCR | GHI | Existing | 94.625 | 55.6767 | 57.9018 | 34.069 | 0 | 0 | 0
2032 | SCR | J | Existing | 427.9286 | 300.8167 | 261.853 | 184.0722 | 0 | 0 | 0
2032 | SCR | K | Existing | 42.7964 | 26.01 | 26.1875 | 15.9157 | 0 | 0 | 0
2022 | UDR | J | Existing | 298.8472 | 296.6889 | 298.8472 | 296.6889 | 0 | 0 | 0
2026 | UDR | J | Existing | 298.8472 | 296.6889 | 298.8472 | 296.6889 | 0 | 0 | 0
2032 | UDR | J | Existing | 298.8472 | 296.6889 | 298.8472 | 296.6889 | 0 | 0 | 0
2022 | UDR | K | Existing | 743.0519 | 753.286 | 743.0519 | 753.286 | 0 | 0 | 0
2026 | UDR | K | Existing | 743.0519 | 753.286 | 743.0519 | 753.286 | 0 | 0 | 0
2032 | UDR | K | Existing | 743.0519 | 753.286 | 743.0519 | 753.286 | 0 | 0 | 0

## Final Marginal Capacity Values
Marginal Capacity Values for CLCPA Resources, Baseline Sensitivity
| 2026 |  |  | 2032
| Total ICAP | Marginal Capacity Value |  | Total ICAP | Marginal Capacity Value
|  | Summer | Winter |  | Summer | Winter
Solar | 5056.4662 | 18.63% | 0.1617% | 16669.2485 | 4.21% | 0.1498%
Onshore Wind | 1983.3473 | 10.58% | 28.93% | 9698.1264 | 6.528% | 6.243%
Offshore Wind | 1200 | 29.11% | 32.38% | 7590.8458 | 4.772% | 6.471%
2-Hour Storage | 2173.8115 | 39.03% | 39.03% | 5037.0474 | 30.6% | 30.6%
4-Hour Storage |  | 78.06% | 78.06% |  | 61.19% | 61.19%
Note:
[1] Storage marginal capacity values are calculated using 2026 and 2032 storage peak load reduction percentages, which are equal to the equivalent 2-hour storage installed capacity divided by the forecasted peak load in 2026 and 2032. The equivalent 2-hour storage ICAP is equal to 2-hour storage ICAP plus two times the 4-hour storage ICAP, based on the longer discharge duration of 4-hour resources. The resulting peak load reduction percentages are then applied to the 2-hour and 4-hour curves from the GIT Evolution Study to calculate the corresponding marginal capacity values for each resource type in each year. The % peak load reductions used in the GIT Evolution Study were based on 2018 historical peak load, but the values used in this study are based on 2026 and 2032 forecasted peak loads from the 2021 NYISO Gold Book (CLCPA load scenario).

## Storage by MW 2026
2-Hr MW of Storage Rounded | 2-Hr Capacity Value | 4-Hr Capacity Value
0 | 1 | 1
1 | 0.99905 | 1
2 | 0.99809 | 1
3 | 0.99714 | 1
4 | 0.99619 | 1
5 | 0.99523 | 1
6 | 0.99428 | 1
7 | 0.99333 | 1
8 | 0.99237 | 1
9 | 0.99142 | 1
10 | 0.99047 | 1
11 | 0.98952 | 1
12 | 0.98856 | 1
13 | 0.98761 | 1
14 | 0.98666 | 1
15 | 0.9857 | 1
16 | 0.98475 | 1
17 | 0.9838 | 1
18 | 0.98284 | 1
19 | 0.98189 | 1
20 | 0.98094 | 1
21 | 0.97998 | 1
22 | 0.97903 | 1
23 | 0.97808 | 1
24 | 0.97712 | 1
25 | 0.97617 | 1
26 | 0.97522 | 1
27 | 0.97426 | 1
28 | 0.97331 | 1
29 | 0.97236 | 1
30 | 0.97141 | 1
31 | 0.97045 | 1
32 | 0.9695 | 1
33 | 0.96855 | 1
34 | 0.96759 | 1
35 | 0.96664 | 1
36 | 0.96569 | 1
37 | 0.96473 | 1
38 | 0.96378 | 1
39 | 0.96283 | 1
40 | 0.96187 | 1
41 | 0.96092 | 1
42 | 0.95997 | 1
43 | 0.95901 | 1
44 | 0.95806 | 1
45 | 0.95711 | 1
46 | 0.95615 | 1
47 | 0.9552 | 1
48 | 0.95425 | 1
49 | 0.9533 | 1
50 | 0.95234 | 1
51 | 0.95139 | 1
52 | 0.95044 | 1
53 | 0.94948 | 1
54 | 0.94853 | 1
55 | 0.94758 | 1
56 | 0.94662 | 1
57 | 0.94567 | 1
58 | 0.94472 | 1
59 | 0.94376 | 1
60 | 0.94281 | 1
61 | 0.94186 | 1
62 | 0.9409 | 1
63 | 0.93995 | 1
64 | 0.939 | 1
65 | 0.93804 | 1
66 | 0.93709 | 1
67 | 0.93614 | 1
68 | 0.93519 | 1
69 | 0.93423 | 1
70 | 0.93328 | 1
71 | 0.93233 | 1
72 | 0.93137 | 1
73 | 0.93042 | 1
74 | 0.92947 | 1
75 | 0.92851 | 1
76 | 0.92756 | 1
77 | 0.92661 | 1
78 | 0.92565 | 1
79 | 0.9247 | 1
80 | 0.92375 | 1
81 | 0.92279 | 1
82 | 0.92184 | 1
83 | 0.92089 | 1
84 | 0.91993 | 1
85 | 0.91898 | 1
86 | 0.91803 | 1
87 | 0.91708 | 1
88 | 0.91612 | 1
89 | 0.91517 | 1
90 | 0.91422 | 1
91 | 0.91326 | 1
92 | 0.91231 | 1
93 | 0.91136 | 1
94 | 0.9104 | 1
95 | 0.90945 | 1
96 | 0.9085 | 1
97 | 0.90754 | 1
98 | 0.90659 | 1
99 | 0.90564 | 1
100 | 0.90468 | 1
101 | 0.90373 | 1
102 | 0.90278 | 1
103 | 0.90183 | 1
104 | 0.90087 | 1
105 | 0.89992 | 1
106 | 0.89897 | 1
107 | 0.89801 | 1
108 | 0.89706 | 1
109 | 0.89611 | 1
110 | 0.89515 | 1
111 | 0.8942 | 1
112 | 0.89325 | 1
113 | 0.89229 | 1
114 | 0.89134 | 1
115 | 0.89039 | 1
116 | 0.88943 | 1
117 | 0.88848 | 1
118 | 0.88753 | 1
119 | 0.88657 | 1
120 | 0.88562 | 1
121 | 0.88467 | 1
122 | 0.88372 | 1
123 | 0.88276 | 1
124 | 0.88181 | 1
125 | 0.88086 | 1
126 | 0.8799 | 1
127 | 0.87895 | 1
128 | 0.878 | 1
129 | 0.87704 | 1
130 | 0.87609 | 1
131 | 0.87514 | 1
132 | 0.87418 | 1
133 | 0.87323 | 1
134 | 0.87228 | 1
135 | 0.87132 | 1
136 | 0.87037 | 1
137 | 0.86942 | 1
138 | 0.86846 | 1
139 | 0.86751 | 1
140 | 0.86656 | 1
141 | 0.86561 | 1
142 | 0.86465 | 1
143 | 0.8637 | 1
144 | 0.86275 | 1
145 | 0.86179 | 1
146 | 0.86084 | 1
147 | 0.85989 | 1
148 | 0.85893 | 1
149 | 0.85798 | 1
150 | 0.85703 | 1
151 | 0.85607 | 1
152 | 0.85512 | 1
153 | 0.85417 | 1
154 | 0.85321 | 1
155 | 0.85226 | 1
156 | 0.85131 | 1
157 | 0.85035 | 1
158 | 0.8494 | 1
159 | 0.84845 | 1
160 | 0.8475 | 1
161 | 0.84654 | 1
162 | 0.84559 | 1
163 | 0.84464 | 1
164 | 0.84368 | 1
165 | 0.84273 | 1
166 | 0.84178 | 1
167 | 0.84082 | 1
168 | 0.83987 | 1
169 | 0.83892 | 1
170 | 0.83796 | 1
171 | 0.83701 | 1
172 | 0.83606 | 1
173 | 0.8351 | 1
174 | 0.83415 | 1
175 | 0.8332 | 1
176 | 0.83224 | 1
177 | 0.83129 | 1
178 | 0.83034 | 1
179 | 0.82939 | 1
180 | 0.82843 | 1
181 | 0.82748 | 1
182 | 0.82653 | 1
183 | 0.82557 | 1
184 | 0.82462 | 1
185 | 0.82367 | 1
186 | 0.82271 | 1
187 | 0.82176 | 1
188 | 0.82081 | 1
189 | 0.81985 | 1
190 | 0.8189 | 1
191 | 0.81795 | 1
192 | 0.81699 | 1
193 | 0.81604 | 1
194 | 0.81536 | 1
195 | 0.81468 | 1
196 | 0.814 | 1
197 | 0.81332 | 1
198 | 0.81264 | 1
199 | 0.81196 | 1
200 | 0.81128 | 1
201 | 0.81059 | 1
202 | 0.80991 | 1
203 | 0.80923 | 1
204 | 0.80855 | 1
205 | 0.80787 | 1
206 | 0.80719 | 1
207 | 0.80651 | 1
208 | 0.80583 | 1
209 | 0.80515 | 1
210 | 0.80447 | 1
211 | 0.80379 | 1
212 | 0.80311 | 1
213 | 0.80243 | 1
214 | 0.80174 | 1
215 | 0.80106 | 1
216 | 0.80038 | 1
217 | 0.7997 | 1
218 | 0.79902 | 1
219 | 0.79834 | 1
220 | 0.79766 | 1
221 | 0.79698 | 1
222 | 0.7963 | 1
223 | 0.79562 | 1
224 | 0.79494 | 1
225 | 0.79426 | 1
226 | 0.79357 | 1
227 | 0.79289 | 1
228 | 0.79221 | 1
229 | 0.79153 | 1
230 | 0.79085 | 1
231 | 0.79017 | 1
232 | 0.78949 | 1
233 | 0.78881 | 1
234 | 0.78813 | 1
235 | 0.78745 | 1
236 | 0.78677 | 1
237 | 0.78609 | 1
238 | 0.7854 | 1
239 | 0.78472 | 1
240 | 0.78404 | 1
241 | 0.78336 | 1
242 | 0.78268 | 1
243 | 0.782 | 1
244 | 0.78132 | 1
245 | 0.78064 | 1
246 | 0.77996 | 1
247 | 0.77928 | 1
248 | 0.7786 | 1
249 | 0.77792 | 1
250 | 0.77724 | 1
251 | 0.77655 | 1
252 | 0.77587 | 1
253 | 0.77519 | 1
254 | 0.77451 | 1
255 | 0.77383 | 1
256 | 0.77315 | 1
257 | 0.77247 | 1
258 | 0.77179 | 1
259 | 0.77111 | 1
260 | 0.77043 | 1
261 | 0.76975 | 1
262 | 0.76907 | 1
263 | 0.76838 | 1
264 | 0.7677 | 1
265 | 0.76702 | 1
266 | 0.76634 | 1
267 | 0.76566 | 1
268 | 0.76498 | 1
269 | 0.7643 | 1
270 | 0.76362 | 1
271 | 0.76294 | 1
272 | 0.76226 | 1
273 | 0.76158 | 1
274 | 0.7609 | 1
275 | 0.76022 | 1
276 | 0.75953 | 1
277 | 0.75885 | 1
278 | 0.75817 | 1
279 | 0.75749 | 1
280 | 0.75681 | 1
281 | 0.75613 | 1
282 | 0.75545 | 1
283 | 0.75477 | 1
284 | 0.75409 | 1
285 | 0.75341 | 1
286 | 0.75273 | 1
287 | 0.75205 | 1
288 | 0.75136 | 1
289 | 0.75068 | 1
290 | 0.75 | 1
291 | 0.74932 | 1
292 | 0.74864 | 1
293 | 0.74796 | 1
294 | 0.74728 | 1
295 | 0.7466 | 1
296 | 0.74592 | 1
297 | 0.74524 | 1
298 | 0.74456 | 1
299 | 0.74388 | 1
300 | 0.7432 | 1
301 | 0.74251 | 1
302 | 0.74183 | 1
303 | 0.74115 | 1
304 | 0.74047 | 1
305 | 0.73979 | 1
306 | 0.73911 | 1
307 | 0.73843 | 1
308 | 0.73775 | 1
309 | 0.73707 | 1
310 | 0.73639 | 1
311 | 0.73571 | 1
312 | 0.73503 | 1
313 | 0.73434 | 1
314 | 0.73366 | 1
315 | 0.73298 | 1
316 | 0.7323 | 1
317 | 0.73162 | 1
318 | 0.73094 | 1
319 | 0.73026 | 1
320 | 0.72958 | 1
321 | 0.7289 | 1
322 | 0.72822 | 1
323 | 0.72754 | 1
324 | 0.72686 | 1
325 | 0.72618 | 1
326 | 0.72549 | 1
327 | 0.72481 | 1
328 | 0.72413 | 1
329 | 0.72345 | 1
330 | 0.72277 | 1
331 | 0.72209 | 1
332 | 0.72141 | 1
333 | 0.72073 | 1
334 | 0.72005 | 1
335 | 0.71937 | 1
336 | 0.71869 | 1
337 | 0.71801 | 1
338 | 0.71732 | 1
339 | 0.71664 | 1
340 | 0.71596 | 1
341 | 0.71528 | 1
342 | 0.7146 | 1
343 | 0.71392 | 1
344 | 0.71324 | 1
345 | 0.71256 | 1
346 | 0.71188 | 1
347 | 0.7112 | 1
348 | 0.71052 | 1
349 | 0.70984 | 1
350 | 0.70916 | 1
351 | 0.70847 | 1
352 | 0.70779 | 1
353 | 0.70711 | 1
354 | 0.70643 | 1
355 | 0.70575 | 1
356 | 0.70507 | 1
357 | 0.70439 | 1
358 | 0.70371 | 1
359 | 0.70303 | 1
360 | 0.70235 | 1
361 | 0.70167 | 1
362 | 0.70099 | 1
363 | 0.7003 | 1
364 | 0.69962 | 1
365 | 0.69894 | 1
366 | 0.69826 | 1
367 | 0.69758 | 1
368 | 0.6969 | 1
369 | 0.69622 | 1
370 | 0.69554 | 1
371 | 0.69486 | 1
372 | 0.69418 | 1
373 | 0.6935 | 1
374 | 0.69282 | 1
375 | 0.69214 | 1
376 | 0.69145 | 1
377 | 0.69077 | 1
378 | 0.69009 | 1
379 | 0.68941 | 1
380 | 0.68873 | 1
381 | 0.68805 | 1
382 | 0.68737 | 1
383 | 0.68669 | 1
384 | 0.68601 | 1
385 | 0.68533 | 1
386 | 0.68465 | 1
387 | 0.68397 | 1
388 | 0.68328 | 1
389 | 0.6826 | 1
390 | 0.68192 | 1
391 | 0.68124 | 1
392 | 0.68056 | 1
393 | 0.67988 | 1
394 | 0.6792 | 1
395 | 0.67852 | 1
396 | 0.67784 | 1
397 | 0.67716 | 1
398 | 0.67648 | 1
399 | 0.6758 | 1
400 | 0.67511 | 1
401 | 0.67443 | 1
402 | 0.67375 | 1
403 | 0.67307 | 1
404 | 0.67239 | 1
405 | 0.67171 | 1
406 | 0.67103 | 1
407 | 0.67035 | 1
408 | 0.66967 | 1
409 | 0.66899 | 1
410 | 0.66831 | 1
411 | 0.66763 | 1
412 | 0.66695 | 1
413 | 0.66626 | 1
414 | 0.66558 | 1
415 | 0.6649 | 1
416 | 0.66422 | 1
417 | 0.66354 | 1
418 | 0.66286 | 1
419 | 0.66218 | 1
420 | 0.6615 | 1
421 | 0.66082 | 1
422 | 0.66014 | 1
423 | 0.65946 | 1
424 | 0.65878 | 1
425 | 0.65809 | 1
426 | 0.65741 | 1
427 | 0.65673 | 1
428 | 0.65605 | 1
429 | 0.65537 | 1
430 | 0.65469 | 1
431 | 0.65401 | 1
432 | 0.65333 | 1
433 | 0.65265 | 1
434 | 0.65197 | 1
435 | 0.65129 | 1
436 | 0.65061 | 1
437 | 0.64993 | 1
438 | 0.64924 | 1
439 | 0.64856 | 1
440 | 0.64788 | 1
441 | 0.6472 | 1
442 | 0.64652 | 1
443 | 0.64584 | 1
444 | 0.64516 | 1
445 | 0.64448 | 1
446 | 0.6438 | 1
447 | 0.64312 | 1
448 | 0.64244 | 1
449 | 0.64176 | 1
450 | 0.64107 | 1
451 | 0.64039 | 1
452 | 0.63971 | 1
453 | 0.63903 | 1
454 | 0.63835 | 1
455 | 0.63767 | 1
456 | 0.63699 | 1
457 | 0.63631 | 1
458 | 0.63563 | 1
459 | 0.63495 | 1
460 | 0.63427 | 1
461 | 0.63359 | 1
462 | 0.63291 | 1
463 | 0.63222 | 1
464 | 0.63154 | 1
465 | 0.63086 | 1
466 | 0.63018 | 1
467 | 0.6295 | 1
468 | 0.62882 | 1
469 | 0.62814 | 1
470 | 0.62746 | 1
471 | 0.62678 | 1
472 | 0.6261 | 1
473 | 0.62542 | 1
474 | 0.62474 | 1
475 | 0.62405 | 1
476 | 0.62337 | 1
477 | 0.62269 | 1
478 | 0.62201 | 1
479 | 0.62133 | 1
480 | 0.62065 | 1
481 | 0.61997 | 1
482 | 0.61929 | 1
483 | 0.61861 | 1
484 | 0.61793 | 1
485 | 0.61725 | 1
486 | 0.61657 | 1
487 | 0.61589 | 1
488 | 0.6152 | 1
489 | 0.61452 | 1
490 | 0.61384 | 1
491 | 0.61316 | 1
492 | 0.61248 | 1
493 | 0.6118 | 1
494 | 0.61112 | 1
495 | 0.61044 | 1
496 | 0.60976 | 1
497 | 0.60908 | 1
498 | 0.6084 | 1
499 | 0.60772 | 1
500 | 0.60703 | 1
501 | 0.60635 | 1
502 | 0.60567 | 1
503 | 0.60499 | 1
504 | 0.60431 | 1
505 | 0.60363 | 1
506 | 0.60295 | 1
507 | 0.60227 | 1
508 | 0.60159 | 1
509 | 0.60091 | 1
510 | 0.60023 | 1
511 | 0.59955 | 1
512 | 0.59887 | 1
513 | 0.59818 | 1
514 | 0.5975 | 1
515 | 0.59682 | 1
516 | 0.59614 | 1
517 | 0.59546 | 1
518 | 0.59478 | 1
519 | 0.5941 | 1
520 | 0.59342 | 1
521 | 0.59274 | 1
522 | 0.59206 | 1
523 | 0.59138 | 1
524 | 0.5907 | 1
525 | 0.59001 | 1
526 | 0.58933 | 1
527 | 0.58865 | 1
528 | 0.58797 | 1
529 | 0.58729 | 1
530 | 0.58661 | 1
531 | 0.58593 | 1
532 | 0.58525 | 1
533 | 0.58457 | 1
534 | 0.58389 | 1
535 | 0.58321 | 1
536 | 0.58253 | 1
537 | 0.58185 | 1
538 | 0.58116 | 1
539 | 0.58048 | 1
540 | 0.5798 | 1
541 | 0.57912 | 1
542 | 0.57844 | 1
543 | 0.57776 | 1
544 | 0.57708 | 1
545 | 0.5764 | 1
546 | 0.57572 | 1
547 | 0.57504 | 1
548 | 0.57482 | 0.9999
549 | 0.5746 | 0.9998
550 | 0.57438 | 0.9997
551 | 0.57415 | 0.9996
552 | 0.57393 | 0.9995
553 | 0.57371 | 0.9994
554 | 0.57349 | 0.99931
555 | 0.57327 | 0.99921
556 | 0.57305 | 0.99911
557 | 0.57283 | 0.99901
558 | 0.57261 | 0.99891
559 | 0.57239 | 0.99881
560 | 0.57217 | 0.99871
561 | 0.57195 | 0.99861
562 | 0.57173 | 0.99851
563 | 0.57151 | 0.99841
564 | 0.57129 | 0.99831
565 | 0.57107 | 0.99821
566 | 0.57085 | 0.99812
567 | 0.57063 | 0.99802
568 | 0.57041 | 0.99792
569 | 0.57019 | 0.99782
570 | 0.56997 | 0.99772
571 | 0.56974 | 0.99762
572 | 0.56952 | 0.99752
573 | 0.5693 | 0.99742
574 | 0.56908 | 0.99732
575 | 0.56886 | 0.99722
576 | 0.56864 | 0.99712
577 | 0.56842 | 0.99702
578 | 0.5682 | 0.99693
579 | 0.56798 | 0.99683
580 | 0.56776 | 0.99673
581 | 0.56754 | 0.99663
582 | 0.56732 | 0.99653
583 | 0.5671 | 0.99643
584 | 0.56688 | 0.99633
585 | 0.56666 | 0.99623
586 | 0.56644 | 0.99613
587 | 0.56622 | 0.99603
588 | 0.566 | 0.99593
589 | 0.56578 | 0.99583
590 | 0.56555 | 0.99574
591 | 0.56533 | 0.99564
592 | 0.56511 | 0.99554
593 | 0.56489 | 0.99544
594 | 0.56467 | 0.99534
595 | 0.56445 | 0.99524
596 | 0.56423 | 0.99514
597 | 0.56401 | 0.99504
598 | 0.56379 | 0.99494
599 | 0.56357 | 0.99484
600 | 0.56335 | 0.99474
601 | 0.56313 | 0.99464
602 | 0.56291 | 0.99455
603 | 0.56269 | 0.99445
604 | 0.56247 | 0.99435
605 | 0.56225 | 0.99425
606 | 0.56203 | 0.99415
607 | 0.56181 | 0.99405
608 | 0.56159 | 0.99395
609 | 0.56137 | 0.99385
610 | 0.56114 | 0.99375
611 | 0.56092 | 0.99365
612 | 0.5607 | 0.99355
613 | 0.56048 | 0.99345
614 | 0.56026 | 0.99336
615 | 0.56004 | 0.99326
616 | 0.55982 | 0.99316
617 | 0.5596 | 0.99306
618 | 0.55938 | 0.99296
619 | 0.55916 | 0.99286
620 | 0.55894 | 0.99276
621 | 0.55872 | 0.99266
622 | 0.5585 | 0.99256
623 | 0.55828 | 0.99246
624 | 0.55806 | 0.99236
625 | 0.55784 | 0.99226
626 | 0.55762 | 0.99217
627 | 0.5574 | 0.99207
628 | 0.55718 | 0.99197
629 | 0.55695 | 0.99187
630 | 0.55673 | 0.99177
631 | 0.55651 | 0.99167
632 | 0.55629 | 0.99157
633 | 0.55607 | 0.99147
634 | 0.55585 | 0.99137
635 | 0.55563 | 0.99127
636 | 0.55541 | 0.99117
637 | 0.55519 | 0.99107
638 | 0.55497 | 0.99097
639 | 0.55475 | 0.99088
640 | 0.55453 | 0.99078
641 | 0.55431 | 0.99068
642 | 0.55409 | 0.99058
643 | 0.55387 | 0.99048
644 | 0.55365 | 0.99038
645 | 0.55343 | 0.99028
646 | 0.55321 | 0.99018
647 | 0.55299 | 0.99008
648 | 0.55277 | 0.98998
649 | 0.55254 | 0.98988
650 | 0.55232 | 0.98978
651 | 0.5521 | 0.98969
652 | 0.55188 | 0.98959
653 | 0.55166 | 0.98949
654 | 0.55144 | 0.98939
655 | 0.55122 | 0.98929
656 | 0.551 | 0.98919
657 | 0.55078 | 0.98909
658 | 0.55056 | 0.98899
659 | 0.55034 | 0.98889
660 | 0.55012 | 0.98879
661 | 0.5499 | 0.98869
662 | 0.54968 | 0.98859
663 | 0.54946 | 0.9885
664 | 0.54924 | 0.9884
665 | 0.54902 | 0.9883
666 | 0.5488 | 0.9882
667 | 0.54858 | 0.9881
668 | 0.54835 | 0.988
669 | 0.54813 | 0.9879
670 | 0.54791 | 0.9878
671 | 0.54769 | 0.9877
672 | 0.54747 | 0.9876
673 | 0.54725 | 0.9875
674 | 0.54703 | 0.9874
675 | 0.54681 | 0.98731
676 | 0.54659 | 0.98721
677 | 0.54637 | 0.98711
678 | 0.54615 | 0.98701
679 | 0.54593 | 0.98691
680 | 0.54571 | 0.98681
681 | 0.54549 | 0.98671
682 | 0.54527 | 0.98661
683 | 0.54505 | 0.98651
684 | 0.54483 | 0.98641
685 | 0.54461 | 0.98631
686 | 0.54439 | 0.98621
687 | 0.54416 | 0.98612
688 | 0.54394 | 0.98602
689 | 0.54372 | 0.98592
690 | 0.5435 | 0.98582
691 | 0.54328 | 0.98572
692 | 0.54306 | 0.98562
693 | 0.54284 | 0.98552
694 | 0.54262 | 0.98542
695 | 0.5424 | 0.98532
696 | 0.54218 | 0.98522
697 | 0.54196 | 0.98512
698 | 0.54174 | 0.98502
699 | 0.54152 | 0.98493
700 | 0.5413 | 0.98483
701 | 0.54108 | 0.98473
702 | 0.54086 | 0.98463
703 | 0.54064 | 0.98453
704 | 0.54042 | 0.98443
705 | 0.5402 | 0.98433
706 | 0.53998 | 0.98423
707 | 0.53975 | 0.98413
708 | 0.53953 | 0.98403
709 | 0.53931 | 0.98393
710 | 0.53909 | 0.98383
711 | 0.53887 | 0.98374
712 | 0.53865 | 0.98364
713 | 0.53843 | 0.98354
714 | 0.53821 | 0.98344
715 | 0.53799 | 0.98334
716 | 0.53777 | 0.98324
717 | 0.53755 | 0.98314
718 | 0.53733 | 0.98304
719 | 0.53711 | 0.98294
720 | 0.53689 | 0.98284
721 | 0.53667 | 0.98274
722 | 0.53645 | 0.98264
723 | 0.53623 | 0.98254
724 | 0.53601 | 0.98245
725 | 0.53579 | 0.98235
726 | 0.53556 | 0.98225
727 | 0.53534 | 0.98215
728 | 0.53512 | 0.98205
729 | 0.5349 | 0.98195
730 | 0.53468 | 0.98185
731 | 0.53446 | 0.98175
732 | 0.53424 | 0.98165
733 | 0.53402 | 0.98155
734 | 0.5338 | 0.98145
735 | 0.53358 | 0.98135
736 | 0.53336 | 0.98126
737 | 0.53314 | 0.98116
738 | 0.53292 | 0.98106
739 | 0.5327 | 0.98096
740 | 0.53248 | 0.98086
741 | 0.53226 | 0.98076
742 | 0.53204 | 0.98066
743 | 0.53182 | 0.98056
744 | 0.5316 | 0.98046
745 | 0.53138 | 0.98036
746 | 0.53115 | 0.98026
747 | 0.53093 | 0.98016
748 | 0.53071 | 0.98007
749 | 0.53049 | 0.97997
750 | 0.53027 | 0.97987
751 | 0.53005 | 0.97977
752 | 0.52983 | 0.97967
753 | 0.52961 | 0.97957
754 | 0.52939 | 0.97947
755 | 0.52917 | 0.97937
756 | 0.52895 | 0.97927
757 | 0.52873 | 0.97917
758 | 0.52851 | 0.97907
759 | 0.52829 | 0.97897
760 | 0.52807 | 0.97888
761 | 0.52785 | 0.97878
762 | 0.52763 | 0.97868
763 | 0.52741 | 0.97858
764 | 0.52719 | 0.97848
765 | 0.52696 | 0.97838
766 | 0.52674 | 0.97828
767 | 0.52652 | 0.97818
768 | 0.5263 | 0.97808
769 | 0.52608 | 0.97798
770 | 0.52586 | 0.97788
771 | 0.52564 | 0.97778
772 | 0.52542 | 0.97769
773 | 0.5252 | 0.97759
774 | 0.52498 | 0.97749
775 | 0.52476 | 0.97739
776 | 0.52454 | 0.97729
777 | 0.52432 | 0.97719
778 | 0.5241 | 0.97709
779 | 0.52388 | 0.97699
780 | 0.52366 | 0.97689
781 | 0.52344 | 0.97679
782 | 0.52322 | 0.97669
783 | 0.523 | 0.97659
784 | 0.52277 | 0.9765
785 | 0.52255 | 0.9764
786 | 0.52233 | 0.9763
787 | 0.52211 | 0.9762
788 | 0.52189 | 0.9761
789 | 0.52167 | 0.976
790 | 0.52145 | 0.9759
791 | 0.52123 | 0.9758
792 | 0.52101 | 0.9757
793 | 0.52079 | 0.9756
794 | 0.52057 | 0.9755
795 | 0.52035 | 0.9754
796 | 0.52013 | 0.97531
797 | 0.51991 | 0.97521
798 | 0.51969 | 0.97511
799 | 0.51947 | 0.97501
800 | 0.51925 | 0.97491
801 | 0.51903 | 0.97481
802 | 0.51881 | 0.97471
803 | 0.51859 | 0.97461
804 | 0.51836 | 0.97451
805 | 0.51814 | 0.97441
806 | 0.51792 | 0.97431
807 | 0.5177 | 0.97421
808 | 0.51748 | 0.97411
809 | 0.51726 | 0.97402
810 | 0.51704 | 0.97392
811 | 0.51682 | 0.97382
812 | 0.5166 | 0.97372
813 | 0.51638 | 0.97362
814 | 0.51616 | 0.97352
815 | 0.51594 | 0.97342
816 | 0.51572 | 0.97332
817 | 0.5155 | 0.97322
818 | 0.51528 | 0.97312
819 | 0.51506 | 0.97302
820 | 0.51484 | 0.97292
821 | 0.51462 | 0.97283
822 | 0.5144 | 0.97273
823 | 0.51417 | 0.97263
824 | 0.51395 | 0.97253
825 | 0.51373 | 0.97243
826 | 0.51351 | 0.97233
827 | 0.51329 | 0.97223
828 | 0.51307 | 0.97213
829 | 0.51285 | 0.97203
830 | 0.51263 | 0.97193
831 | 0.51241 | 0.97183
832 | 0.51219 | 0.97173
833 | 0.51197 | 0.97164
834 | 0.51175 | 0.97154
835 | 0.51153 | 0.97144
836 | 0.51131 | 0.97134
837 | 0.51109 | 0.97124
838 | 0.51087 | 0.97114
839 | 0.51065 | 0.97104
840 | 0.51043 | 0.97094
841 | 0.51021 | 0.97084
842 | 0.50999 | 0.97074
843 | 0.50976 | 0.97064
844 | 0.50954 | 0.97054
845 | 0.50932 | 0.97045
846 | 0.5091 | 0.97035
847 | 0.50888 | 0.97025
848 | 0.50866 | 0.97015
849 | 0.50844 | 0.97005
850 | 0.50822 | 0.96995
851 | 0.508 | 0.96985
852 | 0.50778 | 0.96975
853 | 0.50756 | 0.96965
854 | 0.50734 | 0.96955
855 | 0.50712 | 0.96945
856 | 0.5069 | 0.96935
857 | 0.50668 | 0.96926
858 | 0.50646 | 0.96916
859 | 0.50624 | 0.96906
860 | 0.50602 | 0.96896
861 | 0.5058 | 0.96886
862 | 0.50557 | 0.96876
863 | 0.50535 | 0.96866
864 | 0.50513 | 0.96856
865 | 0.50491 | 0.96846
866 | 0.50469 | 0.96836
867 | 0.50447 | 0.96826
868 | 0.50425 | 0.96816
869 | 0.50403 | 0.96807
870 | 0.50381 | 0.96797
871 | 0.50359 | 0.96787
872 | 0.50337 | 0.96777
873 | 0.50315 | 0.96767
874 | 0.50293 | 0.96757
875 | 0.50271 | 0.96747
876 | 0.50249 | 0.96737
877 | 0.50227 | 0.96727
878 | 0.50205 | 0.96717
879 | 0.50183 | 0.96707
880 | 0.50161 | 0.96697
881 | 0.50138 | 0.96688
882 | 0.50116 | 0.96678
883 | 0.50094 | 0.96668
884 | 0.50072 | 0.96658
885 | 0.5005 | 0.96648
886 | 0.50028 | 0.96638
887 | 0.50006 | 0.96628
888 | 0.49984 | 0.96618
889 | 0.49962 | 0.96608
890 | 0.4994 | 0.96598
891 | 0.49918 | 0.96588
892 | 0.49896 | 0.96578
893 | 0.49874 | 0.96568
894 | 0.49852 | 0.96559
895 | 0.4983 | 0.96549
896 | 0.49808 | 0.96539
897 | 0.49786 | 0.96529
898 | 0.49764 | 0.96519
899 | 0.49742 | 0.96509
900 | 0.4972 | 0.96499
901 | 0.49697 | 0.96489
902 | 0.49675 | 0.96479
903 | 0.49653 | 0.96469
904 | 0.49631 | 0.96459
905 | 0.49609 | 0.96449
906 | 0.49587 | 0.9644
907 | 0.49565 | 0.9643
908 | 0.49543 | 0.9642
909 | 0.49521 | 0.9641
910 | 0.49499 | 0.964
911 | 0.49477 | 0.9639
912 | 0.49455 | 0.9638
913 | 0.49433 | 0.9637
914 | 0.49411 | 0.9636
915 | 0.49389 | 0.9635
916 | 0.49367 | 0.9634
917 | 0.49345 | 0.9633
918 | 0.49323 | 0.96321
919 | 0.49301 | 0.96311
920 | 0.49278 | 0.96301
921 | 0.49256 | 0.96291
922 | 0.49234 | 0.96281
923 | 0.49212 | 0.96271
924 | 0.4919 | 0.96261
925 | 0.49168 | 0.96251
926 | 0.49146 | 0.96241
927 | 0.49124 | 0.96231
928 | 0.49102 | 0.96221
929 | 0.4908 | 0.96211
930 | 0.49058 | 0.96202
931 | 0.49036 | 0.96192
932 | 0.49014 | 0.96182
933 | 0.48992 | 0.96172
934 | 0.4897 | 0.96162
935 | 0.48948 | 0.96152
936 | 0.48926 | 0.96142
937 | 0.48904 | 0.96132
938 | 0.48882 | 0.96122
939 | 0.4886 | 0.96112
940 | 0.48837 | 0.96102
941 | 0.48815 | 0.96092
942 | 0.48793 | 0.96083
943 | 0.48771 | 0.96073
944 | 0.48749 | 0.96063
945 | 0.48727 | 0.96053
946 | 0.48705 | 0.96043
947 | 0.48683 | 0.96033
948 | 0.48661 | 0.96023
949 | 0.48639 | 0.96013
950 | 0.48617 | 0.96003
951 | 0.48595 | 0.95993
952 | 0.48573 | 0.95983
953 | 0.48551 | 0.95973
954 | 0.48529 | 0.95964
955 | 0.48507 | 0.95954
956 | 0.48485 | 0.95944
957 | 0.48463 | 0.95934
958 | 0.48441 | 0.95924
959 | 0.48418 | 0.95914
960 | 0.48396 | 0.95904
961 | 0.48374 | 0.95894
962 | 0.48352 | 0.95884
963 | 0.4833 | 0.95874
964 | 0.48308 | 0.95864
965 | 0.48286 | 0.95854
966 | 0.48264 | 0.95845
967 | 0.48242 | 0.95835
968 | 0.4822 | 0.95825
969 | 0.48198 | 0.95815
970 | 0.48176 | 0.95805
971 | 0.48154 | 0.95795
972 | 0.48132 | 0.95785
973 | 0.4811 | 0.95775
974 | 0.48088 | 0.95765
975 | 0.48066 | 0.95755
976 | 0.48044 | 0.95745
977 | 0.48022 | 0.95735
978 | 0.47999 | 0.95726
979 | 0.47977 | 0.95716
980 | 0.47955 | 0.95706
981 | 0.47933 | 0.95696
982 | 0.47911 | 0.95686
983 | 0.47889 | 0.95676
984 | 0.47867 | 0.95666
985 | 0.47845 | 0.95656
986 | 0.47823 | 0.95646
987 | 0.47815 | 0.95629
988 | 0.47806 | 0.95612
989 | 0.47798 | 0.95595
990 | 0.47789 | 0.95578
991 | 0.47781 | 0.95561
992 | 0.47772 | 0.95544
993 | 0.47764 | 0.95527
994 | 0.47755 | 0.95511
995 | 0.47747 | 0.95494
996 | 0.47738 | 0.95477
997 | 0.4773 | 0.9546
998 | 0.47721 | 0.95443
999 | 0.47713 | 0.95426
1000 | 0.47704 | 0.95409
1001 | 0.47696 | 0.95392
1002 | 0.47687 | 0.95375
1003 | 0.47679 | 0.95358
1004 | 0.4767 | 0.95341
1005 | 0.47662 | 0.95324
1006 | 0.47654 | 0.95307
1007 | 0.47645 | 0.9529
1008 | 0.47637 | 0.95273
1009 | 0.47628 | 0.95256
1010 | 0.4762 | 0.95239
1011 | 0.47611 | 0.95222
1012 | 0.47603 | 0.95205
1013 | 0.47594 | 0.95188
1014 | 0.47586 | 0.95171
1015 | 0.47577 | 0.95154
1016 | 0.47569 | 0.95137
1017 | 0.4756 | 0.95121
1018 | 0.47552 | 0.95104
1019 | 0.47543 | 0.95087
1020 | 0.47535 | 0.9507
1021 | 0.47526 | 0.95053
1022 | 0.47518 | 0.95036
1023 | 0.47509 | 0.95019
1024 | 0.47501 | 0.95002
1025 | 0.47492 | 0.94985
1026 | 0.47484 | 0.94968
1027 | 0.47475 | 0.94951
1028 | 0.47467 | 0.94934
1029 | 0.47459 | 0.94917
1030 | 0.4745 | 0.949
1031 | 0.47442 | 0.94883
1032 | 0.47433 | 0.94866
1033 | 0.47425 | 0.94849
1034 | 0.47416 | 0.94832
1035 | 0.47408 | 0.94815
1036 | 0.47399 | 0.94798
1037 | 0.47391 | 0.94781
1038 | 0.47382 | 0.94764
1039 | 0.47374 | 0.94747
1040 | 0.47365 | 0.94731
1041 | 0.47357 | 0.94714
1042 | 0.47348 | 0.94697
1043 | 0.4734 | 0.9468
1044 | 0.47331 | 0.94663
1045 | 0.47323 | 0.94646
1046 | 0.47314 | 0.94629
1047 | 0.47306 | 0.94612
1048 | 0.47297 | 0.94595
1049 | 0.47289 | 0.94578
1050 | 0.4728 | 0.94561
1051 | 0.47272 | 0.94544
1052 | 0.47264 | 0.94527
1053 | 0.47255 | 0.9451
1054 | 0.47247 | 0.94493
1055 | 0.47238 | 0.94476
1056 | 0.4723 | 0.94459
1057 | 0.47221 | 0.94442
1058 | 0.47213 | 0.94425
1059 | 0.47204 | 0.94408
1060 | 0.47196 | 0.94391
1061 | 0.47187 | 0.94374
1062 | 0.47179 | 0.94358
1063 | 0.4717 | 0.94341
1064 | 0.47162 | 0.94324
1065 | 0.47153 | 0.94307
1066 | 0.47145 | 0.9429
1067 | 0.47136 | 0.94273
1068 | 0.47128 | 0.94256
1069 | 0.47119 | 0.94239
1070 | 0.47111 | 0.94222
1071 | 0.47102 | 0.94205
1072 | 0.47094 | 0.94188
1073 | 0.47085 | 0.94171
1074 | 0.47077 | 0.94154
1075 | 0.47069 | 0.94137
1076 | 0.4706 | 0.9412
1077 | 0.47052 | 0.94103
1078 | 0.47043 | 0.94086
1079 | 0.47035 | 0.94069
1080 | 0.47026 | 0.94052
1081 | 0.47018 | 0.94035
1082 | 0.47009 | 0.94018
1083 | 0.47001 | 0.94001
1084 | 0.46992 | 0.93984
1085 | 0.46984 | 0.93968
1086 | 0.46975 | 0.93951
1087 | 0.46967 | 0.93934
1088 | 0.46958 | 0.93917
1089 | 0.4695 | 0.939
1090 | 0.46941 | 0.93883
1091 | 0.46933 | 0.93866
1092 | 0.46924 | 0.93849
1093 | 0.46916 | 0.93832
1094 | 0.46907 | 0.93815
1095 | 0.46899 | 0.93798
1096 | 0.46891 | 0.93781
1097 | 0.46882 | 0.93764
1098 | 0.46874 | 0.93747
1099 | 0.46865 | 0.9373
1100 | 0.46857 | 0.93713
1101 | 0.46848 | 0.93696
1102 | 0.4684 | 0.93679
1103 | 0.46831 | 0.93662
1104 | 0.46823 | 0.93645
1105 | 0.46814 | 0.93628
1106 | 0.46806 | 0.93611
1107 | 0.46797 | 0.93594
1108 | 0.46789 | 0.93578
1109 | 0.4678 | 0.93561
1110 | 0.46772 | 0.93544
1111 | 0.46763 | 0.93527
1112 | 0.46755 | 0.9351
1113 | 0.46746 | 0.93493
1114 | 0.46738 | 0.93476
1115 | 0.46729 | 0.93459
1116 | 0.46721 | 0.93442
1117 | 0.46712 | 0.93425
1118 | 0.46704 | 0.93408
1119 | 0.46696 | 0.93391
1120 | 0.46687 | 0.93374
1121 | 0.46679 | 0.93357
1122 | 0.4667 | 0.9334
1123 | 0.46662 | 0.93323
1124 | 0.46653 | 0.93306
1125 | 0.46645 | 0.93289
1126 | 0.46636 | 0.93272
1127 | 0.46628 | 0.93255
1128 | 0.46619 | 0.93238
1129 | 0.46611 | 0.93221
1130 | 0.46602 | 0.93205
1131 | 0.46594 | 0.93188
1132 | 0.46585 | 0.93171
1133 | 0.46577 | 0.93154
1134 | 0.46568 | 0.93137
1135 | 0.4656 | 0.9312
1136 | 0.46551 | 0.93103
1137 | 0.46543 | 0.93086
1138 | 0.46534 | 0.93069
1139 | 0.46526 | 0.93052
1140 | 0.46517 | 0.93035
1141 | 0.46509 | 0.93018
1142 | 0.46501 | 0.93001
1143 | 0.46492 | 0.92984
1144 | 0.46484 | 0.92967
1145 | 0.46475 | 0.9295
1146 | 0.46467 | 0.92933
1147 | 0.46458 | 0.92916
1148 | 0.4645 | 0.92899
1149 | 0.46441 | 0.92882
1150 | 0.46433 | 0.92865
1151 | 0.46424 | 0.92848
1152 | 0.46416 | 0.92831
1153 | 0.46407 | 0.92815
1154 | 0.46399 | 0.92798
1155 | 0.4639 | 0.92781
1156 | 0.46382 | 0.92764
1157 | 0.46373 | 0.92747
1158 | 0.46365 | 0.9273
1159 | 0.46356 | 0.92713
1160 | 0.46348 | 0.92696
1161 | 0.46339 | 0.92679
1162 | 0.46331 | 0.92662
1163 | 0.46322 | 0.92645
1164 | 0.46314 | 0.92628
1165 | 0.46306 | 0.92611
1166 | 0.46297 | 0.92594
1167 | 0.46289 | 0.92577
1168 | 0.4628 | 0.9256
1169 | 0.46272 | 0.92543
1170 | 0.46263 | 0.92526
1171 | 0.46255 | 0.92509
1172 | 0.46246 | 0.92492
1173 | 0.46238 | 0.92475
1174 | 0.46229 | 0.92458
1175 | 0.46221 | 0.92441
1176 | 0.46212 | 0.92425
1177 | 0.46204 | 0.92408
1178 | 0.46195 | 0.92391
1179 | 0.46187 | 0.92374
1180 | 0.46178 | 0.92357
1181 | 0.4617 | 0.9234
1182 | 0.46161 | 0.92323
1183 | 0.46153 | 0.92306
1184 | 0.46144 | 0.92289
1185 | 0.46136 | 0.92272
1186 | 0.46127 | 0.92255
1187 | 0.46119 | 0.92238
1188 | 0.46111 | 0.92221
1189 | 0.46102 | 0.92204
1190 | 0.46094 | 0.92187
1191 | 0.46085 | 0.9217
1192 | 0.46077 | 0.92153
1193 | 0.46068 | 0.92136
1194 | 0.4606 | 0.92119
1195 | 0.46051 | 0.92102
1196 | 0.46043 | 0.92085
1197 | 0.46034 | 0.92068
1198 | 0.46026 | 0.92052
1199 | 0.46017 | 0.92035
1200 | 0.46009 | 0.92018
1201 | 0.46 | 0.92001
1202 | 0.45992 | 0.91984
1203 | 0.45983 | 0.91967
1204 | 0.45975 | 0.9195
1205 | 0.45966 | 0.91933
1206 | 0.45958 | 0.91916
1207 | 0.45949 | 0.91899
1208 | 0.45941 | 0.91882
1209 | 0.45932 | 0.91865
1210 | 0.45924 | 0.91848
1211 | 0.45916 | 0.91831
1212 | 0.45907 | 0.91814
1213 | 0.45899 | 0.91797
1214 | 0.4589 | 0.9178
1215 | 0.45882 | 0.91763
1216 | 0.45873 | 0.91746
1217 | 0.45865 | 0.91729
1218 | 0.45856 | 0.91712
1219 | 0.45848 | 0.91695
1220 | 0.45839 | 0.91678
1221 | 0.45831 | 0.91662
1222 | 0.45822 | 0.91645
1223 | 0.45814 | 0.91628
1224 | 0.45805 | 0.91611
1225 | 0.45797 | 0.91594
1226 | 0.45788 | 0.91577
1227 | 0.4578 | 0.9156
1228 | 0.45771 | 0.91543
1229 | 0.45763 | 0.91526
1230 | 0.45754 | 0.91509
1231 | 0.45746 | 0.91492
1232 | 0.45738 | 0.91475
1233 | 0.45729 | 0.91458
1234 | 0.45721 | 0.91441
1235 | 0.45712 | 0.91424
1236 | 0.45704 | 0.91407
1237 | 0.45695 | 0.9139
1238 | 0.45687 | 0.91373
1239 | 0.45678 | 0.91356
1240 | 0.4567 | 0.91339
1241 | 0.45661 | 0.91322
1242 | 0.45653 | 0.91305
1243 | 0.45644 | 0.91288
1244 | 0.45636 | 0.91272
1245 | 0.45627 | 0.91255
1246 | 0.45619 | 0.91238
1247 | 0.4561 | 0.91221
1248 | 0.45602 | 0.91204
1249 | 0.45593 | 0.91187
1250 | 0.45585 | 0.9117
1251 | 0.45576 | 0.91153
1252 | 0.45568 | 0.91136
1253 | 0.45559 | 0.91119
1254 | 0.45551 | 0.91102
1255 | 0.45543 | 0.91085
1256 | 0.45534 | 0.91068
1257 | 0.45526 | 0.91051
1258 | 0.45517 | 0.91034
1259 | 0.45509 | 0.91017
1260 | 0.455 | 0.91
1261 | 0.45492 | 0.90983
1262 | 0.45483 | 0.90966
1263 | 0.45475 | 0.90949
1264 | 0.45466 | 0.90932
1265 | 0.45458 | 0.90915
1266 | 0.45449 | 0.90899
1267 | 0.45441 | 0.90882
1268 | 0.45432 | 0.90865
1269 | 0.45424 | 0.90848
1270 | 0.45415 | 0.90831
1271 | 0.45407 | 0.90814
1272 | 0.45398 | 0.90797
1273 | 0.4539 | 0.9078
1274 | 0.45381 | 0.90763
1275 | 0.45373 | 0.90746
1276 | 0.45364 | 0.90729
1277 | 0.45356 | 0.90712
1278 | 0.45348 | 0.90695
1279 | 0.45339 | 0.90678
1280 | 0.45331 | 0.90661
1281 | 0.45322 | 0.90644
1282 | 0.45314 | 0.90627
1283 | 0.45305 | 0.9061
1284 | 0.45297 | 0.90593
1285 | 0.45288 | 0.90576
1286 | 0.4528 | 0.90559
1287 | 0.45271 | 0.90542
1288 | 0.45263 | 0.90525
1289 | 0.45254 | 0.90509
1290 | 0.45246 | 0.90492
1291 | 0.45237 | 0.90475
1292 | 0.45229 | 0.90458
1293 | 0.4522 | 0.90441
1294 | 0.45212 | 0.90424
1295 | 0.45203 | 0.90407
1296 | 0.45195 | 0.9039
1297 | 0.45186 | 0.90373
1298 | 0.45178 | 0.90356
1299 | 0.45169 | 0.90339
1300 | 0.45161 | 0.90322
1301 | 0.45153 | 0.90305
1302 | 0.45144 | 0.90288
1303 | 0.45136 | 0.90271
1304 | 0.45127 | 0.90254
1305 | 0.45119 | 0.90237
1306 | 0.4511 | 0.9022
1307 | 0.45102 | 0.90203
1308 | 0.45093 | 0.90186
1309 | 0.45085 | 0.90169
1310 | 0.45076 | 0.90152
1311 | 0.45068 | 0.90135
1312 | 0.45059 | 0.90119
1313 | 0.45051 | 0.90102
1314 | 0.45042 | 0.90085
1315 | 0.45034 | 0.90068
1316 | 0.45025 | 0.90051
1317 | 0.45017 | 0.90034
1318 | 0.45008 | 0.90017
1319 | 0.45 | 0.9
1320 | 0.44991 | 0.89983
1321 | 0.44983 | 0.89966
1322 | 0.44974 | 0.89949
1323 | 0.44966 | 0.89932
1324 | 0.44958 | 0.89915
1325 | 0.44949 | 0.89898
1326 | 0.44941 | 0.89881
1327 | 0.44932 | 0.89864
1328 | 0.44924 | 0.89847
1329 | 0.44915 | 0.8983
1330 | 0.44907 | 0.89813
1331 | 0.44898 | 0.89796
1332 | 0.4489 | 0.89779
1333 | 0.44881 | 0.89762
1334 | 0.44873 | 0.89746
1335 | 0.44864 | 0.89729
1336 | 0.44856 | 0.89712
1337 | 0.44847 | 0.89695
1338 | 0.44839 | 0.89678
1339 | 0.4483 | 0.89661
1340 | 0.44822 | 0.89644
1341 | 0.44813 | 0.89627
1342 | 0.44805 | 0.8961
1343 | 0.44796 | 0.89593
1344 | 0.44788 | 0.89576
1345 | 0.44779 | 0.89559
1346 | 0.44771 | 0.89542
1347 | 0.44763 | 0.89525
1348 | 0.44754 | 0.89508
1349 | 0.44746 | 0.89491
1350 | 0.44737 | 0.89474
1351 | 0.44729 | 0.89457
1352 | 0.4472 | 0.8944
1353 | 0.44712 | 0.89423
1354 | 0.44703 | 0.89406
1355 | 0.44695 | 0.89389
1356 | 0.44686 | 0.89372
1357 | 0.44678 | 0.89356
1358 | 0.44669 | 0.89339
1359 | 0.44661 | 0.89322
1360 | 0.44652 | 0.89305
1361 | 0.44644 | 0.89288
1362 | 0.44635 | 0.89271
1363 | 0.44627 | 0.89254
1364 | 0.44618 | 0.89237
1365 | 0.4461 | 0.8922
1366 | 0.44601 | 0.89203
1367 | 0.44593 | 0.89186
1368 | 0.44585 | 0.89169
1369 | 0.44576 | 0.89152
1370 | 0.44568 | 0.89135
1371 | 0.44559 | 0.89118
1372 | 0.44551 | 0.89101
1373 | 0.44542 | 0.89084
1374 | 0.44534 | 0.89067
1375 | 0.44525 | 0.8905
1376 | 0.44517 | 0.89033
1377 | 0.44508 | 0.89016
1378 | 0.445 | 0.88999
1379 | 0.44491 | 0.88982
1380 | 0.44483 | 0.88966
1381 | 0.44474 | 0.88949
1382 | 0.44466 | 0.88932
1383 | 0.44457 | 0.88915
1384 | 0.44449 | 0.88898
1385 | 0.4444 | 0.88881
1386 | 0.44432 | 0.88864
1387 | 0.44423 | 0.88847
1388 | 0.44415 | 0.8883
1389 | 0.44406 | 0.88813
1390 | 0.44398 | 0.88796
1391 | 0.4439 | 0.88779
1392 | 0.44381 | 0.88762
1393 | 0.44373 | 0.88745
1394 | 0.44364 | 0.88728
1395 | 0.44356 | 0.88711
1396 | 0.44347 | 0.88694
1397 | 0.44339 | 0.88677
1398 | 0.4433 | 0.8866
1399 | 0.44322 | 0.88643
1400 | 0.44313 | 0.88626
1401 | 0.44305 | 0.88609
1402 | 0.44296 | 0.88593
1403 | 0.44288 | 0.88576
1404 | 0.44279 | 0.88559
1405 | 0.44271 | 0.88542
1406 | 0.44262 | 0.88525
1407 | 0.44254 | 0.88508
1408 | 0.44245 | 0.88491
1409 | 0.44237 | 0.88474
1410 | 0.44228 | 0.88457
1411 | 0.4422 | 0.8844
1412 | 0.44211 | 0.88423
1413 | 0.44203 | 0.88406
1414 | 0.44195 | 0.88389
1415 | 0.44186 | 0.88372
1416 | 0.44178 | 0.88355
1417 | 0.44169 | 0.88338
1418 | 0.44161 | 0.88321
1419 | 0.44152 | 0.88304
1420 | 0.44144 | 0.88287
1421 | 0.44135 | 0.8827
1422 | 0.44127 | 0.88253
1423 | 0.44118 | 0.88236
1424 | 0.4411 | 0.88219
1425 | 0.44101 | 0.88203
1426 | 0.44093 | 0.88186
1427 | 0.44085 | 0.88171
1428 | 0.44078 | 0.88156
1429 | 0.44071 | 0.88142
1430 | 0.44064 | 0.88127
1431 | 0.44056 | 0.88112
1432 | 0.44049 | 0.88098
1433 | 0.44042 | 0.88083
1434 | 0.44034 | 0.88069
1435 | 0.44027 | 0.88054
1436 | 0.4402 | 0.88039
1437 | 0.44012 | 0.88025
1438 | 0.44005 | 0.8801
1439 | 0.43998 | 0.87995
1440 | 0.4399 | 0.87981
1441 | 0.43983 | 0.87966
1442 | 0.43976 | 0.87952
1443 | 0.43968 | 0.87937
1444 | 0.43961 | 0.87922
1445 | 0.43954 | 0.87908
1446 | 0.43947 | 0.87893
1447 | 0.43939 | 0.87878
1448 | 0.43932 | 0.87864
1449 | 0.43925 | 0.87849
1450 | 0.43917 | 0.87835
1451 | 0.4391 | 0.8782
1452 | 0.43903 | 0.87805
1453 | 0.43895 | 0.87791
1454 | 0.43888 | 0.87776
1455 | 0.43881 | 0.87761
1456 | 0.43873 | 0.87747
1457 | 0.43866 | 0.87732
1458 | 0.43859 | 0.87718
1459 | 0.43851 | 0.87703
1460 | 0.43844 | 0.87688
1461 | 0.43837 | 0.87674
1462 | 0.4383 | 0.87659
1463 | 0.43822 | 0.87644
1464 | 0.43815 | 0.8763
1465 | 0.43808 | 0.87615
1466 | 0.438 | 0.876
1467 | 0.43793 | 0.87586
1468 | 0.43786 | 0.87571
1469 | 0.43778 | 0.87557
1470 | 0.43771 | 0.87542
1471 | 0.43764 | 0.87527
1472 | 0.43756 | 0.87513
1473 | 0.43749 | 0.87498
1474 | 0.43742 | 0.87483
1475 | 0.43734 | 0.87469
1476 | 0.43727 | 0.87454
1477 | 0.4372 | 0.8744
1478 | 0.43712 | 0.87425
1479 | 0.43705 | 0.8741
1480 | 0.43698 | 0.87396
1481 | 0.43691 | 0.87381
1482 | 0.43683 | 0.87366
1483 | 0.43676 | 0.87352
1484 | 0.43669 | 0.87337
1485 | 0.43661 | 0.87323
1486 | 0.43654 | 0.87308
1487 | 0.43647 | 0.87293
1488 | 0.43639 | 0.87279
1489 | 0.43632 | 0.87264
1490 | 0.43625 | 0.87249
1491 | 0.43617 | 0.87235
1492 | 0.4361 | 0.8722
1493 | 0.43603 | 0.87206
1494 | 0.43595 | 0.87191
1495 | 0.43588 | 0.87176
1496 | 0.43581 | 0.87162
1497 | 0.43574 | 0.87147
1498 | 0.43566 | 0.87132
1499 | 0.43559 | 0.87118
1500 | 0.43552 | 0.87103
1501 | 0.43544 | 0.87089
1502 | 0.43537 | 0.87074
1503 | 0.4353 | 0.87059
1504 | 0.43522 | 0.87045
1505 | 0.43515 | 0.8703
1506 | 0.43508 | 0.87015
1507 | 0.435 | 0.87001
1508 | 0.43493 | 0.86986
1509 | 0.43486 | 0.86972
1510 | 0.43478 | 0.86957
1511 | 0.43471 | 0.86942
1512 | 0.43464 | 0.86928
1513 | 0.43457 | 0.86913
1514 | 0.43449 | 0.86898
1515 | 0.43442 | 0.86884
1516 | 0.43435 | 0.86869
1517 | 0.43427 | 0.86855
1518 | 0.4342 | 0.8684
1519 | 0.43413 | 0.86825
1520 | 0.43405 | 0.86811
1521 | 0.43398 | 0.86796
1522 | 0.43391 | 0.86781
1523 | 0.43383 | 0.86767
1524 | 0.43376 | 0.86752
1525 | 0.43369 | 0.86738
1526 | 0.43361 | 0.86723
1527 | 0.43354 | 0.86708
1528 | 0.43347 | 0.86694
1529 | 0.43339 | 0.86679
1530 | 0.43332 | 0.86664
1531 | 0.43325 | 0.8665
1532 | 0.43318 | 0.86635
1533 | 0.4331 | 0.8662
1534 | 0.43303 | 0.86606
1535 | 0.43296 | 0.86591
1536 | 0.43288 | 0.86577
1537 | 0.43281 | 0.86562
1538 | 0.43274 | 0.86547
1539 | 0.43266 | 0.86533
1540 | 0.43259 | 0.86518
1541 | 0.43252 | 0.86503
1542 | 0.43244 | 0.86489
1543 | 0.43237 | 0.86474
1544 | 0.4323 | 0.8646
1545 | 0.43222 | 0.86445
1546 | 0.43215 | 0.8643
1547 | 0.43208 | 0.86416
1548 | 0.43201 | 0.86401
1549 | 0.43193 | 0.86386
1550 | 0.43186 | 0.86372
1551 | 0.43179 | 0.86357
1552 | 0.43171 | 0.86343
1553 | 0.43164 | 0.86328
1554 | 0.43157 | 0.86313
1555 | 0.43149 | 0.86299
1556 | 0.43142 | 0.86284
1557 | 0.43135 | 0.86269
1558 | 0.43127 | 0.86255
1559 | 0.4312 | 0.8624
1560 | 0.43113 | 0.86226
1561 | 0.43105 | 0.86211
1562 | 0.43098 | 0.86196
1563 | 0.43091 | 0.86182
1564 | 0.43084 | 0.86167
1565 | 0.43076 | 0.86152
1566 | 0.43069 | 0.86138
1567 | 0.43062 | 0.86123
1568 | 0.43054 | 0.86109
1569 | 0.43047 | 0.86094
1570 | 0.4304 | 0.86079
1571 | 0.43032 | 0.86065
1572 | 0.43025 | 0.8605
1573 | 0.43018 | 0.86035
1574 | 0.4301 | 0.86021
1575 | 0.43003 | 0.86006
1576 | 0.42996 | 0.85992
1577 | 0.42988 | 0.85977
1578 | 0.42981 | 0.85962
1579 | 0.42974 | 0.85948
1580 | 0.42967 | 0.85933
1581 | 0.42959 | 0.85918
1582 | 0.42952 | 0.85904
1583 | 0.42945 | 0.85889
1584 | 0.42937 | 0.85875
1585 | 0.4293 | 0.8586
1586 | 0.42923 | 0.85845
1587 | 0.42915 | 0.85831
1588 | 0.42908 | 0.85816
1589 | 0.42901 | 0.85801
1590 | 0.42893 | 0.85787
1591 | 0.42886 | 0.85772
1592 | 0.42879 | 0.85758
1593 | 0.42871 | 0.85743
1594 | 0.42864 | 0.85728
1595 | 0.42857 | 0.85714
1596 | 0.42849 | 0.85699
1597 | 0.42842 | 0.85684
1598 | 0.42835 | 0.8567
1599 | 0.42828 | 0.85655
1600 | 0.4282 | 0.8564
1601 | 0.42813 | 0.85626
1602 | 0.42806 | 0.85611
1603 | 0.42798 | 0.85597
1604 | 0.42791 | 0.85582
1605 | 0.42784 | 0.85567
1606 | 0.42776 | 0.85553
1607 | 0.42769 | 0.85538
1608 | 0.42762 | 0.85523
1609 | 0.42754 | 0.85509
1610 | 0.42747 | 0.85494
1611 | 0.4274 | 0.8548
1612 | 0.42732 | 0.85465
1613 | 0.42725 | 0.8545
1614 | 0.42718 | 0.85436
1615 | 0.42711 | 0.85421
1616 | 0.42703 | 0.85406
1617 | 0.42696 | 0.85392
1618 | 0.42689 | 0.85377
1619 | 0.42681 | 0.85363
1620 | 0.42674 | 0.85348
1621 | 0.42667 | 0.85333
1622 | 0.42659 | 0.85319
1623 | 0.42652 | 0.85304
1624 | 0.42645 | 0.85289
1625 | 0.42637 | 0.85275
1626 | 0.4263 | 0.8526
1627 | 0.42623 | 0.85246
1628 | 0.42615 | 0.85231
1629 | 0.42608 | 0.85216
1630 | 0.42601 | 0.85202
1631 | 0.42594 | 0.85187
1632 | 0.42586 | 0.85172
1633 | 0.42579 | 0.85158
1634 | 0.42572 | 0.85143
1635 | 0.42564 | 0.85129
1636 | 0.42557 | 0.85114
1637 | 0.4255 | 0.85099
1638 | 0.42542 | 0.85085
1639 | 0.42535 | 0.8507
1640 | 0.42528 | 0.85055
1641 | 0.4252 | 0.85041
1642 | 0.42513 | 0.85026
1643 | 0.42506 | 0.85012
1644 | 0.42498 | 0.84997
1645 | 0.42491 | 0.84982
1646 | 0.42484 | 0.84968
1647 | 0.42477 | 0.84953
1648 | 0.42469 | 0.84938
1649 | 0.42462 | 0.84924
1650 | 0.42455 | 0.84909
1651 | 0.42447 | 0.84895
1652 | 0.4244 | 0.8488
1653 | 0.42433 | 0.84865
1654 | 0.42425 | 0.84851
1655 | 0.42418 | 0.84836
1656 | 0.42411 | 0.84821
1657 | 0.42403 | 0.84807
1658 | 0.42396 | 0.84792
1659 | 0.42389 | 0.84778
1660 | 0.42381 | 0.84763
1661 | 0.42374 | 0.84748
1662 | 0.42367 | 0.84734
1663 | 0.42359 | 0.84719
1664 | 0.42352 | 0.84704
1665 | 0.42345 | 0.8469
1666 | 0.42338 | 0.84675
1667 | 0.4233 | 0.8466
1668 | 0.42323 | 0.84646
1669 | 0.42316 | 0.84631
1670 | 0.42308 | 0.84617
1671 | 0.42301 | 0.84602
1672 | 0.42294 | 0.84587
1673 | 0.42286 | 0.84573
1674 | 0.42279 | 0.84558
1675 | 0.42272 | 0.84543
1676 | 0.42264 | 0.84529
1677 | 0.42257 | 0.84514
1678 | 0.4225 | 0.845
1679 | 0.42242 | 0.84485
1680 | 0.42235 | 0.8447
1681 | 0.42228 | 0.84456
1682 | 0.42221 | 0.84441
1683 | 0.42213 | 0.84426
1684 | 0.42206 | 0.84412
1685 | 0.42199 | 0.84397
1686 | 0.42191 | 0.84383
1687 | 0.42184 | 0.84368
1688 | 0.42177 | 0.84353
1689 | 0.42169 | 0.84339
1690 | 0.42162 | 0.84324
1691 | 0.42155 | 0.84309
1692 | 0.42147 | 0.84295
1693 | 0.4214 | 0.8428
1694 | 0.42133 | 0.84266
1695 | 0.42125 | 0.84251
1696 | 0.42118 | 0.84236
1697 | 0.42111 | 0.84222
1698 | 0.42104 | 0.84207
1699 | 0.42096 | 0.84192
1700 | 0.42089 | 0.84178
1701 | 0.42082 | 0.84163
1702 | 0.42074 | 0.84149
1703 | 0.42067 | 0.84134
1704 | 0.4206 | 0.84119
1705 | 0.42052 | 0.84105
1706 | 0.42045 | 0.8409
1707 | 0.42038 | 0.84075
1708 | 0.4203 | 0.84061
1709 | 0.42023 | 0.84046
1710 | 0.42016 | 0.84032
1711 | 0.42008 | 0.84017
1712 | 0.42001 | 0.84002
1713 | 0.41994 | 0.83988
1714 | 0.41987 | 0.83973
1715 | 0.41979 | 0.83958
1716 | 0.41972 | 0.83944
1717 | 0.41965 | 0.83929
1718 | 0.41957 | 0.83915
1719 | 0.4195 | 0.839
1720 | 0.41943 | 0.83885
1721 | 0.41935 | 0.83871
1722 | 0.41928 | 0.83856
1723 | 0.41921 | 0.83841
1724 | 0.41913 | 0.83827
1725 | 0.41906 | 0.83812
1726 | 0.41899 | 0.83797
1727 | 0.41891 | 0.83783
1728 | 0.41884 | 0.83768
1729 | 0.41877 | 0.83754
1730 | 0.41869 | 0.83739
1731 | 0.41862 | 0.83724
1732 | 0.41855 | 0.8371
1733 | 0.41848 | 0.83695
1734 | 0.4184 | 0.8368
1735 | 0.41833 | 0.83666
1736 | 0.41826 | 0.83651
1737 | 0.41818 | 0.83637
1738 | 0.41811 | 0.83622
1739 | 0.41804 | 0.83607
1740 | 0.41796 | 0.83593
1741 | 0.41789 | 0.83578
1742 | 0.41782 | 0.83563
1743 | 0.41774 | 0.83549
1744 | 0.41767 | 0.83534
1745 | 0.4176 | 0.8352
1746 | 0.41752 | 0.83505
1747 | 0.41745 | 0.8349
1748 | 0.41738 | 0.83476
1749 | 0.41731 | 0.83461
1750 | 0.41723 | 0.83446
1751 | 0.41716 | 0.83432
1752 | 0.41709 | 0.83417
1753 | 0.41701 | 0.83403
1754 | 0.41694 | 0.83388
1755 | 0.41687 | 0.83373
1756 | 0.41679 | 0.83359
1757 | 0.41672 | 0.83344
1758 | 0.41665 | 0.83329
1759 | 0.41657 | 0.83315
1760 | 0.4165 | 0.833
1761 | 0.41643 | 0.83286
1762 | 0.41635 | 0.83271
1763 | 0.41628 | 0.83256
1764 | 0.41621 | 0.83242
1765 | 0.41614 | 0.83227
1766 | 0.41606 | 0.83212
1767 | 0.41599 | 0.83198
1768 | 0.41592 | 0.83183
1769 | 0.41584 | 0.83169
1770 | 0.41577 | 0.83154
1771 | 0.4157 | 0.83139
1772 | 0.41562 | 0.83125
1773 | 0.41555 | 0.8311
1774 | 0.41548 | 0.83095
1775 | 0.4154 | 0.83081
1776 | 0.41533 | 0.83066
1777 | 0.41526 | 0.83052
1778 | 0.41518 | 0.83037
1779 | 0.41511 | 0.83022
1780 | 0.41504 | 0.83008
1781 | 0.41497 | 0.82993
1782 | 0.41489 | 0.82978
1783 | 0.41482 | 0.82964
1784 | 0.41475 | 0.82949
1785 | 0.41467 | 0.82935
1786 | 0.4146 | 0.8292
1787 | 0.41453 | 0.82905
1788 | 0.41445 | 0.82891
1789 | 0.41438 | 0.82876
1790 | 0.41431 | 0.82861
1791 | 0.41423 | 0.82847
1792 | 0.41416 | 0.82832
1793 | 0.41409 | 0.82817
1794 | 0.41401 | 0.82803
1795 | 0.41394 | 0.82788
1796 | 0.41387 | 0.82774
1797 | 0.41379 | 0.82759
1798 | 0.41372 | 0.82744
1799 | 0.41365 | 0.8273
1800 | 0.41358 | 0.82715
1801 | 0.4135 | 0.827
1802 | 0.41343 | 0.82686
1803 | 0.41336 | 0.82671
1804 | 0.41328 | 0.82657
1805 | 0.41321 | 0.82642
1806 | 0.41314 | 0.82627
1807 | 0.41306 | 0.82613
1808 | 0.41299 | 0.82598
1809 | 0.41292 | 0.82583
1810 | 0.41284 | 0.82569
1811 | 0.41277 | 0.82554
1812 | 0.4127 | 0.8254
1813 | 0.41262 | 0.82525
1814 | 0.41255 | 0.8251
1815 | 0.41248 | 0.82496
1816 | 0.41241 | 0.82481
1817 | 0.41233 | 0.82466
1818 | 0.41226 | 0.82452
1819 | 0.41219 | 0.82437
1820 | 0.41211 | 0.82423
1821 | 0.41204 | 0.82408
1822 | 0.41197 | 0.82393
1823 | 0.41189 | 0.82379
1824 | 0.41182 | 0.82364
1825 | 0.41175 | 0.82349
1826 | 0.41167 | 0.82335
1827 | 0.4116 | 0.8232
1828 | 0.41153 | 0.82306
1829 | 0.41145 | 0.82291
1830 | 0.41138 | 0.82276
1831 | 0.41131 | 0.82262
1832 | 0.41124 | 0.82247
1833 | 0.41116 | 0.82232
1834 | 0.41109 | 0.82218
1835 | 0.41102 | 0.82203
1836 | 0.41094 | 0.82189
1837 | 0.41087 | 0.82174
1838 | 0.4108 | 0.82159
1839 | 0.41072 | 0.82145
1840 | 0.41065 | 0.8213
1841 | 0.41058 | 0.82115
1842 | 0.4105 | 0.82101
1843 | 0.41043 | 0.82086
1844 | 0.41036 | 0.82072
1845 | 0.41028 | 0.82057
1846 | 0.41021 | 0.82042
1847 | 0.41014 | 0.82028
1848 | 0.41007 | 0.82013
1849 | 0.40999 | 0.81998
1850 | 0.40992 | 0.81984
1851 | 0.40985 | 0.81969
1852 | 0.40977 | 0.81955
1853 | 0.4097 | 0.8194
1854 | 0.40963 | 0.81925
1855 | 0.40955 | 0.81911
1856 | 0.40948 | 0.81896
1857 | 0.40941 | 0.81881
1858 | 0.40933 | 0.81867
1859 | 0.40926 | 0.81852
1860 | 0.40919 | 0.81837
1861 | 0.40911 | 0.81823
1862 | 0.40904 | 0.81808
1863 | 0.40897 | 0.81794
1864 | 0.40889 | 0.81779
1865 | 0.40882 | 0.81764
1866 | 0.40875 | 0.8175
1867 | 0.40868 | 0.81735
1868 | 0.4086 | 0.8172
1869 | 0.40853 | 0.81706
1870 | 0.40846 | 0.81691
1871 | 0.40838 | 0.81677
1872 | 0.40831 | 0.81662
1873 | 0.40824 | 0.81647
1874 | 0.40816 | 0.81633
1875 | 0.40809 | 0.81618
1876 | 0.40802 | 0.81603
1877 | 0.40794 | 0.81589
1878 | 0.40787 | 0.81574
1879 | 0.4078 | 0.8156
1880 | 0.40772 | 0.81545
1881 | 0.40765 | 0.8153
1882 | 0.40758 | 0.81516
1883 | 0.40751 | 0.81501
1884 | 0.40743 | 0.81486
1885 | 0.40736 | 0.81472
1886 | 0.40729 | 0.81457
1887 | 0.40721 | 0.81443
1888 | 0.40714 | 0.81428
1889 | 0.40707 | 0.81413
1890 | 0.40699 | 0.81399
1891 | 0.40692 | 0.81384
1892 | 0.40685 | 0.81369
1893 | 0.40677 | 0.81355
1894 | 0.4067 | 0.8134
1895 | 0.40663 | 0.81326
1896 | 0.40655 | 0.81311
1897 | 0.40648 | 0.81296
1898 | 0.40641 | 0.81282
1899 | 0.40634 | 0.81267
1900 | 0.40626 | 0.81252
1901 | 0.40619 | 0.81238
1902 | 0.40612 | 0.81223
1903 | 0.40604 | 0.81209
1904 | 0.40597 | 0.81194
1905 | 0.4059 | 0.81179
1906 | 0.40582 | 0.81165
1907 | 0.40575 | 0.8115
1908 | 0.40568 | 0.81135
1909 | 0.4056 | 0.81121
1910 | 0.40553 | 0.81106
1911 | 0.40546 | 0.81092
1912 | 0.40538 | 0.81077
1913 | 0.40531 | 0.81062
1914 | 0.40524 | 0.81048
1915 | 0.40517 | 0.81033
1916 | 0.40509 | 0.81018
1917 | 0.40502 | 0.81004
1918 | 0.40495 | 0.80989
1919 | 0.40487 | 0.80975
1920 | 0.4048 | 0.8096
1921 | 0.40473 | 0.80945
1922 | 0.40465 | 0.80931
1923 | 0.40458 | 0.80916
1924 | 0.40451 | 0.80901
1925 | 0.40443 | 0.80887
1926 | 0.40436 | 0.80872
1927 | 0.40429 | 0.80857
1928 | 0.40421 | 0.80843
1929 | 0.40414 | 0.80828
1930 | 0.40407 | 0.80814
1931 | 0.40399 | 0.80799
1932 | 0.40392 | 0.80784
1933 | 0.40385 | 0.8077
1934 | 0.40378 | 0.80755
1935 | 0.4037 | 0.8074
1936 | 0.40363 | 0.80726
1937 | 0.40356 | 0.80711
1938 | 0.40348 | 0.80697
1939 | 0.40341 | 0.80682
1940 | 0.40334 | 0.80667
1941 | 0.40326 | 0.80653
1942 | 0.40319 | 0.80638
1943 | 0.40312 | 0.80623
1944 | 0.40304 | 0.80609
1945 | 0.40297 | 0.80594
1946 | 0.4029 | 0.8058
1947 | 0.40282 | 0.80565
1948 | 0.40275 | 0.8055
1949 | 0.40268 | 0.80536
1950 | 0.40261 | 0.80521
1951 | 0.40253 | 0.80506
1952 | 0.40246 | 0.80492
1953 | 0.40239 | 0.80477
1954 | 0.40233 | 0.80466
1955 | 0.40228 | 0.80455
1956 | 0.40222 | 0.80444
1957 | 0.40217 | 0.80433
1958 | 0.40211 | 0.80423
1959 | 0.40206 | 0.80412
1960 | 0.402 | 0.80401
1961 | 0.40195 | 0.8039
1962 | 0.40189 | 0.80379
1963 | 0.40184 | 0.80368
1964 | 0.40178 | 0.80357
1965 | 0.40173 | 0.80346
1966 | 0.40168 | 0.80335
1967 | 0.40162 | 0.80324
1968 | 0.40157 | 0.80313
1969 | 0.40151 | 0.80302
1970 | 0.40146 | 0.80291
1971 | 0.4014 | 0.8028
1972 | 0.40135 | 0.8027
1973 | 0.40129 | 0.80259
1974 | 0.40124 | 0.80248
1975 | 0.40118 | 0.80237
1976 | 0.40113 | 0.80226
1977 | 0.40107 | 0.80215
1978 | 0.40102 | 0.80204
1979 | 0.40097 | 0.80193
1980 | 0.40091 | 0.80182
1981 | 0.40086 | 0.80171
1982 | 0.4008 | 0.8016
1983 | 0.40075 | 0.80149
1984 | 0.40069 | 0.80138
1985 | 0.40064 | 0.80127
1986 | 0.40058 | 0.80117
1987 | 0.40053 | 0.80106
1988 | 0.40047 | 0.80095
1989 | 0.40042 | 0.80084
1990 | 0.40036 | 0.80073
1991 | 0.40031 | 0.80062
1992 | 0.40025 | 0.80051
1993 | 0.4002 | 0.8004
1994 | 0.40015 | 0.80029
1995 | 0.40009 | 0.80018
1996 | 0.40004 | 0.80007
1997 | 0.39998 | 0.79996
1998 | 0.39993 | 0.79985
1999 | 0.39987 | 0.79974
2000 | 0.39982 | 0.79964
2001 | 0.39976 | 0.79953
2002 | 0.39971 | 0.79942
2003 | 0.39965 | 0.79931
2004 | 0.3996 | 0.7992
2005 | 0.39954 | 0.79909
2006 | 0.39949 | 0.79898
2007 | 0.39944 | 0.79887
2008 | 0.39938 | 0.79876
2009 | 0.39933 | 0.79865
2010 | 0.39927 | 0.79854
2011 | 0.39922 | 0.79843
2012 | 0.39916 | 0.79832
2013 | 0.39911 | 0.79822
2014 | 0.39905 | 0.79811
2015 | 0.399 | 0.798
2016 | 0.39894 | 0.79789
2017 | 0.39889 | 0.79778
2018 | 0.39883 | 0.79767
2019 | 0.39878 | 0.79756
2020 | 0.39873 | 0.79745
2021 | 0.39867 | 0.79734
2022 | 0.39862 | 0.79723
2023 | 0.39856 | 0.79712
2024 | 0.39851 | 0.79701
2025 | 0.39845 | 0.7969
2026 | 0.3984 | 0.79679
2027 | 0.39834 | 0.79669
2028 | 0.39829 | 0.79658
2029 | 0.39823 | 0.79647
2030 | 0.39818 | 0.79636
2031 | 0.39812 | 0.79625
2032 | 0.39807 | 0.79614
2033 | 0.39801 | 0.79603
2034 | 0.39796 | 0.79592
2035 | 0.39791 | 0.79581
2036 | 0.39785 | 0.7957
2037 | 0.3978 | 0.79559
2038 | 0.39774 | 0.79548
2039 | 0.39769 | 0.79537
2040 | 0.39763 | 0.79526
2041 | 0.39758 | 0.79516
2042 | 0.39752 | 0.79505
2043 | 0.39747 | 0.79494
2044 | 0.39741 | 0.79483
2045 | 0.39736 | 0.79472
2046 | 0.3973 | 0.79461
2047 | 0.39725 | 0.7945
2048 | 0.3972 | 0.79439
2049 | 0.39714 | 0.79428
2050 | 0.39709 | 0.79417
2051 | 0.39703 | 0.79406
2052 | 0.39698 | 0.79395
2053 | 0.39692 | 0.79384
2054 | 0.39687 | 0.79373
2055 | 0.39681 | 0.79363
2056 | 0.39676 | 0.79352
2057 | 0.3967 | 0.79341
2058 | 0.39665 | 0.7933
2059 | 0.39659 | 0.79319
2060 | 0.39654 | 0.79308
2061 | 0.39648 | 0.79297
2062 | 0.39643 | 0.79286
2063 | 0.39638 | 0.79275
2064 | 0.39632 | 0.79264
2065 | 0.39627 | 0.79253
2066 | 0.39621 | 0.79242
2067 | 0.39616 | 0.79231
2068 | 0.3961 | 0.7922
2069 | 0.39605 | 0.7921
2070 | 0.39599 | 0.79199
2071 | 0.39594 | 0.79188
2072 | 0.39588 | 0.79177
2073 | 0.39583 | 0.79166
2074 | 0.39577 | 0.79155
2075 | 0.39572 | 0.79144
2076 | 0.39567 | 0.79133
2077 | 0.39561 | 0.79122
2078 | 0.39556 | 0.79111
2079 | 0.3955 | 0.791
2080 | 0.39545 | 0.79089
2081 | 0.39539 | 0.79078
2082 | 0.39534 | 0.79067
2083 | 0.39528 | 0.79057
2084 | 0.39523 | 0.79046
2085 | 0.39517 | 0.79035
2086 | 0.39512 | 0.79024
2087 | 0.39506 | 0.79013
2088 | 0.39501 | 0.79002
2089 | 0.39495 | 0.78991
2090 | 0.3949 | 0.7898
2091 | 0.39485 | 0.78969
2092 | 0.39479 | 0.78958
2093 | 0.39474 | 0.78947
2094 | 0.39468 | 0.78936
2095 | 0.39463 | 0.78925
2096 | 0.39457 | 0.78914
2097 | 0.39452 | 0.78904
2098 | 0.39446 | 0.78893
2099 | 0.39441 | 0.78882
2100 | 0.39435 | 0.78871
2101 | 0.3943 | 0.7886
2102 | 0.39424 | 0.78849
2103 | 0.39419 | 0.78838
2104 | 0.39414 | 0.78827
2105 | 0.39408 | 0.78816
2106 | 0.39403 | 0.78805
2107 | 0.39397 | 0.78794
2108 | 0.39392 | 0.78783
2109 | 0.39386 | 0.78772
2110 | 0.39381 | 0.78761
2111 | 0.39375 | 0.78751
2112 | 0.3937 | 0.7874
2113 | 0.39364 | 0.78729
2114 | 0.39359 | 0.78718
2115 | 0.39353 | 0.78707
2116 | 0.39348 | 0.78696
2117 | 0.39342 | 0.78685
2118 | 0.39337 | 0.78674
2119 | 0.39332 | 0.78663
2120 | 0.39326 | 0.78652
2121 | 0.39321 | 0.78641
2122 | 0.39315 | 0.7863
2123 | 0.3931 | 0.78619
2124 | 0.39304 | 0.78608
2125 | 0.39299 | 0.78598
2126 | 0.39293 | 0.78587
2127 | 0.39288 | 0.78576
2128 | 0.39282 | 0.78565
2129 | 0.39277 | 0.78554
2130 | 0.39271 | 0.78543
2131 | 0.39266 | 0.78532
2132 | 0.39261 | 0.78521
2133 | 0.39255 | 0.7851
2134 | 0.3925 | 0.78499
2135 | 0.39244 | 0.78488
2136 | 0.39239 | 0.78477
2137 | 0.39233 | 0.78466
2138 | 0.39228 | 0.78455
2139 | 0.39222 | 0.78445
2140 | 0.39217 | 0.78434
2141 | 0.39211 | 0.78423
2142 | 0.39206 | 0.78412
2143 | 0.392 | 0.78401
2144 | 0.39195 | 0.7839
2145 | 0.39189 | 0.78379
2146 | 0.39184 | 0.78368
2147 | 0.39179 | 0.78357
2148 | 0.39173 | 0.78346
2149 | 0.39168 | 0.78335
2150 | 0.39162 | 0.78324
2151 | 0.39157 | 0.78313
2152 | 0.39151 | 0.78303
2153 | 0.39146 | 0.78292
2154 | 0.3914 | 0.78281
2155 | 0.39135 | 0.7827
2156 | 0.39129 | 0.78259
2157 | 0.39124 | 0.78248
2158 | 0.39118 | 0.78237
2159 | 0.39113 | 0.78226
2160 | 0.39108 | 0.78215
2161 | 0.39102 | 0.78204
2162 | 0.39097 | 0.78193
2163 | 0.39091 | 0.78182
2164 | 0.39086 | 0.78171
2165 | 0.3908 | 0.7816
2166 | 0.39075 | 0.7815
2167 | 0.39069 | 0.78139
2168 | 0.39064 | 0.78128
2169 | 0.39058 | 0.78117
2170 | 0.39053 | 0.78106
2171 | 0.39047 | 0.78095
2172 | 0.39042 | 0.78084
2173 | 0.39037 | 0.78073
2174 | 0.39031 | 0.78062

## Storage Intermediate 2026
Brattle 2-Hr MW of Storage | Brattle Peak Load | 2026 Gold Book Peak Load | Gold Book / Brattle Peak Load Ratio | Adjusted 2-Hr MW of Storage Unrounded | Adjusted 2-Hr MW of Storage Rounded | 2-Hr Capacity Value | 4-Hr Capacity Value
0 | 31860.9 | 32287 | 0.9868 | 0 | 0 | 100% | 100%
195.2163 | 31860.9 | 32287 | 0.9868 | 192.64 | 193 | 81.6% | 100%
554.0669 | 31860.9 | 32287 | 0.9868 | 546.7547 | 547 | 57.5% | 100%
999.3365 | 31860.9 | 32287 | 0.9868 | 986.148 | 986 | 47.82% | 95.65%
1445.1752 | 31860.9 | 32287 | 0.9868 | 1426.1029 | 1426 | 44.09% | 88.19%
1979.4987 | 31860.9 | 32287 | 0.9868 | 1953.3748 | 1953 | 40.24% | 80.48%
2585.3356 | 31860.9 | 32287 | 0.9868 | 2551.2163 | 2551 | 36.97% | 73.94%
3208.7131 | 31860.9 | 32287 | 0.9868 | 3166.3669 | 3166 | 34.75% | 69.51%
3832.0906 | 31860.9 | 32287 | 0.9868 | 3781.5175 | 3782 | 33.26% | 66.51%
4455.468 | 31860.9 | 32287 | 0.9868 | 4396.668 | 4397 | 32.18% | 64.36%
5164.0341 | 31860.9 | 32287 | 0.9868 | 5095.883 | 5096 | 30.85% | 61.7%
5965.5194 | 31860.9 | 32287 | 0.9868 | 5886.7909 | 5887 | 29.37% | 58.75%
6767.0047 | 31860.9 | 32287 | 0.9868 | 6677.6988 | 6678 | 28.25% | 56.5%
7568.49 | 31860.9 | 32287 | 0.9868 | 7468.6067 | 7469 | 27.36% | 54.73%
8395.9489 | 31860.9 | 32287 | 0.9868 | 8285.1454 | 8285 | 26.56% | 53.13%
9286.4881 | 31860.9 | 32287 | 0.9868 | 9163.9319 | 9164 | 25.73% | 51.46%
10177.0274 | 31860.9 | 32287 | 0.9868 | 10042.7185 | 10043 | 25.05% | 50.09%
11105.5666 | 31860.9 | 32287 | 0.9868 | 10959.0035 | 10959 | 24.39% | 48.77%
12085.1598 | 31860.9 | 32287 | 0.9868 | 11925.6687 | 11926 | 23.73% | 47.45%
13064.7529 | 31860.9 | 32287 | 0.9868 | 12892.3339 | 12892 | 23.17% | 46.34%
14044.3461 | 31860.9 | 32287 | 0.9868 | 13858.9991 | 13859 | 22.69% | 45.37%
15023.9392 | 31860.9 | 32287 | 0.9868 | 14825.6644 | 14826 | 22.27% | 44.53%
16003.5324 | 31860.9 | 32287 | 0.9868 | 15792.3296 | 15792 | 21.9% | 43.8%
17055.8556 | 31860.9 | 32287 | 0.9868 | 16830.765 | 16831 | 21.48% | 42.96%
18124.5027 | 31860.9 | 32287 | 0.9868 | 17885.3088 | 17885 | 21.09% | 42.19%
19193.1497 | 31860.9 | 32287 | 0.9868 | 18939.8527 | 18940 | 20.75% | 41.5%
20261.7968 | 31860.9 | 32287 | 0.9868 | 19994.3966 | 19994 | 20.44% | 40.88%
21414.3084 | 31860.9 | 32287 | 0.9868 | 21131.6982 | 21132 | 20.09% | 40.17%
22898.7889 | 31860.9 | 32287 | 0.9868 | 22596.5875 | 22597 | 19.48% | 38.96%
25908.8115 | 31860.9 | 32287 | 0.9868 | 25566.8861 | 25567 | 17.83% | 35.66%
28918.834 | 31860.9 | 32287 | 0.9868 | 28537.1846 | 28537 | 16.53% | 33.05%
31938.4873 | 31860.9 | 32287 | 0.9868 | 31516.9867 | 31517 | 15.46% | 30.92%
34966.3207 | 31860.9 | 32287 | 0.9868 | 34504.861 | 34505 | 14.58% | 29.16%
37994.1541 | 31860.9 | 32287 | 0.9868 | 37492.7353 | 37493 | 13.84% | 27.67%
41085.3274 | 31860.9 | 32287 | 0.9868 | 40543.1136 | 40543 | 13.18% | 26.37%
44291.2686 | 31860.9 | 32287 | 0.9868 | 43706.7452 | 43707 | 12.59% | 25.18%
47497.2099 | 31860.9 | 32287 | 0.9868 | 46870.3767 | 46870 | 12.07% | 24.15%
50711.2195 | 31860.9 | 32287 | 0.9868 | 50041.9703 | 50042 | 11.62% | 23.25%
53934.9715 | 31860.9 | 32287 | 0.9868 | 53223.1776 | 53223 | 11.22% | 22.45%
57158.7236 | 31860.9 | 32287 | 0.9868 | 56404.3849 | 56404 | 10.87% | 21.74%
60382.4756 | 31860.9 | 32287 | 0.9868 | 59585.5922 | 59586 | 10.55% | 21.11%
63606.2276 | 31860.9 | 32287 | 0.9868 | 62766.7995 | 62767 | 10.27% | 20.54%
68238.1434 | 31860.9 | 32287 | 0.9868 | 67337.5867 | 67338 | 9.805% | 19.61%
73242.9738 | 31860.9 | 32287 | 0.9868 | 72276.3671 | 72276 | 9.353% | 18.71%
79525.4039 | 31860.9 | 32287 | 0.9868 | 78475.8863 | 78476 | 8.814% | 17.63%
86399.9415 | 31860.9 | 32287 | 0.9868 | 85259.6989 | 85260 | 8.297% | 16.59%
93340.8972 | 31860.9 | 32287 | 0.9868 | 92109.0529 | 92109 | 7.851% | 15.7%
100376.1571 | 31860.9 | 32287 | 0.9868 | 99051.4667 | 99051 | 7.459% | 14.92%
107416.9866 | 31860.9 | 32287 | 0.9868 | 105999.3765 | 105999 | 7.119% | 14.24%
114470.0573 | 31860.9 | 32287 | 0.9868 | 112959.366 | 112959 | 6.819% | 13.64%
121523.128 | 31860.9 | 32287 | 0.9868 | 119919.3554 | 119919 | 6.554% | 13.11%

## Storage by MW 2032
2-Hr MW of Storage Rounded | 2-Hr Capacity Value | 4-Hr Capacity Value
0 | 1 | 1
1 | 0.99901 | 1
2 | 0.99801 | 1
3 | 0.99702 | 1
4 | 0.99602 | 1
5 | 0.99503 | 1
6 | 0.99403 | 1
7 | 0.99304 | 1
8 | 0.99205 | 1
9 | 0.99105 | 1
10 | 0.99006 | 1
11 | 0.98906 | 1
12 | 0.98807 | 1
13 | 0.98707 | 1
14 | 0.98608 | 1
15 | 0.98508 | 1
16 | 0.98409 | 1
17 | 0.9831 | 1
18 | 0.9821 | 1
19 | 0.98111 | 1
20 | 0.98011 | 1
21 | 0.97912 | 1
22 | 0.97812 | 1
23 | 0.97713 | 1
24 | 0.97614 | 1
25 | 0.97514 | 1
26 | 0.97415 | 1
27 | 0.97315 | 1
28 | 0.97216 | 1
29 | 0.97116 | 1
30 | 0.97017 | 1
31 | 0.96917 | 1
32 | 0.96818 | 1
33 | 0.96719 | 1
34 | 0.96619 | 1
35 | 0.9652 | 1
36 | 0.9642 | 1
37 | 0.96321 | 1
38 | 0.96221 | 1
39 | 0.96122 | 1
40 | 0.96023 | 1
41 | 0.95923 | 1
42 | 0.95824 | 1
43 | 0.95724 | 1
44 | 0.95625 | 1
45 | 0.95525 | 1
46 | 0.95426 | 1
47 | 0.95326 | 1
48 | 0.95227 | 1
49 | 0.95128 | 1
50 | 0.95028 | 1
51 | 0.94929 | 1
52 | 0.94829 | 1
53 | 0.9473 | 1
54 | 0.9463 | 1
55 | 0.94531 | 1
56 | 0.94432 | 1
57 | 0.94332 | 1
58 | 0.94233 | 1
59 | 0.94133 | 1
60 | 0.94034 | 1
61 | 0.93934 | 1
62 | 0.93835 | 1
63 | 0.93735 | 1
64 | 0.93636 | 1
65 | 0.93537 | 1
66 | 0.93437 | 1
67 | 0.93338 | 1
68 | 0.93238 | 1
69 | 0.93139 | 1
70 | 0.93039 | 1
71 | 0.9294 | 1
72 | 0.92841 | 1
73 | 0.92741 | 1
74 | 0.92642 | 1
75 | 0.92542 | 1
76 | 0.92443 | 1
77 | 0.92343 | 1
78 | 0.92244 | 1
79 | 0.92144 | 1
80 | 0.92045 | 1
81 | 0.91946 | 1
82 | 0.91846 | 1
83 | 0.91747 | 1
84 | 0.91647 | 1
85 | 0.91548 | 1
86 | 0.91448 | 1
87 | 0.91349 | 1
88 | 0.9125 | 1
89 | 0.9115 | 1
90 | 0.91051 | 1
91 | 0.90951 | 1
92 | 0.90852 | 1
93 | 0.90752 | 1
94 | 0.90653 | 1
95 | 0.90553 | 1
96 | 0.90454 | 1
97 | 0.90355 | 1
98 | 0.90255 | 1
99 | 0.90156 | 1
100 | 0.90056 | 1
101 | 0.89957 | 1
102 | 0.89857 | 1
103 | 0.89758 | 1
104 | 0.89659 | 1
105 | 0.89559 | 1
106 | 0.8946 | 1
107 | 0.8936 | 1
108 | 0.89261 | 1
109 | 0.89161 | 1
110 | 0.89062 | 1
111 | 0.88962 | 1
112 | 0.88863 | 1
113 | 0.88764 | 1
114 | 0.88664 | 1
115 | 0.88565 | 1
116 | 0.88465 | 1
117 | 0.88366 | 1
118 | 0.88266 | 1
119 | 0.88167 | 1
120 | 0.88068 | 1
121 | 0.87968 | 1
122 | 0.87869 | 1
123 | 0.87769 | 1
124 | 0.8767 | 1
125 | 0.8757 | 1
126 | 0.87471 | 1
127 | 0.87371 | 1
128 | 0.87272 | 1
129 | 0.87173 | 1
130 | 0.87073 | 1
131 | 0.86974 | 1
132 | 0.86874 | 1
133 | 0.86775 | 1
134 | 0.86675 | 1
135 | 0.86576 | 1
136 | 0.86477 | 1
137 | 0.86377 | 1
138 | 0.86278 | 1
139 | 0.86178 | 1
140 | 0.86079 | 1
141 | 0.85979 | 1
142 | 0.8588 | 1
143 | 0.8578 | 1
144 | 0.85681 | 1
145 | 0.85582 | 1
146 | 0.85482 | 1
147 | 0.85383 | 1
148 | 0.85283 | 1
149 | 0.85184 | 1
150 | 0.85084 | 1
151 | 0.84985 | 1
152 | 0.84886 | 1
153 | 0.84786 | 1
154 | 0.84687 | 1
155 | 0.84587 | 1
156 | 0.84488 | 1
157 | 0.84388 | 1
158 | 0.84289 | 1
159 | 0.84189 | 1
160 | 0.8409 | 1
161 | 0.83991 | 1
162 | 0.83891 | 1
163 | 0.83792 | 1
164 | 0.83692 | 1
165 | 0.83593 | 1
166 | 0.83493 | 1
167 | 0.83394 | 1
168 | 0.83295 | 1
169 | 0.83195 | 1
170 | 0.83096 | 1
171 | 0.82996 | 1
172 | 0.82897 | 1
173 | 0.82797 | 1
174 | 0.82698 | 1
175 | 0.82598 | 1
176 | 0.82499 | 1
177 | 0.824 | 1
178 | 0.823 | 1
179 | 0.82201 | 1
180 | 0.82101 | 1
181 | 0.82002 | 1
182 | 0.81902 | 1
183 | 0.81803 | 1
184 | 0.81704 | 1
185 | 0.81604 | 1
186 | 0.81533 | 1
187 | 0.81463 | 1
188 | 0.81392 | 1
189 | 0.81321 | 1
190 | 0.81251 | 1
191 | 0.8118 | 1
192 | 0.81109 | 1
193 | 0.81039 | 1
194 | 0.80968 | 1
195 | 0.80897 | 1
196 | 0.80827 | 1
197 | 0.80756 | 1
198 | 0.80685 | 1
199 | 0.80615 | 1
200 | 0.80544 | 1
201 | 0.80473 | 1
202 | 0.80403 | 1
203 | 0.80332 | 1
204 | 0.80261 | 1
205 | 0.80191 | 1
206 | 0.8012 | 1
207 | 0.80049 | 1
208 | 0.79979 | 1
209 | 0.79908 | 1
210 | 0.79837 | 1
211 | 0.79767 | 1
212 | 0.79696 | 1
213 | 0.79625 | 1
214 | 0.79555 | 1
215 | 0.79484 | 1
216 | 0.79413 | 1
217 | 0.79342 | 1
218 | 0.79272 | 1
219 | 0.79201 | 1
220 | 0.7913 | 1
221 | 0.7906 | 1
222 | 0.78989 | 1
223 | 0.78918 | 1
224 | 0.78848 | 1
225 | 0.78777 | 1
226 | 0.78706 | 1
227 | 0.78636 | 1
228 | 0.78565 | 1
229 | 0.78494 | 1
230 | 0.78424 | 1
231 | 0.78353 | 1
232 | 0.78282 | 1
233 | 0.78212 | 1
234 | 0.78141 | 1
235 | 0.7807 | 1
236 | 0.78 | 1
237 | 0.77929 | 1
238 | 0.77858 | 1
239 | 0.77788 | 1
240 | 0.77717 | 1
241 | 0.77646 | 1
242 | 0.77576 | 1
243 | 0.77505 | 1
244 | 0.77434 | 1
245 | 0.77364 | 1
246 | 0.77293 | 1
247 | 0.77222 | 1
248 | 0.77152 | 1
249 | 0.77081 | 1
250 | 0.7701 | 1
251 | 0.7694 | 1
252 | 0.76869 | 1
253 | 0.76798 | 1
254 | 0.76727 | 1
255 | 0.76657 | 1
256 | 0.76586 | 1
257 | 0.76515 | 1
258 | 0.76445 | 1
259 | 0.76374 | 1
260 | 0.76303 | 1
261 | 0.76233 | 1
262 | 0.76162 | 1
263 | 0.76091 | 1
264 | 0.76021 | 1
265 | 0.7595 | 1
266 | 0.75879 | 1
267 | 0.75809 | 1
268 | 0.75738 | 1
269 | 0.75667 | 1
270 | 0.75597 | 1
271 | 0.75526 | 1
272 | 0.75455 | 1
273 | 0.75385 | 1
274 | 0.75314 | 1
275 | 0.75243 | 1
276 | 0.75173 | 1
277 | 0.75102 | 1
278 | 0.75031 | 1
279 | 0.74961 | 1
280 | 0.7489 | 1
281 | 0.74819 | 1
282 | 0.74749 | 1
283 | 0.74678 | 1
284 | 0.74607 | 1
285 | 0.74537 | 1
286 | 0.74466 | 1
287 | 0.74395 | 1
288 | 0.74325 | 1
289 | 0.74254 | 1
290 | 0.74183 | 1
291 | 0.74112 | 1
292 | 0.74042 | 1
293 | 0.73971 | 1
294 | 0.739 | 1
295 | 0.7383 | 1
296 | 0.73759 | 1
297 | 0.73688 | 1
298 | 0.73618 | 1
299 | 0.73547 | 1
300 | 0.73476 | 1
301 | 0.73406 | 1
302 | 0.73335 | 1
303 | 0.73264 | 1
304 | 0.73194 | 1
305 | 0.73123 | 1
306 | 0.73052 | 1
307 | 0.72982 | 1
308 | 0.72911 | 1
309 | 0.7284 | 1
310 | 0.7277 | 1
311 | 0.72699 | 1
312 | 0.72628 | 1
313 | 0.72558 | 1
314 | 0.72487 | 1
315 | 0.72416 | 1
316 | 0.72346 | 1
317 | 0.72275 | 1
318 | 0.72204 | 1
319 | 0.72134 | 1
320 | 0.72063 | 1
321 | 0.71992 | 1
322 | 0.71922 | 1
323 | 0.71851 | 1
324 | 0.7178 | 1
325 | 0.7171 | 1
326 | 0.71639 | 1
327 | 0.71568 | 1
328 | 0.71497 | 1
329 | 0.71427 | 1
330 | 0.71356 | 1
331 | 0.71285 | 1
332 | 0.71215 | 1
333 | 0.71144 | 1
334 | 0.71073 | 1
335 | 0.71003 | 1
336 | 0.70932 | 1
337 | 0.70861 | 1
338 | 0.70791 | 1
339 | 0.7072 | 1
340 | 0.70649 | 1
341 | 0.70579 | 1
342 | 0.70508 | 1
343 | 0.70437 | 1
344 | 0.70367 | 1
345 | 0.70296 | 1
346 | 0.70225 | 1
347 | 0.70155 | 1
348 | 0.70084 | 1
349 | 0.70013 | 1
350 | 0.69943 | 1
351 | 0.69872 | 1
352 | 0.69801 | 1
353 | 0.69731 | 1
354 | 0.6966 | 1
355 | 0.69589 | 1
356 | 0.69519 | 1
357 | 0.69448 | 1
358 | 0.69377 | 1
359 | 0.69307 | 1
360 | 0.69236 | 1
361 | 0.69165 | 1
362 | 0.69095 | 1
363 | 0.69024 | 1
364 | 0.68953 | 1
365 | 0.68882 | 1
366 | 0.68812 | 1
367 | 0.68741 | 1
368 | 0.6867 | 1
369 | 0.686 | 1
370 | 0.68529 | 1
371 | 0.68458 | 1
372 | 0.68388 | 1
373 | 0.68317 | 1
374 | 0.68246 | 1
375 | 0.68176 | 1
376 | 0.68105 | 1
377 | 0.68034 | 1
378 | 0.67964 | 1
379 | 0.67893 | 1
380 | 0.67822 | 1
381 | 0.67752 | 1
382 | 0.67681 | 1
383 | 0.6761 | 1
384 | 0.6754 | 1
385 | 0.67469 | 1
386 | 0.67398 | 1
387 | 0.67328 | 1
388 | 0.67257 | 1
389 | 0.67186 | 1
390 | 0.67116 | 1
391 | 0.67045 | 1
392 | 0.66974 | 1
393 | 0.66904 | 1
394 | 0.66833 | 1
395 | 0.66762 | 1
396 | 0.66692 | 1
397 | 0.66621 | 1
398 | 0.6655 | 1
399 | 0.6648 | 1
400 | 0.66409 | 1
401 | 0.66338 | 1
402 | 0.66267 | 1
403 | 0.66197 | 1
404 | 0.66126 | 1
405 | 0.66055 | 1
406 | 0.65985 | 1
407 | 0.65914 | 1
408 | 0.65843 | 1
409 | 0.65773 | 1
410 | 0.65702 | 1
411 | 0.65631 | 1
412 | 0.65561 | 1
413 | 0.6549 | 1
414 | 0.65419 | 1
415 | 0.65349 | 1
416 | 0.65278 | 1
417 | 0.65207 | 1
418 | 0.65137 | 1
419 | 0.65066 | 1
420 | 0.64995 | 1
421 | 0.64925 | 1
422 | 0.64854 | 1
423 | 0.64783 | 1
424 | 0.64713 | 1
425 | 0.64642 | 1
426 | 0.64571 | 1
427 | 0.64501 | 1
428 | 0.6443 | 1
429 | 0.64359 | 1
430 | 0.64289 | 1
431 | 0.64218 | 1
432 | 0.64147 | 1
433 | 0.64077 | 1
434 | 0.64006 | 1
435 | 0.63935 | 1
436 | 0.63865 | 1
437 | 0.63794 | 1
438 | 0.63723 | 1
439 | 0.63652 | 1
440 | 0.63582 | 1
441 | 0.63511 | 1
442 | 0.6344 | 1
443 | 0.6337 | 1
444 | 0.63299 | 1
445 | 0.63228 | 1
446 | 0.63158 | 1
447 | 0.63087 | 1
448 | 0.63016 | 1
449 | 0.62946 | 1
450 | 0.62875 | 1
451 | 0.62804 | 1
452 | 0.62734 | 1
453 | 0.62663 | 1
454 | 0.62592 | 1
455 | 0.62522 | 1
456 | 0.62451 | 1
457 | 0.6238 | 1
458 | 0.6231 | 1
459 | 0.62239 | 1
460 | 0.62168 | 1
461 | 0.62098 | 1
462 | 0.62027 | 1
463 | 0.61956 | 1
464 | 0.61886 | 1
465 | 0.61815 | 1
466 | 0.61744 | 1
467 | 0.61674 | 1
468 | 0.61603 | 1
469 | 0.61532 | 1
470 | 0.61462 | 1
471 | 0.61391 | 1
472 | 0.6132 | 1
473 | 0.6125 | 1
474 | 0.61179 | 1
475 | 0.61108 | 1
476 | 0.61037 | 1
477 | 0.60967 | 1
478 | 0.60896 | 1
479 | 0.60825 | 1
480 | 0.60755 | 1
481 | 0.60684 | 1
482 | 0.60613 | 1
483 | 0.60543 | 1
484 | 0.60472 | 1
485 | 0.60401 | 1
486 | 0.60331 | 1
487 | 0.6026 | 1
488 | 0.60189 | 1
489 | 0.60119 | 1
490 | 0.60048 | 1
491 | 0.59977 | 1
492 | 0.59907 | 1
493 | 0.59836 | 1
494 | 0.59765 | 1
495 | 0.59695 | 1
496 | 0.59624 | 1
497 | 0.59553 | 1
498 | 0.59483 | 1
499 | 0.59412 | 1
500 | 0.59341 | 1
501 | 0.59271 | 1
502 | 0.592 | 1
503 | 0.59129 | 1
504 | 0.59059 | 1
505 | 0.58988 | 1
506 | 0.58917 | 1
507 | 0.58847 | 1
508 | 0.58776 | 1
509 | 0.58705 | 1
510 | 0.58635 | 1
511 | 0.58564 | 1
512 | 0.58493 | 1
513 | 0.58422 | 1
514 | 0.58352 | 1
515 | 0.58281 | 1
516 | 0.5821 | 1
517 | 0.5814 | 1
518 | 0.58069 | 1
519 | 0.57998 | 1
520 | 0.57928 | 1
521 | 0.57857 | 1
522 | 0.57786 | 1
523 | 0.57716 | 1
524 | 0.57645 | 1
525 | 0.57574 | 1
526 | 0.57504 | 1
527 | 0.57481 | 0.9999
528 | 0.57458 | 0.99979
529 | 0.57435 | 0.99969
530 | 0.57412 | 0.99959
531 | 0.57389 | 0.99949
532 | 0.57366 | 0.99938
533 | 0.57344 | 0.99928
534 | 0.57321 | 0.99918
535 | 0.57298 | 0.99907
536 | 0.57275 | 0.99897
537 | 0.57252 | 0.99887
538 | 0.57229 | 0.99876
539 | 0.57206 | 0.99866
540 | 0.57183 | 0.99856
541 | 0.5716 | 0.99846
542 | 0.57138 | 0.99835
543 | 0.57115 | 0.99825
544 | 0.57092 | 0.99815
545 | 0.57069 | 0.99804
546 | 0.57046 | 0.99794
547 | 0.57023 | 0.99784
548 | 0.57 | 0.99774
549 | 0.56977 | 0.99763
550 | 0.56954 | 0.99753
551 | 0.56932 | 0.99743
552 | 0.56909 | 0.99732
553 | 0.56886 | 0.99722
554 | 0.56863 | 0.99712
555 | 0.5684 | 0.99702
556 | 0.56817 | 0.99691
557 | 0.56794 | 0.99681
558 | 0.56771 | 0.99671
559 | 0.56748 | 0.9966
560 | 0.56726 | 0.9965
561 | 0.56703 | 0.9964
562 | 0.5668 | 0.99629
563 | 0.56657 | 0.99619
564 | 0.56634 | 0.99609
565 | 0.56611 | 0.99599
566 | 0.56588 | 0.99588
567 | 0.56565 | 0.99578
568 | 0.56543 | 0.99568
569 | 0.5652 | 0.99557
570 | 0.56497 | 0.99547
571 | 0.56474 | 0.99537
572 | 0.56451 | 0.99527
573 | 0.56428 | 0.99516
574 | 0.56405 | 0.99506
575 | 0.56382 | 0.99496
576 | 0.56359 | 0.99485
577 | 0.56337 | 0.99475
578 | 0.56314 | 0.99465
579 | 0.56291 | 0.99454
580 | 0.56268 | 0.99444
581 | 0.56245 | 0.99434
582 | 0.56222 | 0.99424
583 | 0.56199 | 0.99413
584 | 0.56176 | 0.99403
585 | 0.56153 | 0.99393
586 | 0.56131 | 0.99382
587 | 0.56108 | 0.99372
588 | 0.56085 | 0.99362
589 | 0.56062 | 0.99352
590 | 0.56039 | 0.99341
591 | 0.56016 | 0.99331
592 | 0.55993 | 0.99321
593 | 0.5597 | 0.9931
594 | 0.55947 | 0.993
595 | 0.55925 | 0.9929
596 | 0.55902 | 0.9928
597 | 0.55879 | 0.99269
598 | 0.55856 | 0.99259
599 | 0.55833 | 0.99249
600 | 0.5581 | 0.99238
601 | 0.55787 | 0.99228
602 | 0.55764 | 0.99218
603 | 0.55742 | 0.99207
604 | 0.55719 | 0.99197
605 | 0.55696 | 0.99187
606 | 0.55673 | 0.99177
607 | 0.5565 | 0.99166
608 | 0.55627 | 0.99156
609 | 0.55604 | 0.99146
610 | 0.55581 | 0.99135
611 | 0.55558 | 0.99125
612 | 0.55536 | 0.99115
613 | 0.55513 | 0.99105
614 | 0.5549 | 0.99094
615 | 0.55467 | 0.99084
616 | 0.55444 | 0.99074
617 | 0.55421 | 0.99063
618 | 0.55398 | 0.99053
619 | 0.55375 | 0.99043
620 | 0.55352 | 0.99032
621 | 0.5533 | 0.99022
622 | 0.55307 | 0.99012
623 | 0.55284 | 0.99002
624 | 0.55261 | 0.98991
625 | 0.55238 | 0.98981
626 | 0.55215 | 0.98971
627 | 0.55192 | 0.9896
628 | 0.55169 | 0.9895
629 | 0.55146 | 0.9894
630 | 0.55124 | 0.9893
631 | 0.55101 | 0.98919
632 | 0.55078 | 0.98909
633 | 0.55055 | 0.98899
634 | 0.55032 | 0.98888
635 | 0.55009 | 0.98878
636 | 0.54986 | 0.98868
637 | 0.54963 | 0.98858
638 | 0.54941 | 0.98847
639 | 0.54918 | 0.98837
640 | 0.54895 | 0.98827
641 | 0.54872 | 0.98816
642 | 0.54849 | 0.98806
643 | 0.54826 | 0.98796
644 | 0.54803 | 0.98785
645 | 0.5478 | 0.98775
646 | 0.54757 | 0.98765
647 | 0.54735 | 0.98755
648 | 0.54712 | 0.98744
649 | 0.54689 | 0.98734
650 | 0.54666 | 0.98724
651 | 0.54643 | 0.98713
652 | 0.5462 | 0.98703
653 | 0.54597 | 0.98693
654 | 0.54574 | 0.98683
655 | 0.54551 | 0.98672
656 | 0.54529 | 0.98662
657 | 0.54506 | 0.98652
658 | 0.54483 | 0.98641
659 | 0.5446 | 0.98631
660 | 0.54437 | 0.98621
661 | 0.54414 | 0.9861
662 | 0.54391 | 0.986
663 | 0.54368 | 0.9859
664 | 0.54345 | 0.9858
665 | 0.54323 | 0.98569
666 | 0.543 | 0.98559
667 | 0.54277 | 0.98549
668 | 0.54254 | 0.98538
669 | 0.54231 | 0.98528
670 | 0.54208 | 0.98518
671 | 0.54185 | 0.98508
672 | 0.54162 | 0.98497
673 | 0.5414 | 0.98487
674 | 0.54117 | 0.98477
675 | 0.54094 | 0.98466
676 | 0.54071 | 0.98456
677 | 0.54048 | 0.98446
678 | 0.54025 | 0.98435
679 | 0.54002 | 0.98425
680 | 0.53979 | 0.98415
681 | 0.53956 | 0.98405
682 | 0.53934 | 0.98394
683 | 0.53911 | 0.98384
684 | 0.53888 | 0.98374
685 | 0.53865 | 0.98363
686 | 0.53842 | 0.98353
687 | 0.53819 | 0.98343
688 | 0.53796 | 0.98333
689 | 0.53773 | 0.98322
690 | 0.5375 | 0.98312
691 | 0.53728 | 0.98302
692 | 0.53705 | 0.98291
693 | 0.53682 | 0.98281
694 | 0.53659 | 0.98271
695 | 0.53636 | 0.98261
696 | 0.53613 | 0.9825
697 | 0.5359 | 0.9824
698 | 0.53567 | 0.9823
699 | 0.53544 | 0.98219
700 | 0.53522 | 0.98209
701 | 0.53499 | 0.98199
702 | 0.53476 | 0.98188
703 | 0.53453 | 0.98178
704 | 0.5343 | 0.98168
705 | 0.53407 | 0.98158
706 | 0.53384 | 0.98147
707 | 0.53361 | 0.98137
708 | 0.53339 | 0.98127
709 | 0.53316 | 0.98116
710 | 0.53293 | 0.98106
711 | 0.5327 | 0.98096
712 | 0.53247 | 0.98086
713 | 0.53224 | 0.98075
714 | 0.53201 | 0.98065
715 | 0.53178 | 0.98055
716 | 0.53155 | 0.98044
717 | 0.53133 | 0.98034
718 | 0.5311 | 0.98024
719 | 0.53087 | 0.98013
720 | 0.53064 | 0.98003
721 | 0.53041 | 0.97993
722 | 0.53018 | 0.97983
723 | 0.52995 | 0.97972
724 | 0.52972 | 0.97962
725 | 0.52949 | 0.97952
726 | 0.52927 | 0.97941
727 | 0.52904 | 0.97931
728 | 0.52881 | 0.97921
729 | 0.52858 | 0.97911
730 | 0.52835 | 0.979
731 | 0.52812 | 0.9789
732 | 0.52789 | 0.9788
733 | 0.52766 | 0.97869
734 | 0.52743 | 0.97859
735 | 0.52721 | 0.97849
736 | 0.52698 | 0.97839
737 | 0.52675 | 0.97828
738 | 0.52652 | 0.97818
739 | 0.52629 | 0.97808
740 | 0.52606 | 0.97797
741 | 0.52583 | 0.97787
742 | 0.5256 | 0.97777
743 | 0.52538 | 0.97766
744 | 0.52515 | 0.97756
745 | 0.52492 | 0.97746
746 | 0.52469 | 0.97736
747 | 0.52446 | 0.97725
748 | 0.52423 | 0.97715
749 | 0.524 | 0.97705
750 | 0.52377 | 0.97694
751 | 0.52354 | 0.97684
752 | 0.52332 | 0.97674
753 | 0.52309 | 0.97664
754 | 0.52286 | 0.97653
755 | 0.52263 | 0.97643
756 | 0.5224 | 0.97633
757 | 0.52217 | 0.97622
758 | 0.52194 | 0.97612
759 | 0.52171 | 0.97602
760 | 0.52148 | 0.97591
761 | 0.52126 | 0.97581
762 | 0.52103 | 0.97571
763 | 0.5208 | 0.97561
764 | 0.52057 | 0.9755
765 | 0.52034 | 0.9754
766 | 0.52011 | 0.9753
767 | 0.51988 | 0.97519
768 | 0.51965 | 0.97509
769 | 0.51942 | 0.97499
770 | 0.5192 | 0.97489
771 | 0.51897 | 0.97478
772 | 0.51874 | 0.97468
773 | 0.51851 | 0.97458
774 | 0.51828 | 0.97447
775 | 0.51805 | 0.97437
776 | 0.51782 | 0.97427
777 | 0.51759 | 0.97417
778 | 0.51737 | 0.97406
779 | 0.51714 | 0.97396
780 | 0.51691 | 0.97386
781 | 0.51668 | 0.97375
782 | 0.51645 | 0.97365
783 | 0.51622 | 0.97355
784 | 0.51599 | 0.97344
785 | 0.51576 | 0.97334
786 | 0.51553 | 0.97324
787 | 0.51531 | 0.97314
788 | 0.51508 | 0.97303
789 | 0.51485 | 0.97293
790 | 0.51462 | 0.97283
791 | 0.51439 | 0.97272
792 | 0.51416 | 0.97262
793 | 0.51393 | 0.97252
794 | 0.5137 | 0.97242
795 | 0.51347 | 0.97231
796 | 0.51325 | 0.97221
797 | 0.51302 | 0.97211
798 | 0.51279 | 0.972
799 | 0.51256 | 0.9719
800 | 0.51233 | 0.9718
801 | 0.5121 | 0.97169
802 | 0.51187 | 0.97159
803 | 0.51164 | 0.97149
804 | 0.51141 | 0.97139
805 | 0.51119 | 0.97128
806 | 0.51096 | 0.97118
807 | 0.51073 | 0.97108
808 | 0.5105 | 0.97097
809 | 0.51027 | 0.97087
810 | 0.51004 | 0.97077
811 | 0.50981 | 0.97067
812 | 0.50958 | 0.97056
813 | 0.50936 | 0.97046
814 | 0.50913 | 0.97036
815 | 0.5089 | 0.97025
816 | 0.50867 | 0.97015
817 | 0.50844 | 0.97005
818 | 0.50821 | 0.96995
819 | 0.50798 | 0.96984
820 | 0.50775 | 0.96974
821 | 0.50752 | 0.96964
822 | 0.5073 | 0.96953
823 | 0.50707 | 0.96943
824 | 0.50684 | 0.96933
825 | 0.50661 | 0.96922
826 | 0.50638 | 0.96912
827 | 0.50615 | 0.96902
828 | 0.50592 | 0.96892
829 | 0.50569 | 0.96881
830 | 0.50546 | 0.96871
831 | 0.50524 | 0.96861
832 | 0.50501 | 0.9685
833 | 0.50478 | 0.9684
834 | 0.50455 | 0.9683
835 | 0.50432 | 0.9682
836 | 0.50409 | 0.96809
837 | 0.50386 | 0.96799
838 | 0.50363 | 0.96789
839 | 0.50341 | 0.96778
840 | 0.50318 | 0.96768
841 | 0.50295 | 0.96758
842 | 0.50272 | 0.96747
843 | 0.50249 | 0.96737
844 | 0.50226 | 0.96727
845 | 0.50203 | 0.96717
846 | 0.5018 | 0.96706
847 | 0.50157 | 0.96696
848 | 0.50135 | 0.96686
849 | 0.50112 | 0.96675
850 | 0.50089 | 0.96665
851 | 0.50066 | 0.96655
852 | 0.50043 | 0.96645
853 | 0.5002 | 0.96634
854 | 0.49997 | 0.96624
855 | 0.49974 | 0.96614
856 | 0.49951 | 0.96603
857 | 0.49929 | 0.96593
858 | 0.49906 | 0.96583
859 | 0.49883 | 0.96573
860 | 0.4986 | 0.96562
861 | 0.49837 | 0.96552
862 | 0.49814 | 0.96542
863 | 0.49791 | 0.96531
864 | 0.49768 | 0.96521
865 | 0.49745 | 0.96511
866 | 0.49723 | 0.965
867 | 0.497 | 0.9649
868 | 0.49677 | 0.9648
869 | 0.49654 | 0.9647
870 | 0.49631 | 0.96459
871 | 0.49608 | 0.96449
872 | 0.49585 | 0.96439
873 | 0.49562 | 0.96428
874 | 0.4954 | 0.96418
875 | 0.49517 | 0.96408
876 | 0.49494 | 0.96398
877 | 0.49471 | 0.96387
878 | 0.49448 | 0.96377
879 | 0.49425 | 0.96367
880 | 0.49402 | 0.96356
881 | 0.49379 | 0.96346
882 | 0.49356 | 0.96336
883 | 0.49334 | 0.96325
884 | 0.49311 | 0.96315
885 | 0.49288 | 0.96305
886 | 0.49265 | 0.96295
887 | 0.49242 | 0.96284
888 | 0.49219 | 0.96274
889 | 0.49196 | 0.96264
890 | 0.49173 | 0.96253
891 | 0.4915 | 0.96243
892 | 0.49128 | 0.96233
893 | 0.49105 | 0.96223
894 | 0.49082 | 0.96212
895 | 0.49059 | 0.96202
896 | 0.49036 | 0.96192
897 | 0.49013 | 0.96181
898 | 0.4899 | 0.96171
899 | 0.48967 | 0.96161
900 | 0.48944 | 0.96151
901 | 0.48922 | 0.9614
902 | 0.48899 | 0.9613
903 | 0.48876 | 0.9612
904 | 0.48853 | 0.96109
905 | 0.4883 | 0.96099
906 | 0.48807 | 0.96089
907 | 0.48784 | 0.96078
908 | 0.48761 | 0.96068
909 | 0.48739 | 0.96058
910 | 0.48716 | 0.96048
911 | 0.48693 | 0.96037
912 | 0.4867 | 0.96027
913 | 0.48647 | 0.96017
914 | 0.48624 | 0.96006
915 | 0.48601 | 0.95996
916 | 0.48578 | 0.95986
917 | 0.48555 | 0.95976
918 | 0.48533 | 0.95965
919 | 0.4851 | 0.95955
920 | 0.48487 | 0.95945
921 | 0.48464 | 0.95934
922 | 0.48441 | 0.95924
923 | 0.48418 | 0.95914
924 | 0.48395 | 0.95903
925 | 0.48372 | 0.95893
926 | 0.48349 | 0.95883
927 | 0.48327 | 0.95873
928 | 0.48304 | 0.95862
929 | 0.48281 | 0.95852
930 | 0.48258 | 0.95842
931 | 0.48235 | 0.95831
932 | 0.48212 | 0.95821
933 | 0.48189 | 0.95811
934 | 0.48166 | 0.95801
935 | 0.48143 | 0.9579
936 | 0.48121 | 0.9578
937 | 0.48098 | 0.9577
938 | 0.48075 | 0.95759
939 | 0.48052 | 0.95749
940 | 0.48029 | 0.95739
941 | 0.48006 | 0.95729
942 | 0.47983 | 0.95718
943 | 0.4796 | 0.95708
944 | 0.47938 | 0.95698
945 | 0.47915 | 0.95687
946 | 0.47892 | 0.95677
947 | 0.47869 | 0.95667
948 | 0.47846 | 0.95656
949 | 0.47823 | 0.95646
950 | 0.47814 | 0.95629
951 | 0.47805 | 0.95611
952 | 0.47797 | 0.95593
953 | 0.47788 | 0.95576
954 | 0.47779 | 0.95558
955 | 0.4777 | 0.95541
956 | 0.47761 | 0.95523
957 | 0.47753 | 0.95505
958 | 0.47744 | 0.95488
959 | 0.47735 | 0.9547
960 | 0.47726 | 0.95453
961 | 0.47718 | 0.95435
962 | 0.47709 | 0.95417
963 | 0.477 | 0.954
964 | 0.47691 | 0.95382
965 | 0.47682 | 0.95365
966 | 0.47674 | 0.95347
967 | 0.47665 | 0.95329
968 | 0.47656 | 0.95312
969 | 0.47647 | 0.95294
970 | 0.47638 | 0.95277
971 | 0.4763 | 0.95259
972 | 0.47621 | 0.95241
973 | 0.47612 | 0.95224
974 | 0.47603 | 0.95206
975 | 0.47594 | 0.95189
976 | 0.47586 | 0.95171
977 | 0.47577 | 0.95153
978 | 0.47568 | 0.95136
979 | 0.47559 | 0.95118
980 | 0.4755 | 0.95101
981 | 0.47542 | 0.95083
982 | 0.47533 | 0.95066
983 | 0.47524 | 0.95048
984 | 0.47515 | 0.9503
985 | 0.47506 | 0.95013
986 | 0.47498 | 0.94995
987 | 0.47489 | 0.94978
988 | 0.4748 | 0.9496
989 | 0.47471 | 0.94942
990 | 0.47462 | 0.94925
991 | 0.47454 | 0.94907
992 | 0.47445 | 0.9489
993 | 0.47436 | 0.94872
994 | 0.47427 | 0.94854
995 | 0.47418 | 0.94837
996 | 0.4741 | 0.94819
997 | 0.47401 | 0.94802
998 | 0.47392 | 0.94784
999 | 0.47383 | 0.94766
1000 | 0.47374 | 0.94749
1001 | 0.47366 | 0.94731
1002 | 0.47357 | 0.94714
1003 | 0.47348 | 0.94696
1004 | 0.47339 | 0.94678
1005 | 0.4733 | 0.94661
1006 | 0.47322 | 0.94643
1007 | 0.47313 | 0.94626
1008 | 0.47304 | 0.94608
1009 | 0.47295 | 0.9459
1010 | 0.47286 | 0.94573
1011 | 0.47278 | 0.94555
1012 | 0.47269 | 0.94538
1013 | 0.4726 | 0.9452
1014 | 0.47251 | 0.94502
1015 | 0.47242 | 0.94485
1016 | 0.47234 | 0.94467
1017 | 0.47225 | 0.9445
1018 | 0.47216 | 0.94432
1019 | 0.47207 | 0.94414
1020 | 0.47198 | 0.94397
1021 | 0.4719 | 0.94379
1022 | 0.47181 | 0.94362
1023 | 0.47172 | 0.94344
1024 | 0.47163 | 0.94326
1025 | 0.47154 | 0.94309
1026 | 0.47146 | 0.94291
1027 | 0.47137 | 0.94274
1028 | 0.47128 | 0.94256
1029 | 0.47119 | 0.94239
1030 | 0.4711 | 0.94221
1031 | 0.47102 | 0.94203
1032 | 0.47093 | 0.94186
1033 | 0.47084 | 0.94168
1034 | 0.47075 | 0.94151
1035 | 0.47066 | 0.94133
1036 | 0.47058 | 0.94115
1037 | 0.47049 | 0.94098
1038 | 0.4704 | 0.9408
1039 | 0.47031 | 0.94063
1040 | 0.47022 | 0.94045
1041 | 0.47014 | 0.94027
1042 | 0.47005 | 0.9401
1043 | 0.46996 | 0.93992
1044 | 0.46987 | 0.93975
1045 | 0.46978 | 0.93957
1046 | 0.4697 | 0.93939
1047 | 0.46961 | 0.93922
1048 | 0.46952 | 0.93904
1049 | 0.46943 | 0.93887
1050 | 0.46934 | 0.93869
1051 | 0.46926 | 0.93851
1052 | 0.46917 | 0.93834
1053 | 0.46908 | 0.93816
1054 | 0.46899 | 0.93799
1055 | 0.46891 | 0.93781
1056 | 0.46882 | 0.93763
1057 | 0.46873 | 0.93746
1058 | 0.46864 | 0.93728
1059 | 0.46855 | 0.93711
1060 | 0.46847 | 0.93693
1061 | 0.46838 | 0.93675
1062 | 0.46829 | 0.93658
1063 | 0.4682 | 0.9364
1064 | 0.46811 | 0.93623
1065 | 0.46803 | 0.93605
1066 | 0.46794 | 0.93587
1067 | 0.46785 | 0.9357
1068 | 0.46776 | 0.93552
1069 | 0.46767 | 0.93535
1070 | 0.46759 | 0.93517
1071 | 0.4675 | 0.93499
1072 | 0.46741 | 0.93482
1073 | 0.46732 | 0.93464
1074 | 0.46723 | 0.93447
1075 | 0.46715 | 0.93429
1076 | 0.46706 | 0.93412
1077 | 0.46697 | 0.93394
1078 | 0.46688 | 0.93376
1079 | 0.46679 | 0.93359
1080 | 0.46671 | 0.93341
1081 | 0.46662 | 0.93324
1082 | 0.46653 | 0.93306
1083 | 0.46644 | 0.93288
1084 | 0.46635 | 0.93271
1085 | 0.46627 | 0.93253
1086 | 0.46618 | 0.93236
1087 | 0.46609 | 0.93218
1088 | 0.466 | 0.932
1089 | 0.46591 | 0.93183
1090 | 0.46583 | 0.93165
1091 | 0.46574 | 0.93148
1092 | 0.46565 | 0.9313
1093 | 0.46556 | 0.93112
1094 | 0.46547 | 0.93095
1095 | 0.46539 | 0.93077
1096 | 0.4653 | 0.9306
1097 | 0.46521 | 0.93042
1098 | 0.46512 | 0.93024
1099 | 0.46503 | 0.93007
1100 | 0.46495 | 0.92989
1101 | 0.46486 | 0.92972
1102 | 0.46477 | 0.92954
1103 | 0.46468 | 0.92936
1104 | 0.46459 | 0.92919
1105 | 0.46451 | 0.92901
1106 | 0.46442 | 0.92884
1107 | 0.46433 | 0.92866
1108 | 0.46424 | 0.92848
1109 | 0.46415 | 0.92831
1110 | 0.46407 | 0.92813
1111 | 0.46398 | 0.92796
1112 | 0.46389 | 0.92778
1113 | 0.4638 | 0.9276
1114 | 0.46371 | 0.92743
1115 | 0.46363 | 0.92725
1116 | 0.46354 | 0.92708
1117 | 0.46345 | 0.9269
1118 | 0.46336 | 0.92672
1119 | 0.46327 | 0.92655
1120 | 0.46319 | 0.92637
1121 | 0.4631 | 0.9262
1122 | 0.46301 | 0.92602
1123 | 0.46292 | 0.92585
1124 | 0.46283 | 0.92567
1125 | 0.46275 | 0.92549
1126 | 0.46266 | 0.92532
1127 | 0.46257 | 0.92514
1128 | 0.46248 | 0.92497
1129 | 0.46239 | 0.92479
1130 | 0.46231 | 0.92461
1131 | 0.46222 | 0.92444
1132 | 0.46213 | 0.92426
1133 | 0.46204 | 0.92409
1134 | 0.46195 | 0.92391
1135 | 0.46187 | 0.92373
1136 | 0.46178 | 0.92356
1137 | 0.46169 | 0.92338
1138 | 0.4616 | 0.92321
1139 | 0.46151 | 0.92303
1140 | 0.46143 | 0.92285
1141 | 0.46134 | 0.92268
1142 | 0.46125 | 0.9225
1143 | 0.46116 | 0.92233
1144 | 0.46107 | 0.92215
1145 | 0.46099 | 0.92197
1146 | 0.4609 | 0.9218
1147 | 0.46081 | 0.92162
1148 | 0.46072 | 0.92145
1149 | 0.46064 | 0.92127
1150 | 0.46055 | 0.92109
1151 | 0.46046 | 0.92092
1152 | 0.46037 | 0.92074
1153 | 0.46028 | 0.92057
1154 | 0.4602 | 0.92039
1155 | 0.46011 | 0.92021
1156 | 0.46002 | 0.92004
1157 | 0.45993 | 0.91986
1158 | 0.45984 | 0.91969
1159 | 0.45976 | 0.91951
1160 | 0.45967 | 0.91933
1161 | 0.45958 | 0.91916
1162 | 0.45949 | 0.91898
1163 | 0.4594 | 0.91881
1164 | 0.45932 | 0.91863
1165 | 0.45923 | 0.91845
1166 | 0.45914 | 0.91828
1167 | 0.45905 | 0.9181
1168 | 0.45896 | 0.91793
1169 | 0.45888 | 0.91775
1170 | 0.45879 | 0.91758
1171 | 0.4587 | 0.9174
1172 | 0.45861 | 0.91722
1173 | 0.45852 | 0.91705
1174 | 0.45844 | 0.91687
1175 | 0.45835 | 0.9167
1176 | 0.45826 | 0.91652
1177 | 0.45817 | 0.91634
1178 | 0.45808 | 0.91617
1179 | 0.458 | 0.91599
1180 | 0.45791 | 0.91582
1181 | 0.45782 | 0.91564
1182 | 0.45773 | 0.91546
1183 | 0.45764 | 0.91529
1184 | 0.45756 | 0.91511
1185 | 0.45747 | 0.91494
1186 | 0.45738 | 0.91476
1187 | 0.45729 | 0.91458
1188 | 0.4572 | 0.91441
1189 | 0.45712 | 0.91423
1190 | 0.45703 | 0.91406
1191 | 0.45694 | 0.91388
1192 | 0.45685 | 0.9137
1193 | 0.45676 | 0.91353
1194 | 0.45668 | 0.91335
1195 | 0.45659 | 0.91318
1196 | 0.4565 | 0.913
1197 | 0.45641 | 0.91282
1198 | 0.45632 | 0.91265
1199 | 0.45624 | 0.91247
1200 | 0.45615 | 0.9123
1201 | 0.45606 | 0.91212
1202 | 0.45597 | 0.91194
1203 | 0.45588 | 0.91177
1204 | 0.4558 | 0.91159
1205 | 0.45571 | 0.91142
1206 | 0.45562 | 0.91124
1207 | 0.45553 | 0.91106
1208 | 0.45544 | 0.91089
1209 | 0.45536 | 0.91071
1210 | 0.45527 | 0.91054
1211 | 0.45518 | 0.91036
1212 | 0.45509 | 0.91018
1213 | 0.455 | 0.91001
1214 | 0.45492 | 0.90983
1215 | 0.45483 | 0.90966
1216 | 0.45474 | 0.90948
1217 | 0.45465 | 0.90931
1218 | 0.45456 | 0.90913
1219 | 0.45448 | 0.90895
1220 | 0.45439 | 0.90878
1221 | 0.4543 | 0.9086
1222 | 0.45421 | 0.90843
1223 | 0.45412 | 0.90825
1224 | 0.45404 | 0.90807
1225 | 0.45395 | 0.9079
1226 | 0.45386 | 0.90772
1227 | 0.45377 | 0.90755
1228 | 0.45368 | 0.90737
1229 | 0.4536 | 0.90719
1230 | 0.45351 | 0.90702
1231 | 0.45342 | 0.90684
1232 | 0.45333 | 0.90667
1233 | 0.45324 | 0.90649
1234 | 0.45316 | 0.90631
1235 | 0.45307 | 0.90614
1236 | 0.45298 | 0.90596
1237 | 0.45289 | 0.90579
1238 | 0.4528 | 0.90561
1239 | 0.45272 | 0.90543
1240 | 0.45263 | 0.90526
1241 | 0.45254 | 0.90508
1242 | 0.45245 | 0.90491
1243 | 0.45237 | 0.90473
1244 | 0.45228 | 0.90455
1245 | 0.45219 | 0.90438
1246 | 0.4521 | 0.9042
1247 | 0.45201 | 0.90403
1248 | 0.45193 | 0.90385
1249 | 0.45184 | 0.90367
1250 | 0.45175 | 0.9035
1251 | 0.45166 | 0.90332
1252 | 0.45157 | 0.90315
1253 | 0.45149 | 0.90297
1254 | 0.4514 | 0.90279
1255 | 0.45131 | 0.90262
1256 | 0.45122 | 0.90244
1257 | 0.45113 | 0.90227
1258 | 0.45105 | 0.90209
1259 | 0.45096 | 0.90191
1260 | 0.45087 | 0.90174
1261 | 0.45078 | 0.90156
1262 | 0.45069 | 0.90139
1263 | 0.45061 | 0.90121
1264 | 0.45052 | 0.90104
1265 | 0.45043 | 0.90086
1266 | 0.45034 | 0.90068
1267 | 0.45025 | 0.90051
1268 | 0.45017 | 0.90033
1269 | 0.45008 | 0.90016
1270 | 0.44999 | 0.89998
1271 | 0.4499 | 0.8998
1272 | 0.44981 | 0.89963
1273 | 0.44973 | 0.89945
1274 | 0.44964 | 0.89928
1275 | 0.44955 | 0.8991
1276 | 0.44946 | 0.89892
1277 | 0.44937 | 0.89875
1278 | 0.44929 | 0.89857
1279 | 0.4492 | 0.8984
1280 | 0.44911 | 0.89822
1281 | 0.44902 | 0.89804
1282 | 0.44893 | 0.89787
1283 | 0.44885 | 0.89769
1284 | 0.44876 | 0.89752
1285 | 0.44867 | 0.89734
1286 | 0.44858 | 0.89716
1287 | 0.44849 | 0.89699
1288 | 0.44841 | 0.89681
1289 | 0.44832 | 0.89664
1290 | 0.44823 | 0.89646
1291 | 0.44814 | 0.89628
1292 | 0.44805 | 0.89611
1293 | 0.44797 | 0.89593
1294 | 0.44788 | 0.89576
1295 | 0.44779 | 0.89558
1296 | 0.4477 | 0.8954
1297 | 0.44761 | 0.89523
1298 | 0.44753 | 0.89505
1299 | 0.44744 | 0.89488
1300 | 0.44735 | 0.8947
1301 | 0.44726 | 0.89452
1302 | 0.44717 | 0.89435
1303 | 0.44709 | 0.89417
1304 | 0.447 | 0.894
1305 | 0.44691 | 0.89382
1306 | 0.44682 | 0.89364
1307 | 0.44673 | 0.89347
1308 | 0.44665 | 0.89329
1309 | 0.44656 | 0.89312
1310 | 0.44647 | 0.89294
1311 | 0.44638 | 0.89277
1312 | 0.44629 | 0.89259
1313 | 0.44621 | 0.89241
1314 | 0.44612 | 0.89224
1315 | 0.44603 | 0.89206
1316 | 0.44594 | 0.89189
1317 | 0.44585 | 0.89171
1318 | 0.44577 | 0.89153
1319 | 0.44568 | 0.89136
1320 | 0.44559 | 0.89118
1321 | 0.4455 | 0.89101
1322 | 0.44541 | 0.89083
1323 | 0.44533 | 0.89065
1324 | 0.44524 | 0.89048
1325 | 0.44515 | 0.8903
1326 | 0.44506 | 0.89013
1327 | 0.44497 | 0.88995
1328 | 0.44489 | 0.88977
1329 | 0.4448 | 0.8896
1330 | 0.44471 | 0.88942
1331 | 0.44462 | 0.88925
1332 | 0.44453 | 0.88907
1333 | 0.44445 | 0.88889
1334 | 0.44436 | 0.88872
1335 | 0.44427 | 0.88854
1336 | 0.44418 | 0.88837
1337 | 0.4441 | 0.88819
1338 | 0.44401 | 0.88801
1339 | 0.44392 | 0.88784
1340 | 0.44383 | 0.88766
1341 | 0.44374 | 0.88749
1342 | 0.44366 | 0.88731
1343 | 0.44357 | 0.88713
1344 | 0.44348 | 0.88696
1345 | 0.44339 | 0.88678
1346 | 0.4433 | 0.88661
1347 | 0.44322 | 0.88643
1348 | 0.44313 | 0.88625
1349 | 0.44304 | 0.88608
1350 | 0.44295 | 0.8859
1351 | 0.44286 | 0.88573
1352 | 0.44278 | 0.88555
1353 | 0.44269 | 0.88537
1354 | 0.4426 | 0.8852
1355 | 0.44251 | 0.88502
1356 | 0.44242 | 0.88485
1357 | 0.44234 | 0.88467
1358 | 0.44225 | 0.8845
1359 | 0.44216 | 0.88432
1360 | 0.44207 | 0.88414
1361 | 0.44198 | 0.88397
1362 | 0.4419 | 0.88379
1363 | 0.44181 | 0.88362
1364 | 0.44172 | 0.88344
1365 | 0.44163 | 0.88326
1366 | 0.44154 | 0.88309
1367 | 0.44146 | 0.88291
1368 | 0.44137 | 0.88274
1369 | 0.44128 | 0.88256
1370 | 0.44119 | 0.88238
1371 | 0.4411 | 0.88221
1372 | 0.44102 | 0.88203
1373 | 0.44093 | 0.88186
1374 | 0.44085 | 0.8817
1375 | 0.44078 | 0.88155
1376 | 0.4407 | 0.8814
1377 | 0.44062 | 0.88125
1378 | 0.44055 | 0.8811
1379 | 0.44047 | 0.88095
1380 | 0.4404 | 0.88079
1381 | 0.44032 | 0.88064
1382 | 0.44025 | 0.88049
1383 | 0.44017 | 0.88034
1384 | 0.44009 | 0.88019
1385 | 0.44002 | 0.88003
1386 | 0.43994 | 0.87988
1387 | 0.43987 | 0.87973
1388 | 0.43979 | 0.87958
1389 | 0.43971 | 0.87943
1390 | 0.43964 | 0.87928
1391 | 0.43956 | 0.87912
1392 | 0.43949 | 0.87897
1393 | 0.43941 | 0.87882
1394 | 0.43933 | 0.87867
1395 | 0.43926 | 0.87852
1396 | 0.43918 | 0.87837
1397 | 0.43911 | 0.87821
1398 | 0.43903 | 0.87806
1399 | 0.43896 | 0.87791
1400 | 0.43888 | 0.87776
1401 | 0.4388 | 0.87761
1402 | 0.43873 | 0.87746
1403 | 0.43865 | 0.8773
1404 | 0.43858 | 0.87715
1405 | 0.4385 | 0.877
1406 | 0.43842 | 0.87685
1407 | 0.43835 | 0.8767
1408 | 0.43827 | 0.87654
1409 | 0.4382 | 0.87639
1410 | 0.43812 | 0.87624
1411 | 0.43804 | 0.87609
1412 | 0.43797 | 0.87594
1413 | 0.43789 | 0.87579
1414 | 0.43782 | 0.87563
1415 | 0.43774 | 0.87548
1416 | 0.43767 | 0.87533
1417 | 0.43759 | 0.87518
1418 | 0.43751 | 0.87503
1419 | 0.43744 | 0.87488
1420 | 0.43736 | 0.87472
1421 | 0.43729 | 0.87457
1422 | 0.43721 | 0.87442
1423 | 0.43713 | 0.87427
1424 | 0.43706 | 0.87412
1425 | 0.43698 | 0.87397
1426 | 0.43691 | 0.87381
1427 | 0.43683 | 0.87366
1428 | 0.43676 | 0.87351
1429 | 0.43668 | 0.87336
1430 | 0.4366 | 0.87321
1431 | 0.43653 | 0.87305
1432 | 0.43645 | 0.8729
1433 | 0.43638 | 0.87275
1434 | 0.4363 | 0.8726
1435 | 0.43622 | 0.87245
1436 | 0.43615 | 0.8723
1437 | 0.43607 | 0.87214
1438 | 0.436 | 0.87199
1439 | 0.43592 | 0.87184
1440 | 0.43584 | 0.87169
1441 | 0.43577 | 0.87154
1442 | 0.43569 | 0.87139
1443 | 0.43562 | 0.87123
1444 | 0.43554 | 0.87108
1445 | 0.43547 | 0.87093
1446 | 0.43539 | 0.87078
1447 | 0.43531 | 0.87063
1448 | 0.43524 | 0.87048
1449 | 0.43516 | 0.87032
1450 | 0.43509 | 0.87017
1451 | 0.43501 | 0.87002
1452 | 0.43493 | 0.86987
1453 | 0.43486 | 0.86972
1454 | 0.43478 | 0.86956
1455 | 0.43471 | 0.86941
1456 | 0.43463 | 0.86926
1457 | 0.43455 | 0.86911
1458 | 0.43448 | 0.86896
1459 | 0.4344 | 0.86881
1460 | 0.43433 | 0.86865
1461 | 0.43425 | 0.8685
1462 | 0.43418 | 0.86835
1463 | 0.4341 | 0.8682
1464 | 0.43402 | 0.86805
1465 | 0.43395 | 0.8679
1466 | 0.43387 | 0.86774
1467 | 0.4338 | 0.86759
1468 | 0.43372 | 0.86744
1469 | 0.43364 | 0.86729
1470 | 0.43357 | 0.86714
1471 | 0.43349 | 0.86699
1472 | 0.43342 | 0.86683
1473 | 0.43334 | 0.86668
1474 | 0.43326 | 0.86653
1475 | 0.43319 | 0.86638
1476 | 0.43311 | 0.86623
1477 | 0.43304 | 0.86607
1478 | 0.43296 | 0.86592
1479 | 0.43289 | 0.86577
1480 | 0.43281 | 0.86562
1481 | 0.43273 | 0.86547
1482 | 0.43266 | 0.86532
1483 | 0.43258 | 0.86516
1484 | 0.43251 | 0.86501
1485 | 0.43243 | 0.86486
1486 | 0.43235 | 0.86471
1487 | 0.43228 | 0.86456
1488 | 0.4322 | 0.86441
1489 | 0.43213 | 0.86425
1490 | 0.43205 | 0.8641
1491 | 0.43198 | 0.86395
1492 | 0.4319 | 0.8638
1493 | 0.43182 | 0.86365
1494 | 0.43175 | 0.8635
1495 | 0.43167 | 0.86334
1496 | 0.4316 | 0.86319
1497 | 0.43152 | 0.86304
1498 | 0.43144 | 0.86289
1499 | 0.43137 | 0.86274
1500 | 0.43129 | 0.86258
1501 | 0.43122 | 0.86243
1502 | 0.43114 | 0.86228
1503 | 0.43106 | 0.86213
1504 | 0.43099 | 0.86198
1505 | 0.43091 | 0.86183
1506 | 0.43084 | 0.86167
1507 | 0.43076 | 0.86152
1508 | 0.43069 | 0.86137
1509 | 0.43061 | 0.86122
1510 | 0.43053 | 0.86107
1511 | 0.43046 | 0.86092
1512 | 0.43038 | 0.86076
1513 | 0.43031 | 0.86061
1514 | 0.43023 | 0.86046
1515 | 0.43015 | 0.86031
1516 | 0.43008 | 0.86016
1517 | 0.43 | 0.86001
1518 | 0.42993 | 0.85985
1519 | 0.42985 | 0.8597
1520 | 0.42977 | 0.85955
1521 | 0.4297 | 0.8594
1522 | 0.42962 | 0.85925
1523 | 0.42955 | 0.85909
1524 | 0.42947 | 0.85894
1525 | 0.4294 | 0.85879
1526 | 0.42932 | 0.85864
1527 | 0.42924 | 0.85849
1528 | 0.42917 | 0.85834
1529 | 0.42909 | 0.85818
1530 | 0.42902 | 0.85803
1531 | 0.42894 | 0.85788
1532 | 0.42886 | 0.85773
1533 | 0.42879 | 0.85758
1534 | 0.42871 | 0.85743
1535 | 0.42864 | 0.85727
1536 | 0.42856 | 0.85712
1537 | 0.42849 | 0.85697
1538 | 0.42841 | 0.85682
1539 | 0.42833 | 0.85667
1540 | 0.42826 | 0.85652
1541 | 0.42818 | 0.85636
1542 | 0.42811 | 0.85621
1543 | 0.42803 | 0.85606
1544 | 0.42795 | 0.85591
1545 | 0.42788 | 0.85576
1546 | 0.4278 | 0.8556
1547 | 0.42773 | 0.85545
1548 | 0.42765 | 0.8553
1549 | 0.42757 | 0.85515
1550 | 0.4275 | 0.855
1551 | 0.42742 | 0.85485
1552 | 0.42735 | 0.85469
1553 | 0.42727 | 0.85454
1554 | 0.4272 | 0.85439
1555 | 0.42712 | 0.85424
1556 | 0.42704 | 0.85409
1557 | 0.42697 | 0.85394
1558 | 0.42689 | 0.85378
1559 | 0.42682 | 0.85363
1560 | 0.42674 | 0.85348
1561 | 0.42666 | 0.85333
1562 | 0.42659 | 0.85318
1563 | 0.42651 | 0.85303
1564 | 0.42644 | 0.85287
1565 | 0.42636 | 0.85272
1566 | 0.42628 | 0.85257
1567 | 0.42621 | 0.85242
1568 | 0.42613 | 0.85227
1569 | 0.42606 | 0.85211
1570 | 0.42598 | 0.85196
1571 | 0.42591 | 0.85181
1572 | 0.42583 | 0.85166
1573 | 0.42575 | 0.85151
1574 | 0.42568 | 0.85136
1575 | 0.4256 | 0.8512
1576 | 0.42553 | 0.85105
1577 | 0.42545 | 0.8509
1578 | 0.42537 | 0.85075
1579 | 0.4253 | 0.8506
1580 | 0.42522 | 0.85045
1581 | 0.42515 | 0.85029
1582 | 0.42507 | 0.85014
1583 | 0.425 | 0.84999
1584 | 0.42492 | 0.84984
1585 | 0.42484 | 0.84969
1586 | 0.42477 | 0.84954
1587 | 0.42469 | 0.84938
1588 | 0.42462 | 0.84923
1589 | 0.42454 | 0.84908
1590 | 0.42446 | 0.84893
1591 | 0.42439 | 0.84878
1592 | 0.42431 | 0.84862
1593 | 0.42424 | 0.84847
1594 | 0.42416 | 0.84832
1595 | 0.42408 | 0.84817
1596 | 0.42401 | 0.84802
1597 | 0.42393 | 0.84787
1598 | 0.42386 | 0.84771
1599 | 0.42378 | 0.84756
1600 | 0.42371 | 0.84741
1601 | 0.42363 | 0.84726
1602 | 0.42355 | 0.84711
1603 | 0.42348 | 0.84696
1604 | 0.4234 | 0.8468
1605 | 0.42333 | 0.84665
1606 | 0.42325 | 0.8465
1607 | 0.42317 | 0.84635
1608 | 0.4231 | 0.8462
1609 | 0.42302 | 0.84605
1610 | 0.42295 | 0.84589
1611 | 0.42287 | 0.84574
1612 | 0.42279 | 0.84559
1613 | 0.42272 | 0.84544
1614 | 0.42264 | 0.84529
1615 | 0.42257 | 0.84513
1616 | 0.42249 | 0.84498
1617 | 0.42242 | 0.84483
1618 | 0.42234 | 0.84468
1619 | 0.42226 | 0.84453
1620 | 0.42219 | 0.84438
1621 | 0.42211 | 0.84422
1622 | 0.42204 | 0.84407
1623 | 0.42196 | 0.84392
1624 | 0.42188 | 0.84377
1625 | 0.42181 | 0.84362
1626 | 0.42173 | 0.84347
1627 | 0.42166 | 0.84331
1628 | 0.42158 | 0.84316
1629 | 0.42151 | 0.84301
1630 | 0.42143 | 0.84286
1631 | 0.42135 | 0.84271
1632 | 0.42128 | 0.84256
1633 | 0.4212 | 0.8424
1634 | 0.42113 | 0.84225
1635 | 0.42105 | 0.8421
1636 | 0.42097 | 0.84195
1637 | 0.4209 | 0.8418
1638 | 0.42082 | 0.84164
1639 | 0.42075 | 0.84149
1640 | 0.42067 | 0.84134
1641 | 0.42059 | 0.84119
1642 | 0.42052 | 0.84104
1643 | 0.42044 | 0.84089
1644 | 0.42037 | 0.84073
1645 | 0.42029 | 0.84058
1646 | 0.42022 | 0.84043
1647 | 0.42014 | 0.84028
1648 | 0.42006 | 0.84013
1649 | 0.41999 | 0.83998
1650 | 0.41991 | 0.83982
1651 | 0.41984 | 0.83967
1652 | 0.41976 | 0.83952
1653 | 0.41968 | 0.83937
1654 | 0.41961 | 0.83922
1655 | 0.41953 | 0.83907
1656 | 0.41946 | 0.83891
1657 | 0.41938 | 0.83876
1658 | 0.4193 | 0.83861
1659 | 0.41923 | 0.83846
1660 | 0.41915 | 0.83831
1661 | 0.41908 | 0.83815
1662 | 0.419 | 0.838
1663 | 0.41893 | 0.83785
1664 | 0.41885 | 0.8377
1665 | 0.41877 | 0.83755
1666 | 0.4187 | 0.8374
1667 | 0.41862 | 0.83724
1668 | 0.41855 | 0.83709
1669 | 0.41847 | 0.83694
1670 | 0.41839 | 0.83679
1671 | 0.41832 | 0.83664
1672 | 0.41824 | 0.83649
1673 | 0.41817 | 0.83633
1674 | 0.41809 | 0.83618
1675 | 0.41802 | 0.83603
1676 | 0.41794 | 0.83588
1677 | 0.41786 | 0.83573
1678 | 0.41779 | 0.83558
1679 | 0.41771 | 0.83542
1680 | 0.41764 | 0.83527
1681 | 0.41756 | 0.83512
1682 | 0.41748 | 0.83497
1683 | 0.41741 | 0.83482
1684 | 0.41733 | 0.83466
1685 | 0.41726 | 0.83451
1686 | 0.41718 | 0.83436
1687 | 0.4171 | 0.83421
1688 | 0.41703 | 0.83406
1689 | 0.41695 | 0.83391
1690 | 0.41688 | 0.83375
1691 | 0.4168 | 0.8336
1692 | 0.41673 | 0.83345
1693 | 0.41665 | 0.8333
1694 | 0.41657 | 0.83315
1695 | 0.4165 | 0.833
1696 | 0.41642 | 0.83284
1697 | 0.41635 | 0.83269
1698 | 0.41627 | 0.83254
1699 | 0.41619 | 0.83239
1700 | 0.41612 | 0.83224
1701 | 0.41604 | 0.83209
1702 | 0.41597 | 0.83193
1703 | 0.41589 | 0.83178
1704 | 0.41581 | 0.83163
1705 | 0.41574 | 0.83148
1706 | 0.41566 | 0.83133
1707 | 0.41559 | 0.83117
1708 | 0.41551 | 0.83102
1709 | 0.41544 | 0.83087
1710 | 0.41536 | 0.83072
1711 | 0.41528 | 0.83057
1712 | 0.41521 | 0.83042
1713 | 0.41513 | 0.83026
1714 | 0.41506 | 0.83011
1715 | 0.41498 | 0.82996
1716 | 0.4149 | 0.82981
1717 | 0.41483 | 0.82966
1718 | 0.41475 | 0.82951
1719 | 0.41468 | 0.82935
1720 | 0.4146 | 0.8292
1721 | 0.41453 | 0.82905
1722 | 0.41445 | 0.8289
1723 | 0.41437 | 0.82875
1724 | 0.4143 | 0.8286
1725 | 0.41422 | 0.82844
1726 | 0.41415 | 0.82829
1727 | 0.41407 | 0.82814
1728 | 0.41399 | 0.82799
1729 | 0.41392 | 0.82784
1730 | 0.41384 | 0.82768
1731 | 0.41377 | 0.82753
1732 | 0.41369 | 0.82738
1733 | 0.41361 | 0.82723
1734 | 0.41354 | 0.82708
1735 | 0.41346 | 0.82693
1736 | 0.41339 | 0.82677
1737 | 0.41331 | 0.82662
1738 | 0.41324 | 0.82647
1739 | 0.41316 | 0.82632
1740 | 0.41308 | 0.82617
1741 | 0.41301 | 0.82602
1742 | 0.41293 | 0.82586
1743 | 0.41286 | 0.82571
1744 | 0.41278 | 0.82556
1745 | 0.4127 | 0.82541
1746 | 0.41263 | 0.82526
1747 | 0.41255 | 0.82511
1748 | 0.41248 | 0.82495
1749 | 0.4124 | 0.8248
1750 | 0.41232 | 0.82465
1751 | 0.41225 | 0.8245
1752 | 0.41217 | 0.82435
1753 | 0.4121 | 0.82419
1754 | 0.41202 | 0.82404
1755 | 0.41195 | 0.82389
1756 | 0.41187 | 0.82374
1757 | 0.41179 | 0.82359
1758 | 0.41172 | 0.82344
1759 | 0.41164 | 0.82328
1760 | 0.41157 | 0.82313
1761 | 0.41149 | 0.82298
1762 | 0.41141 | 0.82283
1763 | 0.41134 | 0.82268
1764 | 0.41126 | 0.82253
1765 | 0.41119 | 0.82237
1766 | 0.41111 | 0.82222
1767 | 0.41104 | 0.82207
1768 | 0.41096 | 0.82192
1769 | 0.41088 | 0.82177
1770 | 0.41081 | 0.82162
1771 | 0.41073 | 0.82146
1772 | 0.41066 | 0.82131
1773 | 0.41058 | 0.82116
1774 | 0.4105 | 0.82101
1775 | 0.41043 | 0.82086
1776 | 0.41035 | 0.8207
1777 | 0.41028 | 0.82055
1778 | 0.4102 | 0.8204
1779 | 0.41012 | 0.82025
1780 | 0.41005 | 0.8201
1781 | 0.40997 | 0.81995
1782 | 0.4099 | 0.81979
1783 | 0.40982 | 0.81964
1784 | 0.40975 | 0.81949
1785 | 0.40967 | 0.81934
1786 | 0.40959 | 0.81919
1787 | 0.40952 | 0.81904
1788 | 0.40944 | 0.81888
1789 | 0.40937 | 0.81873
1790 | 0.40929 | 0.81858
1791 | 0.40921 | 0.81843
1792 | 0.40914 | 0.81828
1793 | 0.40906 | 0.81813
1794 | 0.40899 | 0.81797
1795 | 0.40891 | 0.81782
1796 | 0.40883 | 0.81767
1797 | 0.40876 | 0.81752
1798 | 0.40868 | 0.81737
1799 | 0.40861 | 0.81721
1800 | 0.40853 | 0.81706
1801 | 0.40846 | 0.81691
1802 | 0.40838 | 0.81676
1803 | 0.4083 | 0.81661
1804 | 0.40823 | 0.81646
1805 | 0.40815 | 0.8163
1806 | 0.40808 | 0.81615
1807 | 0.408 | 0.816
1808 | 0.40792 | 0.81585
1809 | 0.40785 | 0.8157
1810 | 0.40777 | 0.81555
1811 | 0.4077 | 0.81539
1812 | 0.40762 | 0.81524
1813 | 0.40755 | 0.81509
1814 | 0.40747 | 0.81494
1815 | 0.40739 | 0.81479
1816 | 0.40732 | 0.81464
1817 | 0.40724 | 0.81448
1818 | 0.40717 | 0.81433
1819 | 0.40709 | 0.81418
1820 | 0.40701 | 0.81403
1821 | 0.40694 | 0.81388
1822 | 0.40686 | 0.81372
1823 | 0.40679 | 0.81357
1824 | 0.40671 | 0.81342
1825 | 0.40663 | 0.81327
1826 | 0.40656 | 0.81312
1827 | 0.40648 | 0.81297
1828 | 0.40641 | 0.81281
1829 | 0.40633 | 0.81266
1830 | 0.40626 | 0.81251
1831 | 0.40618 | 0.81236
1832 | 0.4061 | 0.81221
1833 | 0.40603 | 0.81206
1834 | 0.40595 | 0.8119
1835 | 0.40588 | 0.81175
1836 | 0.4058 | 0.8116
1837 | 0.40572 | 0.81145
1838 | 0.40565 | 0.8113
1839 | 0.40557 | 0.81114
1840 | 0.4055 | 0.81099
1841 | 0.40542 | 0.81084
1842 | 0.40534 | 0.81069
1843 | 0.40527 | 0.81054
1844 | 0.40519 | 0.81039
1845 | 0.40512 | 0.81023
1846 | 0.40504 | 0.81008
1847 | 0.40497 | 0.80993
1848 | 0.40489 | 0.80978
1849 | 0.40481 | 0.80963
1850 | 0.40474 | 0.80948
1851 | 0.40466 | 0.80932
1852 | 0.40459 | 0.80917
1853 | 0.40451 | 0.80902
1854 | 0.40443 | 0.80887
1855 | 0.40436 | 0.80872
1856 | 0.40428 | 0.80857
1857 | 0.40421 | 0.80841
1858 | 0.40413 | 0.80826
1859 | 0.40406 | 0.80811
1860 | 0.40398 | 0.80796
1861 | 0.4039 | 0.80781
1862 | 0.40383 | 0.80765
1863 | 0.40375 | 0.8075
1864 | 0.40368 | 0.80735
1865 | 0.4036 | 0.8072
1866 | 0.40352 | 0.80705
1867 | 0.40345 | 0.8069
1868 | 0.40337 | 0.80674
1869 | 0.4033 | 0.80659
1870 | 0.40322 | 0.80644
1871 | 0.40314 | 0.80629
1872 | 0.40307 | 0.80614
1873 | 0.40299 | 0.80599
1874 | 0.40292 | 0.80583
1875 | 0.40284 | 0.80568
1876 | 0.40277 | 0.80553
1877 | 0.40269 | 0.80538
1878 | 0.40261 | 0.80523
1879 | 0.40254 | 0.80508
1880 | 0.40246 | 0.80492
1881 | 0.40239 | 0.80477
1882 | 0.40233 | 0.80466
1883 | 0.40227 | 0.80454
1884 | 0.40222 | 0.80443
1885 | 0.40216 | 0.80432
1886 | 0.4021 | 0.8042
1887 | 0.40205 | 0.80409
1888 | 0.40199 | 0.80398
1889 | 0.40193 | 0.80386
1890 | 0.40187 | 0.80375
1891 | 0.40182 | 0.80364
1892 | 0.40176 | 0.80352
1893 | 0.4017 | 0.80341
1894 | 0.40165 | 0.80329
1895 | 0.40159 | 0.80318
1896 | 0.40153 | 0.80307
1897 | 0.40148 | 0.80295
1898 | 0.40142 | 0.80284
1899 | 0.40136 | 0.80273
1900 | 0.40131 | 0.80261
1901 | 0.40125 | 0.8025
1902 | 0.40119 | 0.80239
1903 | 0.40114 | 0.80227
1904 | 0.40108 | 0.80216
1905 | 0.40102 | 0.80204
1906 | 0.40097 | 0.80193
1907 | 0.40091 | 0.80182
1908 | 0.40085 | 0.8017
1909 | 0.40079 | 0.80159
1910 | 0.40074 | 0.80148
1911 | 0.40068 | 0.80136
1912 | 0.40062 | 0.80125
1913 | 0.40057 | 0.80114
1914 | 0.40051 | 0.80102
1915 | 0.40045 | 0.80091
1916 | 0.4004 | 0.80079
1917 | 0.40034 | 0.80068
1918 | 0.40028 | 0.80057
1919 | 0.40023 | 0.80045
1920 | 0.40017 | 0.80034
1921 | 0.40011 | 0.80023
1922 | 0.40006 | 0.80011
1923 | 0.4 | 0.8
1924 | 0.39994 | 0.79988
1925 | 0.39989 | 0.79977
1926 | 0.39983 | 0.79966
1927 | 0.39977 | 0.79954
1928 | 0.39972 | 0.79943
1929 | 0.39966 | 0.79932
1930 | 0.3996 | 0.7992
1931 | 0.39954 | 0.79909
1932 | 0.39949 | 0.79898
1933 | 0.39943 | 0.79886
1934 | 0.39937 | 0.79875
1935 | 0.39932 | 0.79863
1936 | 0.39926 | 0.79852
1937 | 0.3992 | 0.79841
1938 | 0.39915 | 0.79829
1939 | 0.39909 | 0.79818
1940 | 0.39903 | 0.79807
1941 | 0.39898 | 0.79795
1942 | 0.39892 | 0.79784
1943 | 0.39886 | 0.79773
1944 | 0.39881 | 0.79761
1945 | 0.39875 | 0.7975
1946 | 0.39869 | 0.79738
1947 | 0.39864 | 0.79727
1948 | 0.39858 | 0.79716
1949 | 0.39852 | 0.79704
1950 | 0.39846 | 0.79693
1951 | 0.39841 | 0.79682
1952 | 0.39835 | 0.7967
1953 | 0.39829 | 0.79659
1954 | 0.39824 | 0.79648
1955 | 0.39818 | 0.79636
1956 | 0.39812 | 0.79625
1957 | 0.39807 | 0.79613
1958 | 0.39801 | 0.79602
1959 | 0.39795 | 0.79591
1960 | 0.3979 | 0.79579
1961 | 0.39784 | 0.79568
1962 | 0.39778 | 0.79557
1963 | 0.39773 | 0.79545
1964 | 0.39767 | 0.79534
1965 | 0.39761 | 0.79523
1966 | 0.39756 | 0.79511
1967 | 0.3975 | 0.795
1968 | 0.39744 | 0.79488
1969 | 0.39739 | 0.79477
1970 | 0.39733 | 0.79466
1971 | 0.39727 | 0.79454
1972 | 0.39721 | 0.79443
1973 | 0.39716 | 0.79432
1974 | 0.3971 | 0.7942
1975 | 0.39704 | 0.79409
1976 | 0.39699 | 0.79397
1977 | 0.39693 | 0.79386
1978 | 0.39687 | 0.79375
1979 | 0.39682 | 0.79363
1980 | 0.39676 | 0.79352
1981 | 0.3967 | 0.79341
1982 | 0.39665 | 0.79329
1983 | 0.39659 | 0.79318
1984 | 0.39653 | 0.79307
1985 | 0.39648 | 0.79295
1986 | 0.39642 | 0.79284
1987 | 0.39636 | 0.79272
1988 | 0.39631 | 0.79261
1989 | 0.39625 | 0.7925
1990 | 0.39619 | 0.79238
1991 | 0.39614 | 0.79227
1992 | 0.39608 | 0.79216
1993 | 0.39602 | 0.79204
1994 | 0.39596 | 0.79193
1995 | 0.39591 | 0.79182
1996 | 0.39585 | 0.7917
1997 | 0.39579 | 0.79159
1998 | 0.39574 | 0.79147
1999 | 0.39568 | 0.79136
2000 | 0.39562 | 0.79125
2001 | 0.39557 | 0.79113
2002 | 0.39551 | 0.79102
2003 | 0.39545 | 0.79091
2004 | 0.3954 | 0.79079
2005 | 0.39534 | 0.79068
2006 | 0.39528 | 0.79057
2007 | 0.39523 | 0.79045
2008 | 0.39517 | 0.79034
2009 | 0.39511 | 0.79022
2010 | 0.39506 | 0.79011
2011 | 0.395 | 0.79
2012 | 0.39494 | 0.78988
2013 | 0.39488 | 0.78977
2014 | 0.39483 | 0.78966
2015 | 0.39477 | 0.78954
2016 | 0.39471 | 0.78943
2017 | 0.39466 | 0.78932
2018 | 0.3946 | 0.7892
2019 | 0.39454 | 0.78909
2020 | 0.39449 | 0.78897
2021 | 0.39443 | 0.78886
2022 | 0.39437 | 0.78875
2023 | 0.39432 | 0.78863
2024 | 0.39426 | 0.78852
2025 | 0.3942 | 0.78841
2026 | 0.39415 | 0.78829
2027 | 0.39409 | 0.78818
2028 | 0.39403 | 0.78807
2029 | 0.39398 | 0.78795
2030 | 0.39392 | 0.78784
2031 | 0.39386 | 0.78772
2032 | 0.39381 | 0.78761
2033 | 0.39375 | 0.7875
2034 | 0.39369 | 0.78738
2035 | 0.39363 | 0.78727
2036 | 0.39358 | 0.78716
2037 | 0.39352 | 0.78704
2038 | 0.39346 | 0.78693
2039 | 0.39341 | 0.78681
2040 | 0.39335 | 0.7867
2041 | 0.39329 | 0.78659
2042 | 0.39324 | 0.78647
2043 | 0.39318 | 0.78636
2044 | 0.39312 | 0.78625
2045 | 0.39307 | 0.78613
2046 | 0.39301 | 0.78602
2047 | 0.39295 | 0.78591
2048 | 0.3929 | 0.78579
2049 | 0.39284 | 0.78568
2050 | 0.39278 | 0.78556
2051 | 0.39273 | 0.78545
2052 | 0.39267 | 0.78534
2053 | 0.39261 | 0.78522
2054 | 0.39256 | 0.78511
2055 | 0.3925 | 0.785
2056 | 0.39244 | 0.78488
2057 | 0.39238 | 0.78477
2058 | 0.39233 | 0.78466
2059 | 0.39227 | 0.78454
2060 | 0.39221 | 0.78443
2061 | 0.39216 | 0.78431
2062 | 0.3921 | 0.7842
2063 | 0.39204 | 0.78409
2064 | 0.39199 | 0.78397
2065 | 0.39193 | 0.78386
2066 | 0.39187 | 0.78375
2067 | 0.39182 | 0.78363
2068 | 0.39176 | 0.78352
2069 | 0.3917 | 0.78341
2070 | 0.39165 | 0.78329
2071 | 0.39159 | 0.78318
2072 | 0.39153 | 0.78306
2073 | 0.39148 | 0.78295
2074 | 0.39142 | 0.78284
2075 | 0.39136 | 0.78272
2076 | 0.3913 | 0.78261
2077 | 0.39125 | 0.7825
2078 | 0.39119 | 0.78238
2079 | 0.39113 | 0.78227
2080 | 0.39108 | 0.78216
2081 | 0.39102 | 0.78204
2082 | 0.39096 | 0.78193
2083 | 0.39091 | 0.78181
2084 | 0.39085 | 0.7817
2085 | 0.39079 | 0.78159
2086 | 0.39074 | 0.78147
2087 | 0.39068 | 0.78136
2088 | 0.39062 | 0.78125
2089 | 0.39057 | 0.78113
2090 | 0.39051 | 0.78102
2091 | 0.39045 | 0.7809
2092 | 0.3904 | 0.78079
2093 | 0.39034 | 0.78068
2094 | 0.39028 | 0.78056
2095 | 0.39023 | 0.78045
2096 | 0.39017 | 0.78034
2097 | 0.39011 | 0.78022
2098 | 0.39005 | 0.78011
2099 | 0.39 | 0.78
2100 | 0.38994 | 0.77988
2101 | 0.38988 | 0.77977
2102 | 0.38983 | 0.77965
2103 | 0.38977 | 0.77954
2104 | 0.38971 | 0.77943
2105 | 0.38966 | 0.77931
2106 | 0.3896 | 0.7792
2107 | 0.38954 | 0.77909
2108 | 0.38949 | 0.77897
2109 | 0.38943 | 0.77886
2110 | 0.38937 | 0.77875
2111 | 0.38932 | 0.77863
2112 | 0.38926 | 0.77852
2113 | 0.3892 | 0.7784
2114 | 0.38915 | 0.77829
2115 | 0.38909 | 0.77818
2116 | 0.38903 | 0.77806
2117 | 0.38898 | 0.77795
2118 | 0.38892 | 0.77784
2119 | 0.38886 | 0.77772
2120 | 0.3888 | 0.77761
2121 | 0.38875 | 0.7775
2122 | 0.38869 | 0.77738
2123 | 0.38863 | 0.77727
2124 | 0.38858 | 0.77715
2125 | 0.38852 | 0.77704
2126 | 0.38846 | 0.77693
2127 | 0.38841 | 0.77681
2128 | 0.38835 | 0.7767
2129 | 0.38829 | 0.77659
2130 | 0.38824 | 0.77647
2131 | 0.38818 | 0.77636
2132 | 0.38812 | 0.77625
2133 | 0.38807 | 0.77613
2134 | 0.38801 | 0.77602
2135 | 0.38795 | 0.7759
2136 | 0.3879 | 0.77579
2137 | 0.38784 | 0.77568
2138 | 0.38778 | 0.77556
2139 | 0.38772 | 0.77545
2140 | 0.38767 | 0.77534
2141 | 0.38761 | 0.77522
2142 | 0.38755 | 0.77511
2143 | 0.3875 | 0.775
2144 | 0.38744 | 0.77488
2145 | 0.38738 | 0.77477
2146 | 0.38733 | 0.77465
2147 | 0.38727 | 0.77454
2148 | 0.38721 | 0.77443
2149 | 0.38716 | 0.77431
2150 | 0.3871 | 0.7742
2151 | 0.38704 | 0.77409
2152 | 0.38699 | 0.77397
2153 | 0.38693 | 0.77386
2154 | 0.38687 | 0.77374
2155 | 0.38682 | 0.77363
2156 | 0.38676 | 0.77352
2157 | 0.3867 | 0.7734
2158 | 0.38665 | 0.77329
2159 | 0.38659 | 0.77318
2160 | 0.38653 | 0.77306
2161 | 0.38647 | 0.77295
2162 | 0.38642 | 0.77284
2163 | 0.38636 | 0.77272
2164 | 0.3863 | 0.77261
2165 | 0.38625 | 0.77249
2166 | 0.38619 | 0.77238
2167 | 0.38613 | 0.77227
2168 | 0.38608 | 0.77215
2169 | 0.38602 | 0.77204
2170 | 0.38596 | 0.77193
2171 | 0.38591 | 0.77181
2172 | 0.38585 | 0.7717
2173 | 0.38579 | 0.77159
2174 | 0.38574 | 0.77147
2175 | 0.38568 | 0.77136
2176 | 0.38562 | 0.77124
2177 | 0.38557 | 0.77113
2178 | 0.38551 | 0.77102
2179 | 0.38545 | 0.7709
2180 | 0.38539 | 0.77079
2181 | 0.38534 | 0.77068
2182 | 0.38528 | 0.77056
2183 | 0.38522 | 0.77045
2184 | 0.38517 | 0.77034
2185 | 0.38511 | 0.77022
2186 | 0.38505 | 0.77011
2187 | 0.385 | 0.76999
2188 | 0.38494 | 0.76988
2189 | 0.38488 | 0.76977
2190 | 0.38483 | 0.76965
2191 | 0.38477 | 0.76954
2192 | 0.38471 | 0.76943
2193 | 0.38466 | 0.76931
2194 | 0.3846 | 0.7692
2195 | 0.38454 | 0.76909
2196 | 0.38449 | 0.76897
2197 | 0.38443 | 0.76886
2198 | 0.38437 | 0.76874
2199 | 0.38432 | 0.76863
2200 | 0.38426 | 0.76852
2201 | 0.3842 | 0.7684
2202 | 0.38414 | 0.76829
2203 | 0.38409 | 0.76818
2204 | 0.38403 | 0.76806
2205 | 0.38397 | 0.76795
2206 | 0.38392 | 0.76783
2207 | 0.38386 | 0.76772
2208 | 0.3838 | 0.76761
2209 | 0.38375 | 0.76749
2210 | 0.38369 | 0.76738
2211 | 0.38363 | 0.76727
2212 | 0.38358 | 0.76715
2213 | 0.38352 | 0.76704
2214 | 0.38346 | 0.76693
2215 | 0.38341 | 0.76681
2216 | 0.38335 | 0.7667
2217 | 0.38329 | 0.76658
2218 | 0.38324 | 0.76647
2219 | 0.38318 | 0.76636
2220 | 0.38312 | 0.76624
2221 | 0.38307 | 0.76613
2222 | 0.38301 | 0.76602
2223 | 0.38295 | 0.7659
2224 | 0.38289 | 0.76579
2225 | 0.38284 | 0.76568
2226 | 0.38278 | 0.76556
2227 | 0.38272 | 0.76545
2228 | 0.38267 | 0.76533
2229 | 0.38261 | 0.76522
2230 | 0.38255 | 0.76511
2231 | 0.3825 | 0.76499
2232 | 0.38244 | 0.76488
2233 | 0.38238 | 0.76477
2234 | 0.38233 | 0.76465
2235 | 0.38227 | 0.76454
2236 | 0.38221 | 0.76443
2237 | 0.38216 | 0.76431
2238 | 0.3821 | 0.7642
2239 | 0.38204 | 0.76408
2240 | 0.38199 | 0.76397
2241 | 0.38193 | 0.76386
2242 | 0.38187 | 0.76374
2243 | 0.38181 | 0.76363
2244 | 0.38176 | 0.76352
2245 | 0.3817 | 0.7634
2246 | 0.38164 | 0.76329
2247 | 0.38159 | 0.76318
2248 | 0.38153 | 0.76306
2249 | 0.38147 | 0.76295
2250 | 0.38142 | 0.76283
2251 | 0.38136 | 0.76272
2252 | 0.3813 | 0.76261
2253 | 0.38125 | 0.76249
2254 | 0.38119 | 0.76238
2255 | 0.38113 | 0.76227
2256 | 0.38108 | 0.76215
2257 | 0.38102 | 0.76204
2258 | 0.38096 | 0.76193
2259 | 0.38091 | 0.76181
2260 | 0.38085 | 0.7617
2261 | 0.38079 | 0.76158
2262 | 0.38074 | 0.76147
2263 | 0.38068 | 0.76136
2264 | 0.38062 | 0.76124
2265 | 0.38056 | 0.76113
2266 | 0.38051 | 0.76102
2267 | 0.38045 | 0.7609
2268 | 0.38039 | 0.76079
2269 | 0.38034 | 0.76067
2270 | 0.38028 | 0.76056
2271 | 0.38022 | 0.76045
2272 | 0.38017 | 0.76033
2273 | 0.38011 | 0.76022
2274 | 0.38005 | 0.76011
2275 | 0.38 | 0.75999
2276 | 0.37994 | 0.75988
2277 | 0.37988 | 0.75977
2278 | 0.37983 | 0.75965
2279 | 0.37977 | 0.75954
2280 | 0.37971 | 0.75942
2281 | 0.37966 | 0.75931
2282 | 0.3796 | 0.7592
2283 | 0.37954 | 0.75908
2284 | 0.37949 | 0.75897
2285 | 0.37943 | 0.75886
2286 | 0.37937 | 0.75874
2287 | 0.37931 | 0.75863
2288 | 0.37926 | 0.75852
2289 | 0.3792 | 0.7584
2290 | 0.37914 | 0.75829
2291 | 0.37909 | 0.75817
2292 | 0.37903 | 0.75806
2293 | 0.37897 | 0.75795
2294 | 0.37892 | 0.75783
2295 | 0.37886 | 0.75772
2296 | 0.3788 | 0.75761
2297 | 0.37875 | 0.75749
2298 | 0.37869 | 0.75738
2299 | 0.37863 | 0.75727
2300 | 0.37858 | 0.75715
2301 | 0.37852 | 0.75704
2302 | 0.37846 | 0.75692
2303 | 0.37841 | 0.75681
2304 | 0.37835 | 0.7567
2305 | 0.37829 | 0.75658
2306 | 0.37823 | 0.75647
2307 | 0.37818 | 0.75636
2308 | 0.37812 | 0.75624
2309 | 0.37806 | 0.75613
2310 | 0.37801 | 0.75602
2311 | 0.37795 | 0.7559
2312 | 0.37789 | 0.75579
2313 | 0.37784 | 0.75567
2314 | 0.37778 | 0.75556
2315 | 0.37772 | 0.75545
2316 | 0.37767 | 0.75533
2317 | 0.37761 | 0.75522
2318 | 0.37755 | 0.75511
2319 | 0.3775 | 0.75499
2320 | 0.37744 | 0.75488
2321 | 0.37738 | 0.75477
2322 | 0.37733 | 0.75465
2323 | 0.37727 | 0.75454
2324 | 0.37721 | 0.75442
2325 | 0.37716 | 0.75431
2326 | 0.3771 | 0.7542
2327 | 0.37704 | 0.75408
2328 | 0.37698 | 0.75397
2329 | 0.37693 | 0.75386
2330 | 0.37687 | 0.75374
2331 | 0.37681 | 0.75363
2332 | 0.37676 | 0.75351
2333 | 0.3767 | 0.7534
2334 | 0.37664 | 0.75329
2335 | 0.37659 | 0.75317
2336 | 0.37653 | 0.75306
2337 | 0.37647 | 0.75295
2338 | 0.37642 | 0.75283
2339 | 0.37636 | 0.75272
2340 | 0.3763 | 0.75261
2341 | 0.37625 | 0.75249
2342 | 0.37619 | 0.75238
2343 | 0.37613 | 0.75226
2344 | 0.37608 | 0.75215
2345 | 0.37602 | 0.75204
2346 | 0.37596 | 0.75192
2347 | 0.37591 | 0.75181
2348 | 0.37585 | 0.7517
2349 | 0.37579 | 0.75158
2350 | 0.37573 | 0.75147
2351 | 0.37568 | 0.75136
2352 | 0.37562 | 0.75124
2353 | 0.37556 | 0.75113
2354 | 0.37551 | 0.75101
2355 | 0.37545 | 0.7509
2356 | 0.37539 | 0.75079
2357 | 0.37534 | 0.75067
2358 | 0.37528 | 0.75056
2359 | 0.37522 | 0.75045
2360 | 0.37517 | 0.75033
2361 | 0.37511 | 0.75022
2362 | 0.37505 | 0.75011
2363 | 0.375 | 0.74999
2364 | 0.37494 | 0.74988
2365 | 0.37488 | 0.74976
2366 | 0.37483 | 0.74965
2367 | 0.37477 | 0.74954
2368 | 0.37471 | 0.74942
2369 | 0.37465 | 0.74931
2370 | 0.3746 | 0.7492
2371 | 0.37454 | 0.74908
2372 | 0.37448 | 0.74897
2373 | 0.37443 | 0.74886
2374 | 0.37437 | 0.74874
2375 | 0.37431 | 0.74863
2376 | 0.37426 | 0.74851
2377 | 0.3742 | 0.7484
2378 | 0.37414 | 0.74829
2379 | 0.37409 | 0.74817
2380 | 0.37403 | 0.74806
2381 | 0.37397 | 0.74795
2382 | 0.37392 | 0.74783
2383 | 0.37386 | 0.74772
2384 | 0.3738 | 0.7476
2385 | 0.37375 | 0.74749
2386 | 0.37369 | 0.74738
2387 | 0.37363 | 0.74726
2388 | 0.37358 | 0.74715
2389 | 0.37352 | 0.74704
2390 | 0.37346 | 0.74692
2391 | 0.3734 | 0.74681
2392 | 0.37335 | 0.7467
2393 | 0.37329 | 0.74658
2394 | 0.37323 | 0.74647
2395 | 0.37318 | 0.74635
2396 | 0.37312 | 0.74624
2397 | 0.37306 | 0.74613
2398 | 0.37301 | 0.74601
2399 | 0.37295 | 0.7459
2400 | 0.37289 | 0.74579
2401 | 0.37284 | 0.74567
2402 | 0.37278 | 0.74556
2403 | 0.37272 | 0.74545
2404 | 0.37267 | 0.74533
2405 | 0.37261 | 0.74522
2406 | 0.37255 | 0.7451
2407 | 0.3725 | 0.74499
2408 | 0.37244 | 0.74488
2409 | 0.37238 | 0.74476
2410 | 0.37232 | 0.74465
2411 | 0.37227 | 0.74454
2412 | 0.37221 | 0.74442
2413 | 0.37215 | 0.74431
2414 | 0.3721 | 0.7442
2415 | 0.37204 | 0.74408
2416 | 0.37198 | 0.74397
2417 | 0.37193 | 0.74385
2418 | 0.37187 | 0.74374
2419 | 0.37181 | 0.74363
2420 | 0.37176 | 0.74351
2421 | 0.3717 | 0.7434
2422 | 0.37164 | 0.74329
2423 | 0.37159 | 0.74317
2424 | 0.37153 | 0.74306
2425 | 0.37147 | 0.74295
2426 | 0.37142 | 0.74283
2427 | 0.37136 | 0.74272
2428 | 0.3713 | 0.7426
2429 | 0.37125 | 0.74249
2430 | 0.37119 | 0.74238
2431 | 0.37113 | 0.74226
2432 | 0.37107 | 0.74215
2433 | 0.37102 | 0.74204
2434 | 0.37096 | 0.74192
2435 | 0.3709 | 0.74181
2436 | 0.37085 | 0.7417
2437 | 0.37079 | 0.74158
2438 | 0.37073 | 0.74147
2439 | 0.37068 | 0.74135
2440 | 0.37062 | 0.74124
2441 | 0.37056 | 0.74113
2442 | 0.37051 | 0.74101
2443 | 0.37045 | 0.7409
2444 | 0.37039 | 0.74079
2445 | 0.37034 | 0.74067
2446 | 0.37028 | 0.74056
2447 | 0.37022 | 0.74044
2448 | 0.37017 | 0.74033
2449 | 0.37011 | 0.74022
2450 | 0.37005 | 0.7401
2451 | 0.37 | 0.73999
2452 | 0.36994 | 0.73988
2453 | 0.36988 | 0.73976
2454 | 0.36982 | 0.73965
2455 | 0.36977 | 0.73954
2456 | 0.36971 | 0.73942
2457 | 0.36967 | 0.73935
2458 | 0.36964 | 0.73927
2459 | 0.3696 | 0.7392
2460 | 0.36956 | 0.73912
2461 | 0.36952 | 0.73905
2462 | 0.36949 | 0.73897
2463 | 0.36945 | 0.7389
2464 | 0.36941 | 0.73882
2465 | 0.36937 | 0.73875
2466 | 0.36934 | 0.73867
2467 | 0.3693 | 0.7386
2468 | 0.36926 | 0.73852
2469 | 0.36922 | 0.73845
2470 | 0.36919 | 0.73837
2471 | 0.36915 | 0.7383
2472 | 0.36911 | 0.73823
2473 | 0.36908 | 0.73815
2474 | 0.36904 | 0.73808
2475 | 0.369 | 0.738
2476 | 0.36896 | 0.73793
2477 | 0.36893 | 0.73785
2478 | 0.36889 | 0.73778
2479 | 0.36885 | 0.7377
2480 | 0.36881 | 0.73763
2481 | 0.36878 | 0.73755
2482 | 0.36874 | 0.73748
2483 | 0.3687 | 0.7374
2484 | 0.36866 | 0.73733
2485 | 0.36863 | 0.73725
2486 | 0.36859 | 0.73718
2487 | 0.36855 | 0.7371
2488 | 0.36851 | 0.73703
2489 | 0.36848 | 0.73695
2490 | 0.36844 | 0.73688
2491 | 0.3684 | 0.7368
2492 | 0.36836 | 0.73673
2493 | 0.36833 | 0.73665
2494 | 0.36829 | 0.73658
2495 | 0.36825 | 0.7365
2496 | 0.36821 | 0.73643
2497 | 0.36818 | 0.73636
2498 | 0.36814 | 0.73628
2499 | 0.3681 | 0.73621
2500 | 0.36807 | 0.73613
2501 | 0.36803 | 0.73606
2502 | 0.36799 | 0.73598
2503 | 0.36795 | 0.73591
2504 | 0.36792 | 0.73583
2505 | 0.36788 | 0.73576
2506 | 0.36784 | 0.73568
2507 | 0.3678 | 0.73561
2508 | 0.36777 | 0.73553
2509 | 0.36773 | 0.73546
2510 | 0.36769 | 0.73538
2511 | 0.36765 | 0.73531
2512 | 0.36762 | 0.73523
2513 | 0.36758 | 0.73516
2514 | 0.36754 | 0.73508
2515 | 0.3675 | 0.73501
2516 | 0.36747 | 0.73493
2517 | 0.36743 | 0.73486
2518 | 0.36739 | 0.73478
2519 | 0.36735 | 0.73471
2520 | 0.36732 | 0.73463
2521 | 0.36728 | 0.73456
2522 | 0.36724 | 0.73449
2523 | 0.36721 | 0.73441
2524 | 0.36717 | 0.73434
2525 | 0.36713 | 0.73426
2526 | 0.36709 | 0.73419
2527 | 0.36706 | 0.73411
2528 | 0.36702 | 0.73404
2529 | 0.36698 | 0.73396
2530 | 0.36694 | 0.73389
2531 | 0.36691 | 0.73381
2532 | 0.36687 | 0.73374
2533 | 0.36683 | 0.73366
2534 | 0.36679 | 0.73359
2535 | 0.36676 | 0.73351
2536 | 0.36672 | 0.73344
2537 | 0.36668 | 0.73336
2538 | 0.36664 | 0.73329
2539 | 0.36661 | 0.73321
2540 | 0.36657 | 0.73314
2541 | 0.36653 | 0.73306
2542 | 0.36649 | 0.73299
2543 | 0.36646 | 0.73291
2544 | 0.36642 | 0.73284
2545 | 0.36638 | 0.73276
2546 | 0.36634 | 0.73269
2547 | 0.36631 | 0.73262
2548 | 0.36627 | 0.73254
2549 | 0.36623 | 0.73247
2550 | 0.3662 | 0.73239
2551 | 0.36616 | 0.73232
2552 | 0.36612 | 0.73224
2553 | 0.36608 | 0.73217
2554 | 0.36605 | 0.73209
2555 | 0.36601 | 0.73202
2556 | 0.36597 | 0.73194
2557 | 0.36593 | 0.73187
2558 | 0.3659 | 0.73179
2559 | 0.36586 | 0.73172
2560 | 0.36582 | 0.73164
2561 | 0.36578 | 0.73157
2562 | 0.36575 | 0.73149
2563 | 0.36571 | 0.73142
2564 | 0.36567 | 0.73134
2565 | 0.36563 | 0.73127
2566 | 0.3656 | 0.73119
2567 | 0.36556 | 0.73112
2568 | 0.36552 | 0.73104
2569 | 0.36548 | 0.73097
2570 | 0.36545 | 0.73089
2571 | 0.36541 | 0.73082
2572 | 0.36537 | 0.73074
2573 | 0.36534 | 0.73067
2574 | 0.3653 | 0.7306
2575 | 0.36526 | 0.73052
2576 | 0.36522 | 0.73045
2577 | 0.36519 | 0.73037
2578 | 0.36515 | 0.7303
2579 | 0.36511 | 0.73022
2580 | 0.36507 | 0.73015
2581 | 0.36504 | 0.73007
2582 | 0.365 | 0.73
2583 | 0.36496 | 0.72992
2584 | 0.36492 | 0.72985
2585 | 0.36489 | 0.72977
2586 | 0.36485 | 0.7297
2587 | 0.36481 | 0.72962
2588 | 0.36477 | 0.72955
2589 | 0.36474 | 0.72947
2590 | 0.3647 | 0.7294
2591 | 0.36466 | 0.72932
2592 | 0.36462 | 0.72925
2593 | 0.36459 | 0.72917
2594 | 0.36455 | 0.7291
2595 | 0.36451 | 0.72902
2596 | 0.36447 | 0.72895
2597 | 0.36444 | 0.72887
2598 | 0.3644 | 0.7288
2599 | 0.36436 | 0.72873
2600 | 0.36433 | 0.72865
2601 | 0.36429 | 0.72858
2602 | 0.36425 | 0.7285
2603 | 0.36421 | 0.72843
2604 | 0.36418 | 0.72835
2605 | 0.36414 | 0.72828
2606 | 0.3641 | 0.7282
2607 | 0.36406 | 0.72813
2608 | 0.36403 | 0.72805
2609 | 0.36399 | 0.72798
2610 | 0.36395 | 0.7279
2611 | 0.36391 | 0.72783
2612 | 0.36388 | 0.72775
2613 | 0.36384 | 0.72768
2614 | 0.3638 | 0.7276
2615 | 0.36376 | 0.72753
2616 | 0.36373 | 0.72745
2617 | 0.36369 | 0.72738
2618 | 0.36365 | 0.7273
2619 | 0.36361 | 0.72723
2620 | 0.36358 | 0.72715
2621 | 0.36354 | 0.72708
2622 | 0.3635 | 0.727
2623 | 0.36347 | 0.72693
2624 | 0.36343 | 0.72686
2625 | 0.36339 | 0.72678
2626 | 0.36335 | 0.72671
2627 | 0.36332 | 0.72663
2628 | 0.36328 | 0.72656
2629 | 0.36324 | 0.72648
2630 | 0.3632 | 0.72641
2631 | 0.36317 | 0.72633
2632 | 0.36313 | 0.72626
2633 | 0.36309 | 0.72618
2634 | 0.36305 | 0.72611
2635 | 0.36302 | 0.72603
2636 | 0.36298 | 0.72596
2637 | 0.36294 | 0.72588
2638 | 0.3629 | 0.72581
2639 | 0.36287 | 0.72573
2640 | 0.36283 | 0.72566
2641 | 0.36279 | 0.72558
2642 | 0.36275 | 0.72551
2643 | 0.36272 | 0.72543
2644 | 0.36268 | 0.72536
2645 | 0.36264 | 0.72528
2646 | 0.3626 | 0.72521
2647 | 0.36257 | 0.72513
2648 | 0.36253 | 0.72506
2649 | 0.36249 | 0.72499
2650 | 0.36246 | 0.72491
2651 | 0.36242 | 0.72484
2652 | 0.36238 | 0.72476
2653 | 0.36234 | 0.72469
2654 | 0.36231 | 0.72461
2655 | 0.36227 | 0.72454
2656 | 0.36223 | 0.72446
2657 | 0.36219 | 0.72439
2658 | 0.36216 | 0.72431
2659 | 0.36212 | 0.72424
2660 | 0.36208 | 0.72416
2661 | 0.36204 | 0.72409
2662 | 0.36201 | 0.72401
2663 | 0.36197 | 0.72394
2664 | 0.36193 | 0.72386
2665 | 0.36189 | 0.72379
2666 | 0.36186 | 0.72371
2667 | 0.36182 | 0.72364
2668 | 0.36178 | 0.72356
2669 | 0.36174 | 0.72349
2670 | 0.36171 | 0.72341
2671 | 0.36167 | 0.72334
2672 | 0.36163 | 0.72326
2673 | 0.3616 | 0.72319
2674 | 0.36156 | 0.72312
2675 | 0.36152 | 0.72304
2676 | 0.36148 | 0.72297
2677 | 0.36145 | 0.72289
2678 | 0.36141 | 0.72282
2679 | 0.36137 | 0.72274
2680 | 0.36133 | 0.72267
2681 | 0.3613 | 0.72259
2682 | 0.36126 | 0.72252
2683 | 0.36122 | 0.72244
2684 | 0.36118 | 0.72237
2685 | 0.36115 | 0.72229
2686 | 0.36111 | 0.72222
2687 | 0.36107 | 0.72214
2688 | 0.36103 | 0.72207
2689 | 0.361 | 0.72199
2690 | 0.36096 | 0.72192
2691 | 0.36092 | 0.72184
2692 | 0.36088 | 0.72177
2693 | 0.36085 | 0.72169
2694 | 0.36081 | 0.72162
2695 | 0.36077 | 0.72154
2696 | 0.36073 | 0.72147
2697 | 0.3607 | 0.72139
2698 | 0.36066 | 0.72132
2699 | 0.36062 | 0.72125
2700 | 0.36059 | 0.72117
2701 | 0.36055 | 0.7211
2702 | 0.36051 | 0.72102
2703 | 0.36047 | 0.72095
2704 | 0.36044 | 0.72087
2705 | 0.3604 | 0.7208
2706 | 0.36036 | 0.72072
2707 | 0.36032 | 0.72065
2708 | 0.36029 | 0.72057
2709 | 0.36025 | 0.7205
2710 | 0.36021 | 0.72042
2711 | 0.36017 | 0.72035
2712 | 0.36014 | 0.72027
2713 | 0.3601 | 0.7202
2714 | 0.36006 | 0.72012
2715 | 0.36002 | 0.72005
2716 | 0.35999 | 0.71997
2717 | 0.35995 | 0.7199
2718 | 0.35991 | 0.71982
2719 | 0.35987 | 0.71975
2720 | 0.35984 | 0.71967
2721 | 0.3598 | 0.7196
2722 | 0.35976 | 0.71952
2723 | 0.35972 | 0.71945
2724 | 0.35969 | 0.71938
2725 | 0.35965 | 0.7193
2726 | 0.35961 | 0.71923
2727 | 0.35958 | 0.71915
2728 | 0.35954 | 0.71908
2729 | 0.3595 | 0.719
2730 | 0.35946 | 0.71893
2731 | 0.35943 | 0.71885
2732 | 0.35939 | 0.71878
2733 | 0.35935 | 0.7187
2734 | 0.35931 | 0.71863
2735 | 0.35928 | 0.71855
2736 | 0.35924 | 0.71848
2737 | 0.3592 | 0.7184
2738 | 0.35916 | 0.71833
2739 | 0.35913 | 0.71825
2740 | 0.35909 | 0.71818
2741 | 0.35905 | 0.7181
2742 | 0.35901 | 0.71803
2743 | 0.35898 | 0.71795
2744 | 0.35894 | 0.71788
2745 | 0.3589 | 0.7178
2746 | 0.35886 | 0.71773
2747 | 0.35883 | 0.71765
2748 | 0.35879 | 0.71758
2749 | 0.35875 | 0.71751
2750 | 0.35872 | 0.71743
2751 | 0.35868 | 0.71736
2752 | 0.35864 | 0.71728
2753 | 0.3586 | 0.71721
2754 | 0.35857 | 0.71713
2755 | 0.35853 | 0.71706
2756 | 0.35849 | 0.71698
2757 | 0.35845 | 0.71691
2758 | 0.35842 | 0.71683
2759 | 0.35838 | 0.71676
2760 | 0.35834 | 0.71668
2761 | 0.3583 | 0.71661
2762 | 0.35827 | 0.71653
2763 | 0.35823 | 0.71646
2764 | 0.35819 | 0.71638
2765 | 0.35815 | 0.71631
2766 | 0.35812 | 0.71623
2767 | 0.35808 | 0.71616
2768 | 0.35804 | 0.71608
2769 | 0.358 | 0.71601
2770 | 0.35797 | 0.71593
2771 | 0.35793 | 0.71586
2772 | 0.35789 | 0.71578
2773 | 0.35785 | 0.71571
2774 | 0.35782 | 0.71564
2775 | 0.35778 | 0.71556
2776 | 0.35774 | 0.71549
2777 | 0.35771 | 0.71541
2778 | 0.35767 | 0.71534
2779 | 0.35763 | 0.71526
2780 | 0.35759 | 0.71519
2781 | 0.35756 | 0.71511
2782 | 0.35752 | 0.71504
2783 | 0.35748 | 0.71496
2784 | 0.35744 | 0.71489
2785 | 0.35741 | 0.71481
2786 | 0.35737 | 0.71474
2787 | 0.35733 | 0.71466
2788 | 0.35729 | 0.71459
2789 | 0.35726 | 0.71451
2790 | 0.35722 | 0.71444
2791 | 0.35718 | 0.71436
2792 | 0.35714 | 0.71429
2793 | 0.35711 | 0.71421
2794 | 0.35707 | 0.71414
2795 | 0.35703 | 0.71406
2796 | 0.35699 | 0.71399
2797 | 0.35696 | 0.71391
2798 | 0.35692 | 0.71384
2799 | 0.35688 | 0.71377
2800 | 0.35685 | 0.71369
2801 | 0.35681 | 0.71362
2802 | 0.35677 | 0.71354
2803 | 0.35673 | 0.71347
2804 | 0.3567 | 0.71339
2805 | 0.35666 | 0.71332
2806 | 0.35662 | 0.71324
2807 | 0.35658 | 0.71317
2808 | 0.35655 | 0.71309
2809 | 0.35651 | 0.71302
2810 | 0.35647 | 0.71294
2811 | 0.35643 | 0.71287
2812 | 0.3564 | 0.71279
2813 | 0.35636 | 0.71272
2814 | 0.35632 | 0.71264
2815 | 0.35628 | 0.71257
2816 | 0.35625 | 0.71249
2817 | 0.35621 | 0.71242
2818 | 0.35617 | 0.71234
2819 | 0.35613 | 0.71227
2820 | 0.3561 | 0.71219
2821 | 0.35606 | 0.71212
2822 | 0.35602 | 0.71204
2823 | 0.35598 | 0.71197
2824 | 0.35595 | 0.71189
2825 | 0.35591 | 0.71182
2826 | 0.35587 | 0.71175
2827 | 0.35584 | 0.71167
2828 | 0.3558 | 0.7116
2829 | 0.35576 | 0.71152
2830 | 0.35572 | 0.71145
2831 | 0.35569 | 0.71137
2832 | 0.35565 | 0.7113
2833 | 0.35561 | 0.71122
2834 | 0.35557 | 0.71115
2835 | 0.35554 | 0.71107
2836 | 0.3555 | 0.711
2837 | 0.35546 | 0.71092
2838 | 0.35542 | 0.71085
2839 | 0.35539 | 0.71077
2840 | 0.35535 | 0.7107
2841 | 0.35531 | 0.71062
2842 | 0.35527 | 0.71055
2843 | 0.35524 | 0.71047
2844 | 0.3552 | 0.7104
2845 | 0.35516 | 0.71032
2846 | 0.35512 | 0.71025
2847 | 0.35509 | 0.71017
2848 | 0.35505 | 0.7101
2849 | 0.35501 | 0.71002
2850 | 0.35498 | 0.70995
2851 | 0.35494 | 0.70988
2852 | 0.3549 | 0.7098
2853 | 0.35486 | 0.70973
2854 | 0.35483 | 0.70965
2855 | 0.35479 | 0.70958
2856 | 0.35475 | 0.7095
2857 | 0.35471 | 0.70943
2858 | 0.35468 | 0.70935
2859 | 0.35464 | 0.70928
2860 | 0.3546 | 0.7092
2861 | 0.35456 | 0.70913
2862 | 0.35453 | 0.70905
2863 | 0.35449 | 0.70898
2864 | 0.35445 | 0.7089
2865 | 0.35441 | 0.70883
2866 | 0.35438 | 0.70875
2867 | 0.35434 | 0.70868
2868 | 0.3543 | 0.7086
2869 | 0.35426 | 0.70853
2870 | 0.35423 | 0.70845
2871 | 0.35419 | 0.70838
2872 | 0.35415 | 0.7083
2873 | 0.35411 | 0.70823
2874 | 0.35408 | 0.70815
2875 | 0.35404 | 0.70808
2876 | 0.354 | 0.70801
2877 | 0.35397 | 0.70793
2878 | 0.35393 | 0.70786
2879 | 0.35389 | 0.70778
2880 | 0.35385 | 0.70771
2881 | 0.35382 | 0.70763
2882 | 0.35378 | 0.70756
2883 | 0.35374 | 0.70748
2884 | 0.3537 | 0.70741
2885 | 0.35367 | 0.70733
2886 | 0.35363 | 0.70726
2887 | 0.35359 | 0.70718
2888 | 0.35355 | 0.70711
2889 | 0.35352 | 0.70703
2890 | 0.35348 | 0.70696
2891 | 0.35344 | 0.70688
2892 | 0.3534 | 0.70681
2893 | 0.35337 | 0.70673
2894 | 0.35333 | 0.70666
2895 | 0.35329 | 0.70658
2896 | 0.35325 | 0.70651
2897 | 0.35322 | 0.70643
2898 | 0.35318 | 0.70636
2899 | 0.35314 | 0.70628
2900 | 0.35311 | 0.70621
2901 | 0.35307 | 0.70614
2902 | 0.35303 | 0.70606
2903 | 0.35299 | 0.70599
2904 | 0.35296 | 0.70591
2905 | 0.35292 | 0.70584
2906 | 0.35288 | 0.70576
2907 | 0.35284 | 0.70569
2908 | 0.35281 | 0.70561
2909 | 0.35277 | 0.70554
2910 | 0.35273 | 0.70546
2911 | 0.35269 | 0.70539
2912 | 0.35266 | 0.70531
2913 | 0.35262 | 0.70524
2914 | 0.35258 | 0.70516
2915 | 0.35254 | 0.70509
2916 | 0.35251 | 0.70501
2917 | 0.35247 | 0.70494
2918 | 0.35243 | 0.70486
2919 | 0.35239 | 0.70479
2920 | 0.35236 | 0.70471
2921 | 0.35232 | 0.70464
2922 | 0.35228 | 0.70456
2923 | 0.35224 | 0.70449
2924 | 0.35221 | 0.70441
2925 | 0.35217 | 0.70434
2926 | 0.35213 | 0.70427
2927 | 0.3521 | 0.70419
2928 | 0.35206 | 0.70412
2929 | 0.35202 | 0.70404
2930 | 0.35198 | 0.70397
2931 | 0.35195 | 0.70389
2932 | 0.35191 | 0.70382
2933 | 0.35187 | 0.70374
2934 | 0.35183 | 0.70367
2935 | 0.3518 | 0.70359
2936 | 0.35176 | 0.70352
2937 | 0.35172 | 0.70344
2938 | 0.35168 | 0.70337
2939 | 0.35165 | 0.70329
2940 | 0.35161 | 0.70322
2941 | 0.35157 | 0.70314
2942 | 0.35153 | 0.70307
2943 | 0.3515 | 0.70299
2944 | 0.35146 | 0.70292
2945 | 0.35142 | 0.70284
2946 | 0.35138 | 0.70277
2947 | 0.35135 | 0.70269
2948 | 0.35131 | 0.70262
2949 | 0.35127 | 0.70254
2950 | 0.35123 | 0.70247
2951 | 0.3512 | 0.7024
2952 | 0.35116 | 0.70232
2953 | 0.35112 | 0.70225
2954 | 0.35109 | 0.70217
2955 | 0.35105 | 0.7021
2956 | 0.35101 | 0.70202
2957 | 0.35097 | 0.70195
2958 | 0.35094 | 0.70187
2959 | 0.3509 | 0.7018
2960 | 0.35086 | 0.70172
2961 | 0.35082 | 0.70165
2962 | 0.35079 | 0.70157
2963 | 0.35075 | 0.7015
2964 | 0.35071 | 0.70142
2965 | 0.35067 | 0.70135
2966 | 0.35064 | 0.70127
2967 | 0.3506 | 0.7012
2968 | 0.35056 | 0.70112
2969 | 0.35052 | 0.70105
2970 | 0.35049 | 0.70097
2971 | 0.35045 | 0.7009
2972 | 0.35041 | 0.70082
2973 | 0.35037 | 0.70075
2974 | 0.35034 | 0.70067
2975 | 0.3503 | 0.7006
2976 | 0.35026 | 0.70053
2977 | 0.35023 | 0.70045
2978 | 0.35019 | 0.70038
2979 | 0.35015 | 0.7003
2980 | 0.35011 | 0.70023
2981 | 0.35008 | 0.70015
2982 | 0.35004 | 0.70008
2983 | 0.35 | 0.7
2984 | 0.34996 | 0.69993
2985 | 0.34993 | 0.69985
2986 | 0.34989 | 0.69978
2987 | 0.34985 | 0.6997
2988 | 0.34981 | 0.69963
2989 | 0.34978 | 0.69955
2990 | 0.34974 | 0.69948
2991 | 0.3497 | 0.6994
2992 | 0.34966 | 0.69933
2993 | 0.34963 | 0.69925
2994 | 0.34959 | 0.69918
2995 | 0.34955 | 0.6991
2996 | 0.34951 | 0.69903
2997 | 0.34948 | 0.69895
2998 | 0.34944 | 0.69888
2999 | 0.3494 | 0.6988
3000 | 0.34936 | 0.69873
3001 | 0.34933 | 0.69866
3002 | 0.34929 | 0.69858
3003 | 0.34925 | 0.69851
3004 | 0.34922 | 0.69843
3005 | 0.34918 | 0.69836
3006 | 0.34914 | 0.69828
3007 | 0.3491 | 0.69821
3008 | 0.34907 | 0.69813
3009 | 0.34903 | 0.69806
3010 | 0.34899 | 0.69798
3011 | 0.34895 | 0.69791
3012 | 0.34892 | 0.69783
3013 | 0.34888 | 0.69776
3014 | 0.34884 | 0.69768
3015 | 0.3488 | 0.69761
3016 | 0.34877 | 0.69753
3017 | 0.34873 | 0.69746
3018 | 0.34869 | 0.69738
3019 | 0.34865 | 0.69731
3020 | 0.34862 | 0.69723
3021 | 0.34858 | 0.69716
3022 | 0.34854 | 0.69708
3023 | 0.3485 | 0.69701
3024 | 0.34847 | 0.69693
3025 | 0.34843 | 0.69686
3026 | 0.34839 | 0.69679
3027 | 0.34836 | 0.69671
3028 | 0.34832 | 0.69664
3029 | 0.34828 | 0.69656
3030 | 0.34824 | 0.69649
3031 | 0.34821 | 0.69641
3032 | 0.34817 | 0.69634
3033 | 0.34813 | 0.69626
3034 | 0.34809 | 0.69619
3035 | 0.34806 | 0.69611
3036 | 0.34802 | 0.69604
3037 | 0.34798 | 0.69596
3038 | 0.34794 | 0.69589
3039 | 0.34791 | 0.69581
3040 | 0.34787 | 0.69574
3041 | 0.34783 | 0.69566
3042 | 0.34779 | 0.69559
3043 | 0.34776 | 0.69551
3044 | 0.34772 | 0.69544
3045 | 0.34768 | 0.69536
3046 | 0.34764 | 0.69529
3047 | 0.34761 | 0.69521
3048 | 0.34757 | 0.69514
3049 | 0.34753 | 0.69506
3050 | 0.34751 | 0.69501
3051 | 0.34748 | 0.69496
3052 | 0.34746 | 0.69491
3053 | 0.34743 | 0.69486
3054 | 0.34741 | 0.69481
3055 | 0.34738 | 0.69476
3056 | 0.34736 | 0.69471
3057 | 0.34733 | 0.69466
3058 | 0.3473 | 0.69461
3059 | 0.34728 | 0.69456
3060 | 0.34725 | 0.69451
3061 | 0.34723 | 0.69446
3062 | 0.3472 | 0.69441
3063 | 0.34718 | 0.69436
3064 | 0.34715 | 0.69431
3065 | 0.34713 | 0.69426
3066 | 0.3471 | 0.69421
3067 | 0.34708 | 0.69415
3068 | 0.34705 | 0.6941
3069 | 0.34703 | 0.69405
3070 | 0.347 | 0.694
3071 | 0.34698 | 0.69395
3072 | 0.34695 | 0.6939
3073 | 0.34693 | 0.69385
3074 | 0.3469 | 0.6938
3075 | 0.34688 | 0.69375
3076 | 0.34685 | 0.6937
3077 | 0.34682 | 0.69365
3078 | 0.3468 | 0.6936
3079 | 0.34677 | 0.69355
3080 | 0.34675 | 0.6935
3081 | 0.34672 | 0.69345
3082 | 0.3467 | 0.6934
3083 | 0.34667 | 0.69335
3084 | 0.34665 | 0.6933
3085 | 0.34662 | 0.69324
3086 | 0.3466 | 0.69319
3087 | 0.34657 | 0.69314
3088 | 0.34655 | 0.69309
3089 | 0.34652 | 0.69304
3090 | 0.3465 | 0.69299
3091 | 0.34647 | 0.69294
3092 | 0.34645 | 0.69289
3093 | 0.34642 | 0.69284
3094 | 0.34639 | 0.69279
3095 | 0.34637 | 0.69274
3096 | 0.34634 | 0.69269
3097 | 0.34632 | 0.69264
3098 | 0.34629 | 0.69259
3099 | 0.34627 | 0.69254
3100 | 0.34624 | 0.69249
3101 | 0.34622 | 0.69244
3102 | 0.34619 | 0.69239
3103 | 0.34617 | 0.69233
3104 | 0.34614 | 0.69228
3105 | 0.34612 | 0.69223
3106 | 0.34609 | 0.69218
3107 | 0.34607 | 0.69213
3108 | 0.34604 | 0.69208
3109 | 0.34602 | 0.69203
3110 | 0.34599 | 0.69198
3111 | 0.34597 | 0.69193
3112 | 0.34594 | 0.69188
3113 | 0.34591 | 0.69183
3114 | 0.34589 | 0.69178
3115 | 0.34586 | 0.69173
3116 | 0.34584 | 0.69168
3117 | 0.34581 | 0.69163
3118 | 0.34579 | 0.69158
3119 | 0.34576 | 0.69153
3120 | 0.34574 | 0.69148
3121 | 0.34571 | 0.69143
3122 | 0.34569 | 0.69137
3123 | 0.34566 | 0.69132
3124 | 0.34564 | 0.69127
3125 | 0.34561 | 0.69122
3126 | 0.34559 | 0.69117
3127 | 0.34556 | 0.69112
3128 | 0.34554 | 0.69107
3129 | 0.34551 | 0.69102
3130 | 0.34549 | 0.69097
3131 | 0.34546 | 0.69092
3132 | 0.34543 | 0.69087
3133 | 0.34541 | 0.69082
3134 | 0.34538 | 0.69077
3135 | 0.34536 | 0.69072
3136 | 0.34533 | 0.69067
3137 | 0.34531 | 0.69062
3138 | 0.34528 | 0.69057
3139 | 0.34526 | 0.69052
3140 | 0.34523 | 0.69046
3141 | 0.34521 | 0.69041
3142 | 0.34518 | 0.69036
3143 | 0.34516 | 0.69031
3144 | 0.34513 | 0.69026
3145 | 0.34511 | 0.69021
3146 | 0.34508 | 0.69016
3147 | 0.34506 | 0.69011
3148 | 0.34503 | 0.69006
3149 | 0.345 | 0.69001
3150 | 0.34498 | 0.68996
3151 | 0.34495 | 0.68991
3152 | 0.34493 | 0.68986
3153 | 0.3449 | 0.68981
3154 | 0.34488 | 0.68976
3155 | 0.34485 | 0.68971
3156 | 0.34483 | 0.68966
3157 | 0.3448 | 0.68961
3158 | 0.34478 | 0.68955
3159 | 0.34475 | 0.6895
3160 | 0.34473 | 0.68945
3161 | 0.3447 | 0.6894
3162 | 0.34468 | 0.68935
3163 | 0.34465 | 0.6893
3164 | 0.34463 | 0.68925
3165 | 0.3446 | 0.6892
3166 | 0.34458 | 0.68915
3167 | 0.34455 | 0.6891
3168 | 0.34452 | 0.68905
3169 | 0.3445 | 0.689
3170 | 0.34447 | 0.68895
3171 | 0.34445 | 0.6889
3172 | 0.34442 | 0.68885
3173 | 0.3444 | 0.6888
3174 | 0.34437 | 0.68875
3175 | 0.34435 | 0.6887
3176 | 0.34432 | 0.68864
3177 | 0.3443 | 0.68859
3178 | 0.34427 | 0.68854
3179 | 0.34425 | 0.68849
3180 | 0.34422 | 0.68844
3181 | 0.3442 | 0.68839
3182 | 0.34417 | 0.68834
3183 | 0.34415 | 0.68829
3184 | 0.34412 | 0.68824
3185 | 0.34409 | 0.68819
3186 | 0.34407 | 0.68814
3187 | 0.34404 | 0.68809
3188 | 0.34402 | 0.68804
3189 | 0.34399 | 0.68799
3190 | 0.34397 | 0.68794
3191 | 0.34394 | 0.68789
3192 | 0.34392 | 0.68784
3193 | 0.34389 | 0.68779
3194 | 0.34387 | 0.68773
3195 | 0.34384 | 0.68768
3196 | 0.34382 | 0.68763
3197 | 0.34379 | 0.68758
3198 | 0.34377 | 0.68753
3199 | 0.34374 | 0.68748
3200 | 0.34372 | 0.68743
3201 | 0.34369 | 0.68738
3202 | 0.34367 | 0.68733
3203 | 0.34364 | 0.68728
3204 | 0.34361 | 0.68723
3205 | 0.34359 | 0.68718
3206 | 0.34356 | 0.68713
3207 | 0.34354 | 0.68708
3208 | 0.34351 | 0.68703
3209 | 0.34349 | 0.68698
3210 | 0.34346 | 0.68693
3211 | 0.34344 | 0.68688
3212 | 0.34341 | 0.68682
3213 | 0.34339 | 0.68677
3214 | 0.34336 | 0.68672
3215 | 0.34334 | 0.68667
3216 | 0.34331 | 0.68662
3217 | 0.34329 | 0.68657
3218 | 0.34326 | 0.68652
3219 | 0.34324 | 0.68647
3220 | 0.34321 | 0.68642
3221 | 0.34318 | 0.68637
3222 | 0.34316 | 0.68632
3223 | 0.34313 | 0.68627
3224 | 0.34311 | 0.68622
3225 | 0.34308 | 0.68617
3226 | 0.34306 | 0.68612
3227 | 0.34303 | 0.68607
3228 | 0.34301 | 0.68602
3229 | 0.34298 | 0.68597
3230 | 0.34296 | 0.68592
3231 | 0.34293 | 0.68586
3232 | 0.34291 | 0.68581
3233 | 0.34288 | 0.68576
3234 | 0.34286 | 0.68571
3235 | 0.34283 | 0.68566
3236 | 0.34281 | 0.68561
3237 | 0.34278 | 0.68556
3238 | 0.34276 | 0.68551
3239 | 0.34273 | 0.68546
3240 | 0.3427 | 0.68541
3241 | 0.34268 | 0.68536
3242 | 0.34265 | 0.68531
3243 | 0.34263 | 0.68526
3244 | 0.3426 | 0.68521
3245 | 0.34258 | 0.68516
3246 | 0.34255 | 0.68511
3247 | 0.34253 | 0.68506
3248 | 0.3425 | 0.68501
3249 | 0.34248 | 0.68495
3250 | 0.34245 | 0.6849
3251 | 0.34243 | 0.68485
3252 | 0.3424 | 0.6848
3253 | 0.34238 | 0.68475
3254 | 0.34235 | 0.6847
3255 | 0.34233 | 0.68465
3256 | 0.3423 | 0.6846
3257 | 0.34228 | 0.68455
3258 | 0.34225 | 0.6845
3259 | 0.34222 | 0.68445
3260 | 0.3422 | 0.6844
3261 | 0.34217 | 0.68435
3262 | 0.34215 | 0.6843
3263 | 0.34212 | 0.68425
3264 | 0.3421 | 0.6842
3265 | 0.34207 | 0.68415
3266 | 0.34205 | 0.6841
3267 | 0.34202 | 0.68404
3268 | 0.342 | 0.68399
3269 | 0.34197 | 0.68394
3270 | 0.34195 | 0.68389
3271 | 0.34192 | 0.68384
3272 | 0.3419 | 0.68379
3273 | 0.34187 | 0.68374
3274 | 0.34185 | 0.68369
3275 | 0.34182 | 0.68364
3276 | 0.34179 | 0.68359
3277 | 0.34177 | 0.68354
3278 | 0.34174 | 0.68349
3279 | 0.34172 | 0.68344
3280 | 0.34169 | 0.68339
3281 | 0.34167 | 0.68334
3282 | 0.34164 | 0.68329
3283 | 0.34162 | 0.68324
3284 | 0.34159 | 0.68319
3285 | 0.34157 | 0.68313
3286 | 0.34154 | 0.68308
3287 | 0.34152 | 0.68303
3288 | 0.34149 | 0.68298
3289 | 0.34147 | 0.68293
3290 | 0.34144 | 0.68288
3291 | 0.34142 | 0.68283
3292 | 0.34139 | 0.68278
3293 | 0.34137 | 0.68273
3294 | 0.34134 | 0.68268
3295 | 0.34131 | 0.68263
3296 | 0.34129 | 0.68258
3297 | 0.34126 | 0.68253
3298 | 0.34124 | 0.68248
3299 | 0.34121 | 0.68243
3300 | 0.34119 | 0.68238
3301 | 0.34116 | 0.68233
3302 | 0.34114 | 0.68228
3303 | 0.34111 | 0.68222
3304 | 0.34109 | 0.68217
3305 | 0.34106 | 0.68212
3306 | 0.34104 | 0.68207
3307 | 0.34101 | 0.68202
3308 | 0.34099 | 0.68197
3309 | 0.34096 | 0.68192
3310 | 0.34094 | 0.68187
3311 | 0.34091 | 0.68182
3312 | 0.34088 | 0.68177
3313 | 0.34086 | 0.68172
3314 | 0.34083 | 0.68167
3315 | 0.34081 | 0.68162
3316 | 0.34078 | 0.68157
3317 | 0.34076 | 0.68152
3318 | 0.34073 | 0.68147
3319 | 0.34071 | 0.68142
3320 | 0.34068 | 0.68137
3321 | 0.34066 | 0.68131
3322 | 0.34063 | 0.68126
3323 | 0.34061 | 0.68121
3324 | 0.34058 | 0.68116
3325 | 0.34056 | 0.68111
3326 | 0.34053 | 0.68106
3327 | 0.34051 | 0.68101
3328 | 0.34048 | 0.68096
3329 | 0.34046 | 0.68091
3330 | 0.34043 | 0.68086
3331 | 0.3404 | 0.68081
3332 | 0.34038 | 0.68076
3333 | 0.34035 | 0.68071
3334 | 0.34033 | 0.68066
3335 | 0.3403 | 0.68061
3336 | 0.34028 | 0.68056
3337 | 0.34025 | 0.68051
3338 | 0.34023 | 0.68046
3339 | 0.3402 | 0.68041
3340 | 0.34018 | 0.68035
3341 | 0.34015 | 0.6803
3342 | 0.34013 | 0.68025
3343 | 0.3401 | 0.6802
3344 | 0.34008 | 0.68015
3345 | 0.34005 | 0.6801
3346 | 0.34003 | 0.68005
3347 | 0.34 | 0.68
3348 | 0.33998 | 0.67995
3349 | 0.33995 | 0.6799
3350 | 0.33992 | 0.67985
3351 | 0.3399 | 0.6798
3352 | 0.33987 | 0.67975
3353 | 0.33985 | 0.6797
3354 | 0.33982 | 0.67965
3355 | 0.3398 | 0.6796
3356 | 0.33977 | 0.67955
3357 | 0.33975 | 0.6795
3358 | 0.33972 | 0.67944
3359 | 0.3397 | 0.67939
3360 | 0.33967 | 0.67934
3361 | 0.33965 | 0.67929
3362 | 0.33962 | 0.67924
3363 | 0.3396 | 0.67919
3364 | 0.33957 | 0.67914
3365 | 0.33955 | 0.67909
3366 | 0.33952 | 0.67904
3367 | 0.33949 | 0.67899
3368 | 0.33947 | 0.67894
3369 | 0.33944 | 0.67889
3370 | 0.33942 | 0.67884
3371 | 0.33939 | 0.67879
3372 | 0.33937 | 0.67874
3373 | 0.33934 | 0.67869
3374 | 0.33932 | 0.67864
3375 | 0.33929 | 0.67859
3376 | 0.33927 | 0.67853
3377 | 0.33924 | 0.67848
3378 | 0.33922 | 0.67843
3379 | 0.33919 | 0.67838
3380 | 0.33917 | 0.67833
3381 | 0.33914 | 0.67828
3382 | 0.33912 | 0.67823
3383 | 0.33909 | 0.67818
3384 | 0.33907 | 0.67813
3385 | 0.33904 | 0.67808
3386 | 0.33901 | 0.67803
3387 | 0.33899 | 0.67798
3388 | 0.33896 | 0.67793
3389 | 0.33894 | 0.67788
3390 | 0.33891 | 0.67783
3391 | 0.33889 | 0.67778
3392 | 0.33886 | 0.67773
3393 | 0.33884 | 0.67768
3394 | 0.33881 | 0.67762
3395 | 0.33879 | 0.67757
3396 | 0.33876 | 0.67752
3397 | 0.33874 | 0.67747
3398 | 0.33871 | 0.67742
3399 | 0.33869 | 0.67737
3400 | 0.33866 | 0.67732
3401 | 0.33864 | 0.67727
3402 | 0.33861 | 0.67722
3403 | 0.33858 | 0.67717
3404 | 0.33856 | 0.67712
3405 | 0.33853 | 0.67707
3406 | 0.33851 | 0.67702
3407 | 0.33848 | 0.67697
3408 | 0.33846 | 0.67692
3409 | 0.33843 | 0.67687
3410 | 0.33841 | 0.67682
3411 | 0.33838 | 0.67677
3412 | 0.33836 | 0.67671
3413 | 0.33833 | 0.67666
3414 | 0.33831 | 0.67661
3415 | 0.33828 | 0.67656
3416 | 0.33826 | 0.67651
3417 | 0.33823 | 0.67646
3418 | 0.33821 | 0.67641
3419 | 0.33818 | 0.67636
3420 | 0.33816 | 0.67631
3421 | 0.33813 | 0.67626
3422 | 0.3381 | 0.67621
3423 | 0.33808 | 0.67616
3424 | 0.33805 | 0.67611
3425 | 0.33803 | 0.67606
3426 | 0.338 | 0.67601
3427 | 0.33798 | 0.67596
3428 | 0.33795 | 0.67591
3429 | 0.33793 | 0.67586
3430 | 0.3379 | 0.6758
3431 | 0.33788 | 0.67575
3432 | 0.33785 | 0.6757
3433 | 0.33783 | 0.67565
3434 | 0.3378 | 0.6756
3435 | 0.33778 | 0.67555
3436 | 0.33775 | 0.6755
3437 | 0.33773 | 0.67545
3438 | 0.3377 | 0.6754
3439 | 0.33767 | 0.67535
3440 | 0.33765 | 0.6753
3441 | 0.33762 | 0.67525
3442 | 0.3376 | 0.6752
3443 | 0.33757 | 0.67515
3444 | 0.33755 | 0.6751
3445 | 0.33752 | 0.67505
3446 | 0.3375 | 0.675
3447 | 0.33747 | 0.67495
3448 | 0.33745 | 0.6749
3449 | 0.33742 | 0.67484
3450 | 0.3374 | 0.67479
3451 | 0.33737 | 0.67474
3452 | 0.33735 | 0.67469
3453 | 0.33732 | 0.67464
3454 | 0.3373 | 0.67459
3455 | 0.33727 | 0.67454
3456 | 0.33725 | 0.67449
3457 | 0.33722 | 0.67444
3458 | 0.33719 | 0.67439
3459 | 0.33717 | 0.67434
3460 | 0.33714 | 0.67429
3461 | 0.33712 | 0.67424
3462 | 0.33709 | 0.67419
3463 | 0.33707 | 0.67414
3464 | 0.33704 | 0.67409
3465 | 0.33702 | 0.67404
3466 | 0.33699 | 0.67399
3467 | 0.33697 | 0.67393
3468 | 0.33694 | 0.67388
3469 | 0.33692 | 0.67383
3470 | 0.33689 | 0.67378
3471 | 0.33687 | 0.67373
3472 | 0.33684 | 0.67368
3473 | 0.33682 | 0.67363
3474 | 0.33679 | 0.67358
3475 | 0.33677 | 0.67353
3476 | 0.33674 | 0.67348
3477 | 0.33671 | 0.67343
3478 | 0.33669 | 0.67338
3479 | 0.33666 | 0.67333
3480 | 0.33664 | 0.67328
3481 | 0.33661 | 0.67323
3482 | 0.33659 | 0.67318
3483 | 0.33656 | 0.67313
3484 | 0.33654 | 0.67308
3485 | 0.33651 | 0.67302
3486 | 0.33649 | 0.67297
3487 | 0.33646 | 0.67292
3488 | 0.33644 | 0.67287
3489 | 0.33641 | 0.67282
3490 | 0.33639 | 0.67277
3491 | 0.33636 | 0.67272
3492 | 0.33634 | 0.67267
3493 | 0.33631 | 0.67262
3494 | 0.33628 | 0.67257
3495 | 0.33626 | 0.67252
3496 | 0.33623 | 0.67247
3497 | 0.33621 | 0.67242
3498 | 0.33618 | 0.67237
3499 | 0.33616 | 0.67232
3500 | 0.33613 | 0.67227
3501 | 0.33611 | 0.67222
3502 | 0.33608 | 0.67217
3503 | 0.33606 | 0.67211
3504 | 0.33603 | 0.67206
3505 | 0.33601 | 0.67201
3506 | 0.33598 | 0.67196
3507 | 0.33596 | 0.67191
3508 | 0.33593 | 0.67186
3509 | 0.33591 | 0.67181
3510 | 0.33588 | 0.67176
3511 | 0.33586 | 0.67171
3512 | 0.33583 | 0.67166
3513 | 0.3358 | 0.67161
3514 | 0.33578 | 0.67156
3515 | 0.33575 | 0.67151
3516 | 0.33573 | 0.67146
3517 | 0.3357 | 0.67141
3518 | 0.33568 | 0.67136
3519 | 0.33565 | 0.67131
3520 | 0.33563 | 0.67126
3521 | 0.3356 | 0.6712
3522 | 0.33558 | 0.67115
3523 | 0.33555 | 0.6711
3524 | 0.33553 | 0.67105
3525 | 0.3355 | 0.671
3526 | 0.33548 | 0.67095
3527 | 0.33545 | 0.6709
3528 | 0.33543 | 0.67085
3529 | 0.3354 | 0.6708
3530 | 0.33537 | 0.67075
3531 | 0.33535 | 0.6707
3532 | 0.33532 | 0.67065
3533 | 0.3353 | 0.6706
3534 | 0.33527 | 0.67055
3535 | 0.33525 | 0.6705
3536 | 0.33522 | 0.67045
3537 | 0.3352 | 0.6704
3538 | 0.33517 | 0.67035
3539 | 0.33515 | 0.67029
3540 | 0.33512 | 0.67024
3541 | 0.3351 | 0.67019
3542 | 0.33507 | 0.67014
3543 | 0.33505 | 0.67009
3544 | 0.33502 | 0.67004
3545 | 0.335 | 0.66999
3546 | 0.33497 | 0.66994
3547 | 0.33495 | 0.66989
3548 | 0.33492 | 0.66984
3549 | 0.33489 | 0.66979
3550 | 0.33487 | 0.66974
3551 | 0.33484 | 0.66969
3552 | 0.33482 | 0.66964
3553 | 0.33479 | 0.66959
3554 | 0.33477 | 0.66954
3555 | 0.33474 | 0.66949
3556 | 0.33472 | 0.66944
3557 | 0.33469 | 0.66939
3558 | 0.33467 | 0.66933
3559 | 0.33464 | 0.66928
3560 | 0.33462 | 0.66923
3561 | 0.33459 | 0.66918
3562 | 0.33457 | 0.66913
3563 | 0.33454 | 0.66908
3564 | 0.33452 | 0.66903
3565 | 0.33449 | 0.66898
3566 | 0.33447 | 0.66893
3567 | 0.33444 | 0.66888
3568 | 0.33441 | 0.66883
3569 | 0.33439 | 0.66878
3570 | 0.33436 | 0.66873
3571 | 0.33434 | 0.66868
3572 | 0.33431 | 0.66863
3573 | 0.33429 | 0.66858
3574 | 0.33426 | 0.66853
3575 | 0.33424 | 0.66848
3576 | 0.33421 | 0.66842
3577 | 0.33419 | 0.66837
3578 | 0.33416 | 0.66832
3579 | 0.33414 | 0.66827
3580 | 0.33411 | 0.66822
3581 | 0.33409 | 0.66817
3582 | 0.33406 | 0.66812
3583 | 0.33404 | 0.66807
3584 | 0.33401 | 0.66802
3585 | 0.33398 | 0.66797
3586 | 0.33396 | 0.66792
3587 | 0.33393 | 0.66787
3588 | 0.33391 | 0.66782
3589 | 0.33388 | 0.66777
3590 | 0.33386 | 0.66772
3591 | 0.33383 | 0.66767
3592 | 0.33381 | 0.66762
3593 | 0.33378 | 0.66757
3594 | 0.33376 | 0.66751
3595 | 0.33373 | 0.66746
3596 | 0.33371 | 0.66741
3597 | 0.33368 | 0.66736
3598 | 0.33366 | 0.66731
3599 | 0.33363 | 0.66726
3600 | 0.33361 | 0.66721
3601 | 0.33358 | 0.66716
3602 | 0.33356 | 0.66711
3603 | 0.33353 | 0.66706
3604 | 0.3335 | 0.66701
3605 | 0.33348 | 0.66696
3606 | 0.33345 | 0.66691
3607 | 0.33343 | 0.66686
3608 | 0.3334 | 0.66681
3609 | 0.33338 | 0.66676
3610 | 0.33335 | 0.66671
3611 | 0.33333 | 0.66666
3612 | 0.3333 | 0.6666
3613 | 0.33328 | 0.66655
3614 | 0.33325 | 0.6665
3615 | 0.33323 | 0.66645
3616 | 0.3332 | 0.6664
3617 | 0.33318 | 0.66635
3618 | 0.33315 | 0.6663
3619 | 0.33313 | 0.66625
3620 | 0.3331 | 0.6662
3621 | 0.33307 | 0.66615
3622 | 0.33305 | 0.6661
3623 | 0.33302 | 0.66605
3624 | 0.333 | 0.666
3625 | 0.33297 | 0.66595
3626 | 0.33295 | 0.6659
3627 | 0.33292 | 0.66585
3628 | 0.3329 | 0.6658
3629 | 0.33287 | 0.66575
3630 | 0.33285 | 0.66569
3631 | 0.33282 | 0.66564
3632 | 0.3328 | 0.66559
3633 | 0.33277 | 0.66554
3634 | 0.33275 | 0.66549
3635 | 0.33272 | 0.66544
3636 | 0.3327 | 0.66539
3637 | 0.33267 | 0.66534
3638 | 0.33265 | 0.66529
3639 | 0.33262 | 0.66524
3640 | 0.33259 | 0.66519
3641 | 0.33257 | 0.66514
3642 | 0.33255 | 0.6651
3643 | 0.33253 | 0.66507
3644 | 0.33251 | 0.66503
3645 | 0.3325 | 0.66499
3646 | 0.33248 | 0.66496
3647 | 0.33246 | 0.66492
3648 | 0.33244 | 0.66488
3649 | 0.33242 | 0.66485
3650 | 0.33241 | 0.66481
3651 | 0.33239 | 0.66477
3652 | 0.33237 | 0.66474
3653 | 0.33235 | 0.6647
3654 | 0.33233 | 0.66467
3655 | 0.33231 | 0.66463
3656 | 0.3323 | 0.66459
3657 | 0.33228 | 0.66456
3658 | 0.33226 | 0.66452
3659 | 0.33224 | 0.66448
3660 | 0.33222 | 0.66445
3661 | 0.33221 | 0.66441
3662 | 0.33219 | 0.66437
3663 | 0.33217 | 0.66434
3664 | 0.33215 | 0.6643
3665 | 0.33213 | 0.66427
3666 | 0.33211 | 0.66423
3667 | 0.3321 | 0.66419
3668 | 0.33208 | 0.66416
3669 | 0.33206 | 0.66412
3670 | 0.33204 | 0.66408
3671 | 0.33202 | 0.66405
3672 | 0.33201 | 0.66401
3673 | 0.33199 | 0.66397
3674 | 0.33197 | 0.66394
3675 | 0.33195 | 0.6639
3676 | 0.33193 | 0.66386
3677 | 0.33191 | 0.66383
3678 | 0.3319 | 0.66379
3679 | 0.33188 | 0.66376
3680 | 0.33186 | 0.66372
3681 | 0.33184 | 0.66368
3682 | 0.33182 | 0.66365
3683 | 0.3318 | 0.66361
3684 | 0.33179 | 0.66357
3685 | 0.33177 | 0.66354
3686 | 0.33175 | 0.6635
3687 | 0.33173 | 0.66346
3688 | 0.33171 | 0.66343
3689 | 0.3317 | 0.66339
3690 | 0.33168 | 0.66335
3691 | 0.33166 | 0.66332
3692 | 0.33164 | 0.66328
3693 | 0.33162 | 0.66325
3694 | 0.3316 | 0.66321
3695 | 0.33159 | 0.66317
3696 | 0.33157 | 0.66314
3697 | 0.33155 | 0.6631
3698 | 0.33153 | 0.66306
3699 | 0.33151 | 0.66303
3700 | 0.3315 | 0.66299
3701 | 0.33148 | 0.66295
3702 | 0.33146 | 0.66292
3703 | 0.33144 | 0.66288
3704 | 0.33142 | 0.66285
3705 | 0.3314 | 0.66281
3706 | 0.33139 | 0.66277
3707 | 0.33137 | 0.66274
3708 | 0.33135 | 0.6627
3709 | 0.33133 | 0.66266
3710 | 0.33131 | 0.66263
3711 | 0.3313 | 0.66259
3712 | 0.33128 | 0.66255
3713 | 0.33126 | 0.66252
3714 | 0.33124 | 0.66248
3715 | 0.33122 | 0.66244
3716 | 0.3312 | 0.66241
3717 | 0.33119 | 0.66237
3718 | 0.33117 | 0.66234
3719 | 0.33115 | 0.6623
3720 | 0.33113 | 0.66226
3721 | 0.33111 | 0.66223
3722 | 0.33109 | 0.66219
3723 | 0.33108 | 0.66215
3724 | 0.33106 | 0.66212
3725 | 0.33104 | 0.66208
3726 | 0.33102 | 0.66204
3727 | 0.331 | 0.66201
3728 | 0.33099 | 0.66197
3729 | 0.33097 | 0.66194
3730 | 0.33095 | 0.6619
3731 | 0.33093 | 0.66186
3732 | 0.33091 | 0.66183
3733 | 0.33089 | 0.66179
3734 | 0.33088 | 0.66175
3735 | 0.33086 | 0.66172
3736 | 0.33084 | 0.66168
3737 | 0.33082 | 0.66164
3738 | 0.3308 | 0.66161
3739 | 0.33079 | 0.66157
3740 | 0.33077 | 0.66153
3741 | 0.33075 | 0.6615
3742 | 0.33073 | 0.66146
3743 | 0.33071 | 0.66143
3744 | 0.33069 | 0.66139
3745 | 0.33068 | 0.66135
3746 | 0.33066 | 0.66132
3747 | 0.33064 | 0.66128
3748 | 0.33062 | 0.66124
3749 | 0.3306 | 0.66121
3750 | 0.33059 | 0.66117
3751 | 0.33057 | 0.66113
3752 | 0.33055 | 0.6611
3753 | 0.33053 | 0.66106
3754 | 0.33051 | 0.66102
3755 | 0.33049 | 0.66099
3756 | 0.33048 | 0.66095
3757 | 0.33046 | 0.66092
3758 | 0.33044 | 0.66088
3759 | 0.33042 | 0.66084
3760 | 0.3304 | 0.66081
3761 | 0.33039 | 0.66077
3762 | 0.33037 | 0.66073
3763 | 0.33035 | 0.6607
3764 | 0.33033 | 0.66066
3765 | 0.33031 | 0.66062
3766 | 0.33029 | 0.66059
3767 | 0.33028 | 0.66055
3768 | 0.33026 | 0.66052
3769 | 0.33024 | 0.66048
3770 | 0.33022 | 0.66044
3771 | 0.3302 | 0.66041
3772 | 0.33018 | 0.66037
3773 | 0.33017 | 0.66033
3774 | 0.33015 | 0.6603
3775 | 0.33013 | 0.66026
3776 | 0.33011 | 0.66022
3777 | 0.33009 | 0.66019
3778 | 0.33008 | 0.66015
3779 | 0.33006 | 0.66011
3780 | 0.33004 | 0.66008
3781 | 0.33002 | 0.66004
3782 | 0.33 | 0.66001
3783 | 0.32998 | 0.65997
3784 | 0.32997 | 0.65993
3785 | 0.32995 | 0.6599
3786 | 0.32993 | 0.65986
3787 | 0.32991 | 0.65982
3788 | 0.32989 | 0.65979
3789 | 0.32988 | 0.65975
3790 | 0.32986 | 0.65971
3791 | 0.32984 | 0.65968
3792 | 0.32982 | 0.65964
3793 | 0.3298 | 0.65961
3794 | 0.32978 | 0.65957
3795 | 0.32977 | 0.65953
3796 | 0.32975 | 0.6595
3797 | 0.32973 | 0.65946
3798 | 0.32971 | 0.65942
3799 | 0.32969 | 0.65939
3800 | 0.32968 | 0.65935
3801 | 0.32966 | 0.65931
3802 | 0.32964 | 0.65928
3803 | 0.32962 | 0.65924
3804 | 0.3296 | 0.6592
3805 | 0.32958 | 0.65917
3806 | 0.32957 | 0.65913
3807 | 0.32955 | 0.6591
3808 | 0.32953 | 0.65906
3809 | 0.32951 | 0.65902
3810 | 0.32949 | 0.65899
3811 | 0.32947 | 0.65895
3812 | 0.32946 | 0.65891
3813 | 0.32944 | 0.65888
3814 | 0.32942 | 0.65884
3815 | 0.3294 | 0.6588
3816 | 0.32938 | 0.65877
3817 | 0.32937 | 0.65873
3818 | 0.32935 | 0.6587
3819 | 0.32933 | 0.65866
3820 | 0.32931 | 0.65862
3821 | 0.32929 | 0.65859
3822 | 0.32927 | 0.65855
3823 | 0.32926 | 0.65851
3824 | 0.32924 | 0.65848
3825 | 0.32922 | 0.65844
3826 | 0.3292 | 0.6584
3827 | 0.32918 | 0.65837
3828 | 0.32917 | 0.65833
3829 | 0.32915 | 0.65829
3830 | 0.32913 | 0.65826
3831 | 0.32911 | 0.65822
3832 | 0.32909 | 0.65819
3833 | 0.32907 | 0.65815
3834 | 0.32906 | 0.65811
3835 | 0.32904 | 0.65808
3836 | 0.32902 | 0.65804
3837 | 0.329 | 0.658
3838 | 0.32898 | 0.65797
3839 | 0.32897 | 0.65793
3840 | 0.32895 | 0.65789
3841 | 0.32893 | 0.65786
3842 | 0.32891 | 0.65782
3843 | 0.32889 | 0.65778
3844 | 0.32887 | 0.65775
3845 | 0.32886 | 0.65771
3846 | 0.32884 | 0.65768
3847 | 0.32882 | 0.65764
3848 | 0.3288 | 0.6576
3849 | 0.32878 | 0.65757
3850 | 0.32877 | 0.65753
3851 | 0.32875 | 0.65749
3852 | 0.32873 | 0.65746
3853 | 0.32871 | 0.65742
3854 | 0.32869 | 0.65738
3855 | 0.32867 | 0.65735
3856 | 0.32866 | 0.65731
3857 | 0.32864 | 0.65728
3858 | 0.32862 | 0.65724
3859 | 0.3286 | 0.6572
3860 | 0.32858 | 0.65717
3861 | 0.32856 | 0.65713
3862 | 0.32855 | 0.65709
3863 | 0.32853 | 0.65706
3864 | 0.32851 | 0.65702
3865 | 0.32849 | 0.65698
3866 | 0.32847 | 0.65695
3867 | 0.32846 | 0.65691
3868 | 0.32844 | 0.65687
3869 | 0.32842 | 0.65684
3870 | 0.3284 | 0.6568
3871 | 0.32838 | 0.65677
3872 | 0.32836 | 0.65673
3873 | 0.32835 | 0.65669
3874 | 0.32833 | 0.65666
3875 | 0.32831 | 0.65662
3876 | 0.32829 | 0.65658
3877 | 0.32827 | 0.65655
3878 | 0.32826 | 0.65651
3879 | 0.32824 | 0.65647
3880 | 0.32822 | 0.65644
3881 | 0.3282 | 0.6564
3882 | 0.32818 | 0.65637
3883 | 0.32816 | 0.65633
3884 | 0.32815 | 0.65629
3885 | 0.32813 | 0.65626
3886 | 0.32811 | 0.65622
3887 | 0.32809 | 0.65618
3888 | 0.32807 | 0.65615
3889 | 0.32806 | 0.65611
3890 | 0.32804 | 0.65607
3891 | 0.32802 | 0.65604
3892 | 0.328 | 0.656
3893 | 0.32798 | 0.65596
3894 | 0.32796 | 0.65593
3895 | 0.32795 | 0.65589
3896 | 0.32793 | 0.65586
3897 | 0.32791 | 0.65582
3898 | 0.32789 | 0.65578
3899 | 0.32787 | 0.65575
3900 | 0.32785 | 0.65571
3901 | 0.32784 | 0.65567
3902 | 0.32782 | 0.65564
3903 | 0.3278 | 0.6556
3904 | 0.32778 | 0.65556
3905 | 0.32776 | 0.65553
3906 | 0.32775 | 0.65549
3907 | 0.32773 | 0.65546
3908 | 0.32771 | 0.65542
3909 | 0.32769 | 0.65538
3910 | 0.32767 | 0.65535
3911 | 0.32765 | 0.65531
3912 | 0.32764 | 0.65527
3913 | 0.32762 | 0.65524
3914 | 0.3276 | 0.6552
3915 | 0.32758 | 0.65516
3916 | 0.32756 | 0.65513
3917 | 0.32755 | 0.65509
3918 | 0.32753 | 0.65505
3919 | 0.32751 | 0.65502
3920 | 0.32749 | 0.65498
3921 | 0.32747 | 0.65495
3922 | 0.32745 | 0.65491
3923 | 0.32744 | 0.65487
3924 | 0.32742 | 0.65484
3925 | 0.3274 | 0.6548
3926 | 0.32738 | 0.65476
3927 | 0.32736 | 0.65473
3928 | 0.32735 | 0.65469
3929 | 0.32733 | 0.65465
3930 | 0.32731 | 0.65462
3931 | 0.32729 | 0.65458
3932 | 0.32727 | 0.65454
3933 | 0.32725 | 0.65451
3934 | 0.32724 | 0.65447
3935 | 0.32722 | 0.65444
3936 | 0.3272 | 0.6544
3937 | 0.32718 | 0.65436
3938 | 0.32716 | 0.65433
3939 | 0.32715 | 0.65429
3940 | 0.32713 | 0.65425
3941 | 0.32711 | 0.65422
3942 | 0.32709 | 0.65418
3943 | 0.32707 | 0.65414
3944 | 0.32705 | 0.65411
3945 | 0.32704 | 0.65407
3946 | 0.32702 | 0.65404
3947 | 0.327 | 0.654
3948 | 0.32698 | 0.65396
3949 | 0.32696 | 0.65393
3950 | 0.32694 | 0.65389
3951 | 0.32693 | 0.65385
3952 | 0.32691 | 0.65382
3953 | 0.32689 | 0.65378
3954 | 0.32687 | 0.65374
3955 | 0.32685 | 0.65371
3956 | 0.32684 | 0.65367
3957 | 0.32682 | 0.65363
3958 | 0.3268 | 0.6536
3959 | 0.32678 | 0.65356
3960 | 0.32676 | 0.65353
3961 | 0.32674 | 0.65349
3962 | 0.32673 | 0.65345
3963 | 0.32671 | 0.65342
3964 | 0.32669 | 0.65338
3965 | 0.32667 | 0.65334
3966 | 0.32665 | 0.65331
3967 | 0.32664 | 0.65327
3968 | 0.32662 | 0.65323
3969 | 0.3266 | 0.6532
3970 | 0.32658 | 0.65316
3971 | 0.32656 | 0.65313
3972 | 0.32654 | 0.65309
3973 | 0.32653 | 0.65305
3974 | 0.32651 | 0.65302
3975 | 0.32649 | 0.65298
3976 | 0.32647 | 0.65294
3977 | 0.32645 | 0.65291
3978 | 0.32644 | 0.65287
3979 | 0.32642 | 0.65283
3980 | 0.3264 | 0.6528
3981 | 0.32638 | 0.65276
3982 | 0.32636 | 0.65272
3983 | 0.32634 | 0.65269
3984 | 0.32633 | 0.65265
3985 | 0.32631 | 0.65262
3986 | 0.32629 | 0.65258
3987 | 0.32627 | 0.65254
3988 | 0.32625 | 0.65251
3989 | 0.32623 | 0.65247
3990 | 0.32622 | 0.65243
3991 | 0.3262 | 0.6524
3992 | 0.32618 | 0.65236
3993 | 0.32616 | 0.65232
3994 | 0.32614 | 0.65229
3995 | 0.32613 | 0.65225
3996 | 0.32611 | 0.65221
3997 | 0.32609 | 0.65218
3998 | 0.32607 | 0.65214
3999 | 0.32605 | 0.65211
4000 | 0.32603 | 0.65207
4001 | 0.32602 | 0.65203
4002 | 0.326 | 0.652
4003 | 0.32598 | 0.65196
4004 | 0.32596 | 0.65192
4005 | 0.32594 | 0.65189
4006 | 0.32593 | 0.65185
4007 | 0.32591 | 0.65181
4008 | 0.32589 | 0.65178
4009 | 0.32587 | 0.65174
4010 | 0.32585 | 0.65171
4011 | 0.32583 | 0.65167
4012 | 0.32582 | 0.65163
4013 | 0.3258 | 0.6516
4014 | 0.32578 | 0.65156
4015 | 0.32576 | 0.65152
4016 | 0.32574 | 0.65149
4017 | 0.32573 | 0.65145
4018 | 0.32571 | 0.65141
4019 | 0.32569 | 0.65138
4020 | 0.32567 | 0.65134
4021 | 0.32565 | 0.6513
4022 | 0.32563 | 0.65127
4023 | 0.32562 | 0.65123
4024 | 0.3256 | 0.6512
4025 | 0.32558 | 0.65116
4026 | 0.32556 | 0.65112
4027 | 0.32554 | 0.65109
4028 | 0.32552 | 0.65105
4029 | 0.32551 | 0.65101
4030 | 0.32549 | 0.65098
4031 | 0.32547 | 0.65094
4032 | 0.32545 | 0.6509
4033 | 0.32543 | 0.65087
4034 | 0.32542 | 0.65083
4035 | 0.3254 | 0.6508
4036 | 0.32538 | 0.65076
4037 | 0.32536 | 0.65072
4038 | 0.32534 | 0.65069
4039 | 0.32532 | 0.65065
4040 | 0.32531 | 0.65061
4041 | 0.32529 | 0.65058
4042 | 0.32527 | 0.65054
4043 | 0.32525 | 0.6505
4044 | 0.32523 | 0.65047
4045 | 0.32522 | 0.65043
4046 | 0.3252 | 0.65039
4047 | 0.32518 | 0.65036
4048 | 0.32516 | 0.65032
4049 | 0.32514 | 0.65029
4050 | 0.32512 | 0.65025
4051 | 0.32511 | 0.65021
4052 | 0.32509 | 0.65018
4053 | 0.32507 | 0.65014
4054 | 0.32505 | 0.6501
4055 | 0.32503 | 0.65007
4056 | 0.32502 | 0.65003
4057 | 0.325 | 0.64999
4058 | 0.32498 | 0.64996
4059 | 0.32496 | 0.64992
4060 | 0.32494 | 0.64989
4061 | 0.32492 | 0.64985
4062 | 0.32491 | 0.64981
4063 | 0.32489 | 0.64978
4064 | 0.32487 | 0.64974
4065 | 0.32485 | 0.6497
4066 | 0.32483 | 0.64967
4067 | 0.32482 | 0.64963
4068 | 0.3248 | 0.64959
4069 | 0.32478 | 0.64956
4070 | 0.32476 | 0.64952
4071 | 0.32474 | 0.64948
4072 | 0.32472 | 0.64945
4073 | 0.32471 | 0.64941
4074 | 0.32469 | 0.64938
4075 | 0.32467 | 0.64934
4076 | 0.32465 | 0.6493
4077 | 0.32463 | 0.64927
4078 | 0.32461 | 0.64923
4079 | 0.3246 | 0.64919
4080 | 0.32458 | 0.64916
4081 | 0.32456 | 0.64912
4082 | 0.32454 | 0.64908
4083 | 0.32452 | 0.64905
4084 | 0.32451 | 0.64901
4085 | 0.32449 | 0.64897
4086 | 0.32447 | 0.64894
4087 | 0.32445 | 0.6489
4088 | 0.32443 | 0.64887
4089 | 0.32441 | 0.64883
4090 | 0.3244 | 0.64879
4091 | 0.32438 | 0.64876
4092 | 0.32436 | 0.64872
4093 | 0.32434 | 0.64868
4094 | 0.32432 | 0.64865
4095 | 0.32431 | 0.64861
4096 | 0.32429 | 0.64857
4097 | 0.32427 | 0.64854
4098 | 0.32425 | 0.6485
4099 | 0.32423 | 0.64847
4100 | 0.32421 | 0.64843
4101 | 0.3242 | 0.64839
4102 | 0.32418 | 0.64836
4103 | 0.32416 | 0.64832
4104 | 0.32414 | 0.64828
4105 | 0.32412 | 0.64825
4106 | 0.32411 | 0.64821
4107 | 0.32409 | 0.64817
4108 | 0.32407 | 0.64814
4109 | 0.32405 | 0.6481
4110 | 0.32403 | 0.64806
4111 | 0.32401 | 0.64803
4112 | 0.324 | 0.64799
4113 | 0.32398 | 0.64796
4114 | 0.32396 | 0.64792
4115 | 0.32394 | 0.64788
4116 | 0.32392 | 0.64785
4117 | 0.3239 | 0.64781
4118 | 0.32389 | 0.64777
4119 | 0.32387 | 0.64774
4120 | 0.32385 | 0.6477
4121 | 0.32383 | 0.64766
4122 | 0.32381 | 0.64763
4123 | 0.3238 | 0.64759
4124 | 0.32378 | 0.64756
4125 | 0.32376 | 0.64752
4126 | 0.32374 | 0.64748
4127 | 0.32372 | 0.64745
4128 | 0.3237 | 0.64741
4129 | 0.32369 | 0.64737
4130 | 0.32367 | 0.64734
4131 | 0.32365 | 0.6473
4132 | 0.32363 | 0.64726
4133 | 0.32361 | 0.64723
4134 | 0.3236 | 0.64719
4135 | 0.32358 | 0.64715
4136 | 0.32356 | 0.64712
4137 | 0.32354 | 0.64708
4138 | 0.32352 | 0.64705
4139 | 0.3235 | 0.64701
4140 | 0.32349 | 0.64697
4141 | 0.32347 | 0.64694
4142 | 0.32345 | 0.6469
4143 | 0.32343 | 0.64686
4144 | 0.32341 | 0.64683
4145 | 0.3234 | 0.64679
4146 | 0.32338 | 0.64675
4147 | 0.32336 | 0.64672
4148 | 0.32334 | 0.64668
4149 | 0.32332 | 0.64664
4150 | 0.3233 | 0.64661
4151 | 0.32329 | 0.64657
4152 | 0.32327 | 0.64654
4153 | 0.32325 | 0.6465
4154 | 0.32323 | 0.64646
4155 | 0.32321 | 0.64643
4156 | 0.3232 | 0.64639
4157 | 0.32318 | 0.64635
4158 | 0.32316 | 0.64632
4159 | 0.32314 | 0.64628
4160 | 0.32312 | 0.64624
4161 | 0.3231 | 0.64621
4162 | 0.32309 | 0.64617
4163 | 0.32307 | 0.64614
4164 | 0.32305 | 0.6461
4165 | 0.32303 | 0.64606
4166 | 0.32301 | 0.64603
4167 | 0.32299 | 0.64599
4168 | 0.32298 | 0.64595
4169 | 0.32296 | 0.64592
4170 | 0.32294 | 0.64588
4171 | 0.32292 | 0.64584
4172 | 0.3229 | 0.64581
4173 | 0.32289 | 0.64577
4174 | 0.32287 | 0.64573
4175 | 0.32285 | 0.6457
4176 | 0.32283 | 0.64566
4177 | 0.32281 | 0.64563
4178 | 0.32279 | 0.64559
4179 | 0.32278 | 0.64555
4180 | 0.32276 | 0.64552
4181 | 0.32274 | 0.64548
4182 | 0.32272 | 0.64544
4183 | 0.3227 | 0.64541
4184 | 0.32269 | 0.64537
4185 | 0.32267 | 0.64533
4186 | 0.32265 | 0.6453
4187 | 0.32263 | 0.64526
4188 | 0.32261 | 0.64523
4189 | 0.32259 | 0.64519
4190 | 0.32258 | 0.64515
4191 | 0.32256 | 0.64512
4192 | 0.32254 | 0.64508
4193 | 0.32252 | 0.64504
4194 | 0.3225 | 0.64501
4195 | 0.32249 | 0.64497
4196 | 0.32247 | 0.64493
4197 | 0.32245 | 0.6449
4198 | 0.32243 | 0.64486
4199 | 0.32241 | 0.64482
4200 | 0.32239 | 0.64479
4201 | 0.32238 | 0.64475
4202 | 0.32236 | 0.64472
4203 | 0.32234 | 0.64468
4204 | 0.32232 | 0.64464
4205 | 0.3223 | 0.64461
4206 | 0.32228 | 0.64457
4207 | 0.32227 | 0.64453
4208 | 0.32225 | 0.6445
4209 | 0.32223 | 0.64446
4210 | 0.32221 | 0.64442
4211 | 0.32219 | 0.64439
4212 | 0.32218 | 0.64435
4213 | 0.32216 | 0.64432
4214 | 0.32214 | 0.64428
4215 | 0.32212 | 0.64424
4216 | 0.3221 | 0.64421
4217 | 0.32208 | 0.64417
4218 | 0.32207 | 0.64413
4219 | 0.32205 | 0.6441
4220 | 0.32203 | 0.64406
4221 | 0.32201 | 0.64402
4222 | 0.32199 | 0.64399
4223 | 0.32198 | 0.64395
4224 | 0.32196 | 0.64391
4225 | 0.32194 | 0.64388
4226 | 0.32192 | 0.64384
4227 | 0.3219 | 0.64381
4228 | 0.32188 | 0.64377
4229 | 0.32187 | 0.64373
4230 | 0.32185 | 0.6437
4231 | 0.32183 | 0.64366
4232 | 0.32181 | 0.64362
4233 | 0.32179 | 0.64359
4234 | 0.32177 | 0.64355
4235 | 0.32175 | 0.64351
4236 | 0.32173 | 0.64347
4237 | 0.32171 | 0.64343
4238 | 0.32169 | 0.64339
4239 | 0.32167 | 0.64335
4240 | 0.32166 | 0.64331
4241 | 0.32164 | 0.64327
4242 | 0.32162 | 0.64323
4243 | 0.3216 | 0.64319
4244 | 0.32158 | 0.64315
4245 | 0.32156 | 0.64311
4246 | 0.32154 | 0.64307
4247 | 0.32152 | 0.64303
4248 | 0.3215 | 0.64299
4249 | 0.32148 | 0.64295
4250 | 0.32146 | 0.64291
4251 | 0.32144 | 0.64288
4252 | 0.32142 | 0.64284
4253 | 0.3214 | 0.6428
4254 | 0.32138 | 0.64276
4255 | 0.32136 | 0.64272
4256 | 0.32134 | 0.64268
4257 | 0.32132 | 0.64264
4258 | 0.3213 | 0.6426
4259 | 0.32128 | 0.64256
4260 | 0.32126 | 0.64252
4261 | 0.32124 | 0.64248
4262 | 0.32122 | 0.64244
4263 | 0.3212 | 0.6424
4264 | 0.32118 | 0.64236
4265 | 0.32116 | 0.64232
4266 | 0.32114 | 0.64228
4267 | 0.32112 | 0.64224
4268 | 0.3211 | 0.6422
4269 | 0.32108 | 0.64216
4270 | 0.32106 | 0.64212
4271 | 0.32104 | 0.64208
4272 | 0.32102 | 0.64204
4273 | 0.321 | 0.64201
4274 | 0.32098 | 0.64197
4275 | 0.32096 | 0.64193
4276 | 0.32094 | 0.64189
4277 | 0.32092 | 0.64185
4278 | 0.3209 | 0.64181
4279 | 0.32088 | 0.64177
4280 | 0.32086 | 0.64173
4281 | 0.32084 | 0.64169
4282 | 0.32082 | 0.64165
4283 | 0.3208 | 0.64161
4284 | 0.32079 | 0.64157
4285 | 0.32077 | 0.64153
4286 | 0.32075 | 0.64149
4287 | 0.32073 | 0.64145
4288 | 0.32071 | 0.64141
4289 | 0.32069 | 0.64137
4290 | 0.32067 | 0.64133
4291 | 0.32065 | 0.64129
4292 | 0.32063 | 0.64125
4293 | 0.32061 | 0.64121
4294 | 0.32059 | 0.64118
4295 | 0.32057 | 0.64114
4296 | 0.32055 | 0.6411
4297 | 0.32053 | 0.64106
4298 | 0.32051 | 0.64102
4299 | 0.32049 | 0.64098
4300 | 0.32047 | 0.64094
4301 | 0.32045 | 0.6409
4302 | 0.32043 | 0.64086
4303 | 0.32041 | 0.64082
4304 | 0.32039 | 0.64078
4305 | 0.32037 | 0.64074
4306 | 0.32035 | 0.6407
4307 | 0.32033 | 0.64066
4308 | 0.32031 | 0.64062
4309 | 0.32029 | 0.64058
4310 | 0.32027 | 0.64054
4311 | 0.32025 | 0.6405
4312 | 0.32023 | 0.64046
4313 | 0.32021 | 0.64042
4314 | 0.32019 | 0.64038
4315 | 0.32017 | 0.64034
4316 | 0.32015 | 0.64031
4317 | 0.32013 | 0.64027
4318 | 0.32011 | 0.64023
4319 | 0.32009 | 0.64019
4320 | 0.32007 | 0.64015
4321 | 0.32005 | 0.64011
4322 | 0.32003 | 0.64007
4323 | 0.32001 | 0.64003
4324 | 0.31999 | 0.63999
4325 | 0.31997 | 0.63995
4326 | 0.31995 | 0.63991
4327 | 0.31994 | 0.63987
4328 | 0.31992 | 0.63983
4329 | 0.3199 | 0.63979
4330 | 0.31988 | 0.63975
4331 | 0.31986 | 0.63971
4332 | 0.31984 | 0.63967
4333 | 0.31982 | 0.63963
4334 | 0.3198 | 0.63959
4335 | 0.31978 | 0.63955
4336 | 0.31976 | 0.63951
4337 | 0.31974 | 0.63947
4338 | 0.31972 | 0.63944
4339 | 0.3197 | 0.6394
4340 | 0.31968 | 0.63936
4341 | 0.31966 | 0.63932
4342 | 0.31964 | 0.63928
4343 | 0.31962 | 0.63924
4344 | 0.3196 | 0.6392
4345 | 0.31958 | 0.63916
4346 | 0.31956 | 0.63912
4347 | 0.31954 | 0.63908
4348 | 0.31952 | 0.63904
4349 | 0.3195 | 0.639
4350 | 0.31948 | 0.63896
4351 | 0.31946 | 0.63892
4352 | 0.31944 | 0.63888
4353 | 0.31942 | 0.63884
4354 | 0.3194 | 0.6388
4355 | 0.31938 | 0.63876
4356 | 0.31936 | 0.63872
4357 | 0.31934 | 0.63868
4358 | 0.31932 | 0.63864
4359 | 0.3193 | 0.6386
4360 | 0.31928 | 0.63857
4361 | 0.31926 | 0.63853
4362 | 0.31924 | 0.63849
4363 | 0.31922 | 0.63845
4364 | 0.3192 | 0.63841
4365 | 0.31918 | 0.63837
4366 | 0.31916 | 0.63833
4367 | 0.31914 | 0.63829
4368 | 0.31912 | 0.63825
4369 | 0.3191 | 0.63821
4370 | 0.31909 | 0.63817
4371 | 0.31907 | 0.63813
4372 | 0.31905 | 0.63809
4373 | 0.31903 | 0.63805
4374 | 0.31901 | 0.63801
4375 | 0.31899 | 0.63797
4376 | 0.31897 | 0.63793
4377 | 0.31895 | 0.63789
4378 | 0.31893 | 0.63785
4379 | 0.31891 | 0.63781
4380 | 0.31889 | 0.63777
4381 | 0.31887 | 0.63774
4382 | 0.31885 | 0.6377
4383 | 0.31883 | 0.63766
4384 | 0.31881 | 0.63762
4385 | 0.31879 | 0.63758
4386 | 0.31877 | 0.63754
4387 | 0.31875 | 0.6375
4388 | 0.31873 | 0.63746
4389 | 0.31871 | 0.63742
4390 | 0.31869 | 0.63738
4391 | 0.31867 | 0.63734
4392 | 0.31865 | 0.6373
4393 | 0.31863 | 0.63726
4394 | 0.31861 | 0.63722
4395 | 0.31859 | 0.63718
4396 | 0.31857 | 0.63714
4397 | 0.31855 | 0.6371
4398 | 0.31853 | 0.63706
4399 | 0.31851 | 0.63702
4400 | 0.31849 | 0.63698
4401 | 0.31847 | 0.63694
4402 | 0.31845 | 0.6369
4403 | 0.31843 | 0.63687
4404 | 0.31841 | 0.63683
4405 | 0.31839 | 0.63679
4406 | 0.31837 | 0.63675
4407 | 0.31835 | 0.63671
4408 | 0.31833 | 0.63667
4409 | 0.31831 | 0.63663
4410 | 0.31829 | 0.63659
4411 | 0.31827 | 0.63655
4412 | 0.31825 | 0.63651
4413 | 0.31823 | 0.63647
4414 | 0.31822 | 0.63643
4415 | 0.3182 | 0.63639
4416 | 0.31818 | 0.63635
4417 | 0.31816 | 0.63631
4418 | 0.31814 | 0.63627
4419 | 0.31812 | 0.63623
4420 | 0.3181 | 0.63619
4421 | 0.31808 | 0.63615
4422 | 0.31806 | 0.63611
4423 | 0.31804 | 0.63607
4424 | 0.31802 | 0.63603
4425 | 0.318 | 0.636
4426 | 0.31798 | 0.63596
4427 | 0.31796 | 0.63592
4428 | 0.31794 | 0.63588
4429 | 0.31792 | 0.63584
4430 | 0.3179 | 0.6358
4431 | 0.31788 | 0.63576
4432 | 0.31786 | 0.63572
4433 | 0.31784 | 0.63568
4434 | 0.31782 | 0.63564
4435 | 0.3178 | 0.6356
4436 | 0.31778 | 0.63556
4437 | 0.31776 | 0.63552
4438 | 0.31774 | 0.63548
4439 | 0.31772 | 0.63544
4440 | 0.3177 | 0.6354
4441 | 0.31768 | 0.63536
4442 | 0.31766 | 0.63532
4443 | 0.31764 | 0.63528
4444 | 0.31762 | 0.63524
4445 | 0.3176 | 0.6352
4446 | 0.31758 | 0.63517
4447 | 0.31756 | 0.63513
4448 | 0.31754 | 0.63509
4449 | 0.31752 | 0.63505
4450 | 0.3175 | 0.63501
4451 | 0.31748 | 0.63497
4452 | 0.31746 | 0.63493
4453 | 0.31744 | 0.63489
4454 | 0.31742 | 0.63485
4455 | 0.3174 | 0.63481
4456 | 0.31738 | 0.63477
4457 | 0.31737 | 0.63473
4458 | 0.31735 | 0.63469
4459 | 0.31733 | 0.63465
4460 | 0.31731 | 0.63461
4461 | 0.31729 | 0.63457
4462 | 0.31727 | 0.63453
4463 | 0.31725 | 0.63449
4464 | 0.31723 | 0.63445
4465 | 0.31721 | 0.63441
4466 | 0.31719 | 0.63437
4467 | 0.31717 | 0.63433
4468 | 0.31715 | 0.6343
4469 | 0.31713 | 0.63426
4470 | 0.31711 | 0.63422
4471 | 0.31709 | 0.63418
4472 | 0.31707 | 0.63414
4473 | 0.31705 | 0.6341
4474 | 0.31703 | 0.63406
4475 | 0.31701 | 0.63402
4476 | 0.31699 | 0.63398
4477 | 0.31697 | 0.63394
4478 | 0.31695 | 0.6339
4479 | 0.31693 | 0.63386
4480 | 0.31691 | 0.63382
4481 | 0.31689 | 0.63378
4482 | 0.31687 | 0.63374
4483 | 0.31685 | 0.6337
4484 | 0.31683 | 0.63366
4485 | 0.31681 | 0.63362
4486 | 0.31679 | 0.63358
4487 | 0.31677 | 0.63354
4488 | 0.31675 | 0.6335
4489 | 0.31673 | 0.63346
4490 | 0.31671 | 0.63343
4491 | 0.31669 | 0.63339
4492 | 0.31667 | 0.63335
4493 | 0.31665 | 0.63331
4494 | 0.31663 | 0.63327
4495 | 0.31661 | 0.63323
4496 | 0.31659 | 0.63319
4497 | 0.31657 | 0.63315
4498 | 0.31655 | 0.63311
4499 | 0.31653 | 0.63307
4500 | 0.31651 | 0.63303
4501 | 0.3165 | 0.63299
4502 | 0.31648 | 0.63295
4503 | 0.31646 | 0.63291
4504 | 0.31644 | 0.63287
4505 | 0.31642 | 0.63283
4506 | 0.3164 | 0.63279
4507 | 0.31638 | 0.63275
4508 | 0.31636 | 0.63271
4509 | 0.31634 | 0.63267
4510 | 0.31632 | 0.63263
4511 | 0.3163 | 0.63259
4512 | 0.31628 | 0.63256
4513 | 0.31626 | 0.63252
4514 | 0.31624 | 0.63248
4515 | 0.31622 | 0.63244
4516 | 0.3162 | 0.6324
4517 | 0.31618 | 0.63236
4518 | 0.31616 | 0.63232
4519 | 0.31614 | 0.63228
4520 | 0.31612 | 0.63224
4521 | 0.3161 | 0.6322
4522 | 0.31608 | 0.63216
4523 | 0.31606 | 0.63212
4524 | 0.31604 | 0.63208
4525 | 0.31602 | 0.63204
4526 | 0.316 | 0.632
4527 | 0.31598 | 0.63196
4528 | 0.31596 | 0.63192
4529 | 0.31594 | 0.63188
4530 | 0.31592 | 0.63184
4531 | 0.3159 | 0.6318
4532 | 0.31588 | 0.63176
4533 | 0.31586 | 0.63173
4534 | 0.31584 | 0.63169
4535 | 0.31582 | 0.63165
4536 | 0.3158 | 0.63161
4537 | 0.31578 | 0.63157
4538 | 0.31576 | 0.63153
4539 | 0.31574 | 0.63149
4540 | 0.31572 | 0.63145
4541 | 0.3157 | 0.63141
4542 | 0.31568 | 0.63137
4543 | 0.31566 | 0.63133
4544 | 0.31565 | 0.63129
4545 | 0.31563 | 0.63125
4546 | 0.31561 | 0.63121
4547 | 0.31559 | 0.63117
4548 | 0.31557 | 0.63113
4549 | 0.31555 | 0.63109
4550 | 0.31553 | 0.63105
4551 | 0.31551 | 0.63101
4552 | 0.31549 | 0.63097
4553 | 0.31547 | 0.63093
4554 | 0.31545 | 0.63089
4555 | 0.31543 | 0.63086
4556 | 0.31541 | 0.63082
4557 | 0.31539 | 0.63078
4558 | 0.31537 | 0.63074
4559 | 0.31535 | 0.6307
4560 | 0.31533 | 0.63066
4561 | 0.31531 | 0.63062
4562 | 0.31529 | 0.63058
4563 | 0.31527 | 0.63054
4564 | 0.31525 | 0.6305
4565 | 0.31523 | 0.63046
4566 | 0.31521 | 0.63042
4567 | 0.31519 | 0.63038
4568 | 0.31517 | 0.63034
4569 | 0.31515 | 0.6303
4570 | 0.31513 | 0.63026
4571 | 0.31511 | 0.63022
4572 | 0.31509 | 0.63018
4573 | 0.31507 | 0.63014
4574 | 0.31505 | 0.6301
4575 | 0.31503 | 0.63006
4576 | 0.31501 | 0.63002
4577 | 0.31499 | 0.62999
4578 | 0.31497 | 0.62995
4579 | 0.31495 | 0.62991
4580 | 0.31493 | 0.62987
4581 | 0.31491 | 0.62983
4582 | 0.31489 | 0.62979
4583 | 0.31487 | 0.62975
4584 | 0.31485 | 0.62971
4585 | 0.31483 | 0.62967
4586 | 0.31481 | 0.62963
4587 | 0.3148 | 0.62959
4588 | 0.31478 | 0.62955
4589 | 0.31476 | 0.62951
4590 | 0.31474 | 0.62947
4591 | 0.31472 | 0.62943
4592 | 0.3147 | 0.62939
4593 | 0.31468 | 0.62935
4594 | 0.31466 | 0.62931
4595 | 0.31464 | 0.62927
4596 | 0.31462 | 0.62923
4597 | 0.3146 | 0.62919
4598 | 0.31458 | 0.62916
4599 | 0.31456 | 0.62912
4600 | 0.31454 | 0.62908
4601 | 0.31452 | 0.62904
4602 | 0.3145 | 0.629
4603 | 0.31448 | 0.62896
4604 | 0.31446 | 0.62892
4605 | 0.31444 | 0.62888
4606 | 0.31442 | 0.62884
4607 | 0.3144 | 0.6288
4608 | 0.31438 | 0.62876
4609 | 0.31436 | 0.62872
4610 | 0.31434 | 0.62868
4611 | 0.31432 | 0.62864
4612 | 0.3143 | 0.6286
4613 | 0.31428 | 0.62856
4614 | 0.31426 | 0.62852
4615 | 0.31424 | 0.62848
4616 | 0.31422 | 0.62844
4617 | 0.3142 | 0.6284
4618 | 0.31418 | 0.62836
4619 | 0.31416 | 0.62832
4620 | 0.31414 | 0.62829
4621 | 0.31412 | 0.62825
4622 | 0.3141 | 0.62821
4623 | 0.31408 | 0.62817
4624 | 0.31406 | 0.62813
4625 | 0.31404 | 0.62809
4626 | 0.31402 | 0.62805
4627 | 0.314 | 0.62801
4628 | 0.31398 | 0.62797
4629 | 0.31396 | 0.62793
4630 | 0.31394 | 0.62789
4631 | 0.31393 | 0.62785
4632 | 0.31391 | 0.62781
4633 | 0.31389 | 0.62777
4634 | 0.31387 | 0.62773
4635 | 0.31385 | 0.62769
4636 | 0.31383 | 0.62765
4637 | 0.31381 | 0.62761
4638 | 0.31379 | 0.62757
4639 | 0.31377 | 0.62753
4640 | 0.31375 | 0.62749
4641 | 0.31373 | 0.62745
4642 | 0.31371 | 0.62742
4643 | 0.31369 | 0.62738
4644 | 0.31367 | 0.62734
4645 | 0.31365 | 0.6273
4646 | 0.31363 | 0.62726
4647 | 0.31361 | 0.62722
4648 | 0.31359 | 0.62718
4649 | 0.31357 | 0.62714
4650 | 0.31355 | 0.6271
4651 | 0.31353 | 0.62706
4652 | 0.31351 | 0.62702
4653 | 0.31349 | 0.62698
4654 | 0.31347 | 0.62694
4655 | 0.31345 | 0.6269
4656 | 0.31343 | 0.62686
4657 | 0.31341 | 0.62682
4658 | 0.31339 | 0.62678
4659 | 0.31337 | 0.62674
4660 | 0.31335 | 0.6267
4661 | 0.31333 | 0.62666
4662 | 0.31331 | 0.62662
4663 | 0.31329 | 0.62659
4664 | 0.31327 | 0.62655
4665 | 0.31325 | 0.62651
4666 | 0.31323 | 0.62647
4667 | 0.31321 | 0.62643
4668 | 0.31319 | 0.62639
4669 | 0.31317 | 0.62635
4670 | 0.31315 | 0.62631
4671 | 0.31313 | 0.62627
4672 | 0.31311 | 0.62623
4673 | 0.31309 | 0.62619
4674 | 0.31308 | 0.62615
4675 | 0.31306 | 0.62611
4676 | 0.31304 | 0.62607
4677 | 0.31302 | 0.62603
4678 | 0.313 | 0.62599
4679 | 0.31298 | 0.62595
4680 | 0.31296 | 0.62591
4681 | 0.31294 | 0.62587
4682 | 0.31292 | 0.62583
4683 | 0.3129 | 0.62579
4684 | 0.31288 | 0.62575
4685 | 0.31286 | 0.62572
4686 | 0.31284 | 0.62568
4687 | 0.31282 | 0.62564
4688 | 0.3128 | 0.6256
4689 | 0.31278 | 0.62556
4690 | 0.31276 | 0.62552
4691 | 0.31274 | 0.62548
4692 | 0.31272 | 0.62544
4693 | 0.3127 | 0.6254
4694 | 0.31268 | 0.62536
4695 | 0.31266 | 0.62532
4696 | 0.31264 | 0.62528
4697 | 0.31262 | 0.62524
4698 | 0.3126 | 0.6252
4699 | 0.31258 | 0.62516
4700 | 0.31256 | 0.62512
4701 | 0.31254 | 0.62508
4702 | 0.31252 | 0.62504
4703 | 0.3125 | 0.625
4704 | 0.31248 | 0.62496
4705 | 0.31246 | 0.62492
4706 | 0.31244 | 0.62488
4707 | 0.31242 | 0.62485
4708 | 0.3124 | 0.62481
4709 | 0.31238 | 0.62477
4710 | 0.31236 | 0.62473
4711 | 0.31234 | 0.62469
4712 | 0.31232 | 0.62465
4713 | 0.3123 | 0.62461
4714 | 0.31228 | 0.62457
4715 | 0.31226 | 0.62453
4716 | 0.31224 | 0.62449
4717 | 0.31222 | 0.62445
4718 | 0.31221 | 0.62441
4719 | 0.31219 | 0.62437
4720 | 0.31217 | 0.62433
4721 | 0.31215 | 0.62429
4722 | 0.31213 | 0.62425
4723 | 0.31211 | 0.62421
4724 | 0.31209 | 0.62417
4725 | 0.31207 | 0.62413
4726 | 0.31205 | 0.62409
4727 | 0.31203 | 0.62405
4728 | 0.31201 | 0.62401
4729 | 0.31199 | 0.62398
4730 | 0.31197 | 0.62394
4731 | 0.31195 | 0.6239
4732 | 0.31193 | 0.62386
4733 | 0.31191 | 0.62382
4734 | 0.31189 | 0.62378
4735 | 0.31187 | 0.62374
4736 | 0.31185 | 0.6237
4737 | 0.31183 | 0.62366
4738 | 0.31181 | 0.62362
4739 | 0.31179 | 0.62358
4740 | 0.31177 | 0.62354
4741 | 0.31175 | 0.6235
4742 | 0.31173 | 0.62346
4743 | 0.31171 | 0.62342
4744 | 0.31169 | 0.62338
4745 | 0.31167 | 0.62334
4746 | 0.31165 | 0.6233
4747 | 0.31163 | 0.62326
4748 | 0.31161 | 0.62322
4749 | 0.31159 | 0.62318
4750 | 0.31157 | 0.62315
4751 | 0.31155 | 0.62311
4752 | 0.31153 | 0.62307
4753 | 0.31151 | 0.62303
4754 | 0.31149 | 0.62299
4755 | 0.31147 | 0.62295
4756 | 0.31145 | 0.62291
4757 | 0.31143 | 0.62287
4758 | 0.31141 | 0.62283
4759 | 0.31139 | 0.62279
4760 | 0.31137 | 0.62275
4761 | 0.31136 | 0.62271
4762 | 0.31134 | 0.62267
4763 | 0.31132 | 0.62263
4764 | 0.3113 | 0.62259
4765 | 0.31128 | 0.62255
4766 | 0.31126 | 0.62251
4767 | 0.31124 | 0.62247
4768 | 0.31122 | 0.62243
4769 | 0.3112 | 0.62239
4770 | 0.31118 | 0.62235
4771 | 0.31116 | 0.62231
4772 | 0.31114 | 0.62228
4773 | 0.31112 | 0.62224
4774 | 0.3111 | 0.6222
4775 | 0.31108 | 0.62216
4776 | 0.31106 | 0.62212
4777 | 0.31104 | 0.62208
4778 | 0.31102 | 0.62204
4779 | 0.311 | 0.622
4780 | 0.31098 | 0.62196
4781 | 0.31096 | 0.62192
4782 | 0.31094 | 0.62188
4783 | 0.31092 | 0.62184
4784 | 0.3109 | 0.6218
4785 | 0.31088 | 0.62176
4786 | 0.31086 | 0.62172
4787 | 0.31084 | 0.62168
4788 | 0.31082 | 0.62164
4789 | 0.3108 | 0.6216
4790 | 0.31078 | 0.62156
4791 | 0.31076 | 0.62152
4792 | 0.31074 | 0.62148
4793 | 0.31072 | 0.62144
4794 | 0.3107 | 0.62141
4795 | 0.31068 | 0.62137
4796 | 0.31066 | 0.62133
4797 | 0.31064 | 0.62129
4798 | 0.31062 | 0.62125
4799 | 0.3106 | 0.62121
4800 | 0.31058 | 0.62117
4801 | 0.31056 | 0.62113
4802 | 0.31054 | 0.62109
4803 | 0.31052 | 0.62105
4804 | 0.3105 | 0.62101
4805 | 0.31049 | 0.62097
4806 | 0.31047 | 0.62093
4807 | 0.31045 | 0.62089
4808 | 0.31043 | 0.62085
4809 | 0.31041 | 0.62081
4810 | 0.31039 | 0.62077
4811 | 0.31037 | 0.62073
4812 | 0.31035 | 0.62069
4813 | 0.31033 | 0.62065
4814 | 0.31031 | 0.62061
4815 | 0.31029 | 0.62058
4816 | 0.31027 | 0.62054
4817 | 0.31025 | 0.6205
4818 | 0.31023 | 0.62046
4819 | 0.31021 | 0.62042
4820 | 0.31019 | 0.62038
4821 | 0.31017 | 0.62034
4822 | 0.31015 | 0.6203
4823 | 0.31013 | 0.62026
4824 | 0.31011 | 0.62022
4825 | 0.31009 | 0.62018
4826 | 0.31007 | 0.62014
4827 | 0.31005 | 0.6201
4828 | 0.31003 | 0.62006
4829 | 0.31001 | 0.62002
4830 | 0.30999 | 0.61998
4831 | 0.30997 | 0.61994
4832 | 0.30995 | 0.6199
4833 | 0.30993 | 0.61986
4834 | 0.30991 | 0.61982
4835 | 0.30989 | 0.61978
4836 | 0.30987 | 0.61974
4837 | 0.30985 | 0.61971
4838 | 0.30983 | 0.61967
4839 | 0.30981 | 0.61963
4840 | 0.30979 | 0.61959
4841 | 0.30977 | 0.61955
4842 | 0.30975 | 0.61951
4843 | 0.30973 | 0.61947
4844 | 0.30971 | 0.61943
4845 | 0.30969 | 0.61939
4846 | 0.30967 | 0.61935
4847 | 0.30965 | 0.61931
4848 | 0.30964 | 0.61927
4849 | 0.30962 | 0.61923
4850 | 0.3096 | 0.61919
4851 | 0.30958 | 0.61915
4852 | 0.30956 | 0.61911
4853 | 0.30954 | 0.61907
4854 | 0.30952 | 0.61903
4855 | 0.3095 | 0.61899
4856 | 0.30948 | 0.61895
4857 | 0.30946 | 0.61891
4858 | 0.30944 | 0.61887
4859 | 0.30942 | 0.61884
4860 | 0.3094 | 0.6188
4861 | 0.30938 | 0.61876
4862 | 0.30936 | 0.61872
4863 | 0.30934 | 0.61868
4864 | 0.30932 | 0.61864
4865 | 0.3093 | 0.6186
4866 | 0.30928 | 0.61856
4867 | 0.30926 | 0.61852
4868 | 0.30924 | 0.61848
4869 | 0.30922 | 0.61844
4870 | 0.3092 | 0.6184
4871 | 0.30918 | 0.61836
4872 | 0.30916 | 0.61832
4873 | 0.30914 | 0.61828
4874 | 0.30912 | 0.61824
4875 | 0.3091 | 0.6182
4876 | 0.30908 | 0.61816
4877 | 0.30906 | 0.61812
4878 | 0.30904 | 0.61808
4879 | 0.30902 | 0.61804
4880 | 0.309 | 0.618
4881 | 0.30898 | 0.61797
4882 | 0.30896 | 0.61793
4883 | 0.30894 | 0.61789
4884 | 0.30892 | 0.61785
4885 | 0.3089 | 0.61781
4886 | 0.30888 | 0.61777
4887 | 0.30886 | 0.61773
4888 | 0.30884 | 0.61769
4889 | 0.30882 | 0.61765
4890 | 0.3088 | 0.61761
4891 | 0.30879 | 0.61757
4892 | 0.30877 | 0.61753
4893 | 0.30875 | 0.61749
4894 | 0.30873 | 0.61745
4895 | 0.30871 | 0.61741
4896 | 0.30869 | 0.61737
4897 | 0.30867 | 0.61733
4898 | 0.30865 | 0.61729
4899 | 0.30863 | 0.61725
4900 | 0.30861 | 0.61721
4901 | 0.30859 | 0.61717
4902 | 0.30857 | 0.61714
4903 | 0.30855 | 0.6171
4904 | 0.30853 | 0.61706
4905 | 0.30851 | 0.61702
4906 | 0.30849 | 0.61698
4907 | 0.30847 | 0.61694
4908 | 0.30845 | 0.6169
4909 | 0.30843 | 0.61686
4910 | 0.30841 | 0.61682
4911 | 0.30839 | 0.61678
4912 | 0.30837 | 0.61674
4913 | 0.30835 | 0.61671
4914 | 0.30833 | 0.61667
4915 | 0.30831 | 0.61663
4916 | 0.3083 | 0.61659
4917 | 0.30828 | 0.61655
4918 | 0.30826 | 0.61651
4919 | 0.30824 | 0.61647
4920 | 0.30822 | 0.61644
4921 | 0.3082 | 0.6164
4922 | 0.30818 | 0.61636
4923 | 0.30816 | 0.61632
4924 | 0.30814 | 0.61628
4925 | 0.30812 | 0.61624
4926 | 0.3081 | 0.6162
4927 | 0.30808 | 0.61616
4928 | 0.30806 | 0.61613
4929 | 0.30804 | 0.61609
4930 | 0.30802 | 0.61605
4931 | 0.308 | 0.61601
4932 | 0.30799 | 0.61597
4933 | 0.30797 | 0.61593
4934 | 0.30795 | 0.61589
4935 | 0.30793 | 0.61585
4936 | 0.30791 | 0.61582
4937 | 0.30789 | 0.61578
4938 | 0.30787 | 0.61574
4939 | 0.30785 | 0.6157
4940 | 0.30783 | 0.61566
4941 | 0.30781 | 0.61562
4942 | 0.30779 | 0.61558
4943 | 0.30777 | 0.61555
4944 | 0.30775 | 0.61551
4945 | 0.30773 | 0.61547
4946 | 0.30771 | 0.61543
4947 | 0.3077 | 0.61539
4948 | 0.30768 | 0.61535
4949 | 0.30766 | 0.61531
4950 | 0.30764 | 0.61527
4951 | 0.30762 | 0.61524
4952 | 0.3076 | 0.6152
4953 | 0.30758 | 0.61516
4954 | 0.30756 | 0.61512
4955 | 0.30754 | 0.61508
4956 | 0.30752 | 0.61504
4957 | 0.3075 | 0.615
4958 | 0.30748 | 0.61496
4959 | 0.30746 | 0.61493
4960 | 0.30744 | 0.61489
4961 | 0.30742 | 0.61485
4962 | 0.30741 | 0.61481
4963 | 0.30739 | 0.61477
4964 | 0.30737 | 0.61473
4965 | 0.30735 | 0.61469
4966 | 0.30733 | 0.61466
4967 | 0.30731 | 0.61462
4968 | 0.30729 | 0.61458
4969 | 0.30727 | 0.61454
4970 | 0.30725 | 0.6145
4971 | 0.30723 | 0.61446
4972 | 0.30721 | 0.61442
4973 | 0.30719 | 0.61438
4974 | 0.30717 | 0.61435
4975 | 0.30715 | 0.61431
4976 | 0.30713 | 0.61427
4977 | 0.30711 | 0.61423
4978 | 0.3071 | 0.61419
4979 | 0.30708 | 0.61415
4980 | 0.30706 | 0.61411
4981 | 0.30704 | 0.61407
4982 | 0.30702 | 0.61404
4983 | 0.307 | 0.614
4984 | 0.30698 | 0.61396
4985 | 0.30696 | 0.61392
4986 | 0.30694 | 0.61388
4987 | 0.30692 | 0.61384
4988 | 0.3069 | 0.6138
4989 | 0.30688 | 0.61377
4990 | 0.30686 | 0.61373
4991 | 0.30684 | 0.61369
4992 | 0.30682 | 0.61365
4993 | 0.30681 | 0.61361
4994 | 0.30679 | 0.61357
4995 | 0.30677 | 0.61353
4996 | 0.30675 | 0.61349
4997 | 0.30673 | 0.61346
4998 | 0.30671 | 0.61342
4999 | 0.30669 | 0.61338
5000 | 0.30667 | 0.61334
5001 | 0.30665 | 0.6133
5002 | 0.30663 | 0.61326
5003 | 0.30661 | 0.61322
5004 | 0.30659 | 0.61319
5005 | 0.30657 | 0.61315
5006 | 0.30655 | 0.61311
5007 | 0.30653 | 0.61307
5008 | 0.30652 | 0.61303
5009 | 0.3065 | 0.61299
5010 | 0.30648 | 0.61295
5011 | 0.30646 | 0.61291
5012 | 0.30644 | 0.61288
5013 | 0.30642 | 0.61284
5014 | 0.3064 | 0.6128
5015 | 0.30638 | 0.61276
5016 | 0.30636 | 0.61272
5017 | 0.30634 | 0.61268
5018 | 0.30632 | 0.61264
5019 | 0.3063 | 0.6126
5020 | 0.30628 | 0.61257
5021 | 0.30626 | 0.61253
5022 | 0.30624 | 0.61249
5023 | 0.30622 | 0.61245
5024 | 0.30621 | 0.61241
5025 | 0.30619 | 0.61237
5026 | 0.30617 | 0.61233
5027 | 0.30615 | 0.6123
5028 | 0.30613 | 0.61226
5029 | 0.30611 | 0.61222
5030 | 0.30609 | 0.61218
5031 | 0.30607 | 0.61214
5032 | 0.30605 | 0.6121
5033 | 0.30603 | 0.61206
5034 | 0.30601 | 0.61202
5035 | 0.30599 | 0.61199
5036 | 0.30597 | 0.61195
5037 | 0.30595 | 0.61191

## Storage Intermediate 2032
Brattle 2-Hr MW of Storage | Brattle Peak Load | 2032 Gold Book Peak Load | Gold Book / Brattle Peak Load Ratio | Adjusted 2-Hr MW of Storage Unrounded | Adjusted 2-Hr MW of Storage Rounded | 2-Hr Capacity Value | 4-Hr Capacity Value
0 | 31860.9 | 33534 | 0.95011 | 0 | 0 | 100% | 100%
195.2163 | 31860.9 | 33534 | 0.95011 | 185.4764 | 185 | 81.6% | 100%
554.0669 | 31860.9 | 33534 | 0.95011 | 526.423 | 526 | 57.5% | 100%
999.3365 | 31860.9 | 33534 | 0.95011 | 949.477 | 949 | 47.82% | 95.65%
1445.1752 | 31860.9 | 33534 | 0.95011 | 1373.0716 | 1373 | 44.09% | 88.19%
1979.4987 | 31860.9 | 33534 | 0.95011 | 1880.7363 | 1881 | 40.24% | 80.48%
2585.3356 | 31860.9 | 33534 | 0.95011 | 2456.3464 | 2456 | 36.97% | 73.94%
3208.7131 | 31860.9 | 33534 | 0.95011 | 3048.6219 | 3049 | 34.75% | 69.51%
3832.0906 | 31860.9 | 33534 | 0.95011 | 3640.8974 | 3641 | 33.26% | 66.51%
4455.468 | 31860.9 | 33534 | 0.95011 | 4233.1729 | 4233 | 32.18% | 64.36%
5164.0341 | 31860.9 | 33534 | 0.95011 | 4906.3868 | 4906 | 30.85% | 61.7%
5965.5194 | 31860.9 | 33534 | 0.95011 | 5667.8838 | 5668 | 29.37% | 58.75%
6767.0047 | 31860.9 | 33534 | 0.95011 | 6429.3809 | 6429 | 28.25% | 56.5%
7568.49 | 31860.9 | 33534 | 0.95011 | 7190.878 | 7191 | 27.36% | 54.73%
8395.9489 | 31860.9 | 33534 | 0.95011 | 7977.0528 | 7977 | 26.56% | 53.13%
9286.4881 | 31860.9 | 33534 | 0.95011 | 8823.1607 | 8823 | 25.73% | 51.46%
10177.0274 | 31860.9 | 33534 | 0.95011 | 9669.2685 | 9669 | 25.05% | 50.09%
11105.5666 | 31860.9 | 33534 | 0.95011 | 10551.4805 | 10551 | 24.39% | 48.77%
12085.1598 | 31860.9 | 33534 | 0.95011 | 11482.1992 | 11482 | 23.73% | 47.45%
13064.7529 | 31860.9 | 33534 | 0.95011 | 12412.9178 | 12413 | 23.17% | 46.34%
14044.3461 | 31860.9 | 33534 | 0.95011 | 13343.6365 | 13344 | 22.69% | 45.37%
15023.9392 | 31860.9 | 33534 | 0.95011 | 14274.3551 | 14274 | 22.27% | 44.53%
16003.5324 | 31860.9 | 33534 | 0.95011 | 15205.0738 | 15205 | 21.9% | 43.8%
17055.8556 | 31860.9 | 33534 | 0.95011 | 16204.8938 | 16205 | 21.48% | 42.96%
18124.5027 | 31860.9 | 33534 | 0.95011 | 17220.2233 | 17220 | 21.09% | 42.19%
19193.1497 | 31860.9 | 33534 | 0.95011 | 18235.5527 | 18236 | 20.75% | 41.5%
20261.7968 | 31860.9 | 33534 | 0.95011 | 19250.8821 | 19251 | 20.44% | 40.88%
21414.3084 | 31860.9 | 33534 | 0.95011 | 20345.8919 | 20346 | 20.09% | 40.17%
22898.7889 | 31860.9 | 33534 | 0.95011 | 21756.3077 | 21756 | 19.48% | 38.96%
25908.8115 | 31860.9 | 33534 | 0.95011 | 24616.1523 | 24616 | 17.83% | 35.66%
28918.834 | 31860.9 | 33534 | 0.95011 | 27475.9969 | 27476 | 16.53% | 33.05%
31938.4873 | 31860.9 | 33534 | 0.95011 | 30344.9917 | 30345 | 15.46% | 30.92%
34966.3207 | 31860.9 | 33534 | 0.95011 | 33221.7584 | 33222 | 14.58% | 29.16%
37994.1541 | 31860.9 | 33534 | 0.95011 | 36098.5252 | 36099 | 13.84% | 27.67%
41085.3274 | 31860.9 | 33534 | 0.95011 | 39035.4717 | 39035 | 13.18% | 26.37%
44291.2686 | 31860.9 | 33534 | 0.95011 | 42081.46 | 42081 | 12.59% | 25.18%
47497.2099 | 31860.9 | 33534 | 0.95011 | 45127.4484 | 45127 | 12.07% | 24.15%
50711.2195 | 31860.9 | 33534 | 0.95011 | 48181.1026 | 48181 | 11.62% | 23.25%
53934.9715 | 31860.9 | 33534 | 0.95011 | 51244.0131 | 51244 | 11.22% | 22.45%
57158.7236 | 31860.9 | 33534 | 0.95011 | 54306.9236 | 54307 | 10.87% | 21.74%
60382.4756 | 31860.9 | 33534 | 0.95011 | 57369.8341 | 57370 | 10.55% | 21.11%
63606.2276 | 31860.9 | 33534 | 0.95011 | 60432.7446 | 60433 | 10.27% | 20.54%
68238.1434 | 31860.9 | 33534 | 0.95011 | 64833.5618 | 64834 | 9.805% | 19.61%
73242.9738 | 31860.9 | 33534 | 0.95011 | 69588.6881 | 69589 | 9.353% | 18.71%
79525.4039 | 31860.9 | 33534 | 0.95011 | 75557.671 | 75558 | 8.814% | 17.63%
86399.9415 | 31860.9 | 33534 | 0.95011 | 82089.2198 | 82089 | 8.297% | 16.59%
93340.8972 | 31860.9 | 33534 | 0.95011 | 88683.8728 | 88684 | 7.851% | 15.7%
100376.1571 | 31860.9 | 33534 | 0.95011 | 95368.125 | 95368 | 7.459% | 14.92%
107416.9866 | 31860.9 | 33534 | 0.95011 | 102057.6689 | 102058 | 7.119% | 14.24%
114470.0573 | 31860.9 | 33534 | 0.95011 | 108758.8432 | 108759 | 6.819% | 13.64%
121523.128 | 31860.9 | 33534 | 0.95011 | 115460.0175 | 115460 | 6.554% | 13.11%

## CapCredit
|  | Capacity Value | [5 empty] | Peak Load Reduction
|  | Summer |  |  | Winter |  |  | Summer |  |  | Winter |  |  | Summer OSW
|  | SummerOffshore Wind | SummerOnshore Wind | SummerSolar | WinterOffshore Wind | WinterOnshore Wind | WinterSolar | [6 empty] | X | Y | Cap Step
MW | MW | Offshore Wind | Onshore Wind | Solar | Offshore Wind | Onshore Wind | Solar | Offshore Wind | Onshore Wind | Solar | Offshore Wind | Onshore Wind | Solar
0 | 0 | 0 | 0 | 0 | 0 | 0 | 0 | 0 | 0 | 0 | 0 | 0 | 0 | 0 | 31%
1 | 1 | 0.35271 | 0.14231 | 0.40777 | 0.5154 | 0.41909 | 0.072133 | 0.35271 | 0.14231 | 0.40777 | 0.5154 | 0.41909 | 0.072133 | 1400 | 31% | 1400
500.975 | 501 | 0.32209 | 0.13343 | 0.39349 | 0.40906 | 0.38549 | 0.036129 | 161.36 | 66.8434 | 197.1268 | 204.9273 | 193.1206 | 18.0997 | 1400 | 25%
1000.95 | 1001 | 0.29952 | 0.12738 | 0.37398 | 0.34935 | 0.35762 | 0.018515 | 299.8005 | 127.4986 | 374.3386 | 349.6829 | 357.9621 | 18.5325 | 2600 | 25% | 1200
1500.925 | 1501 | 0.27849 | 0.1185 | 0.34943 | 0.28504 | 0.315 | 0.014221 | 417.9896 | 177.8544 | 524.4689 | 427.8177 | 472.7914 | 21.3449 | 2600 | 17%
2000.9 | 2001 | 0.24579 | 0.10528 | 0.31215 | 0.21353 | 0.28839 | 0.012373 | 491.8092 | 210.6542 | 624.5714 | 427.2482 | 577.0428 | 24.7571 | 4000 | 17% | 2800
2500.875 | 2501 | 0.2077 | 0.086958 | 0.29235 | 0.15718 | 0.26881 | 0.0081374 | 519.4292 | 217.4712 | 731.1394 | 393.0775 | 672.2632 | 20.3506 | 4000 | 4%
3000.85 | 3001 | 0.18226 | 0.083776 | 0.25163 | 0.1338 | 0.24563 | 0.0016174 | 546.9199 | 251.3999 | 755.0905 | 401.5227 | 737.0969 | 4.8534 | 19000 | 4% | 16200
3500.825 | 3501 | 0.14454 | 0.08028 | 0.24013 | 0.11429 | 0.21552 | 0.0016174 | 505.9952 | 281.0453 | 840.6566 | 400.1163 | 754.5135 | 5.6621 | 19000 | 0%
4000.8 | 4001 | 0.1011 | 0.077902 | 0.23113 | 0.093323 | 0.18745 | 0.0016174 | 404.4649 | 311.6707 | 924.6903 | 373.3667 | 749.9402 | 6.4707 | 9999999 | 0% | 9999999
4500.775 | 4501 | 0.072733 | 0.075455 | 0.20924 | 0.086162 | 0.15741 | 0.0016174 | 327.3549 | 339.604 | 941.733 | 387.7958 | 708.4786 | 7.2793
5000.75 | 5001 | 0.062674 | 0.074406 | 0.18832 | 0.080183 | 0.13192 | 0.0016174 | 313.417 | 372.0838 | 941.7182 | 400.9751 | 659.7143 | 8.088 | Winter OSW
5500.725 | 5501 | 0.05439 | 0.073357 | 0.16957 | 0.077906 | 0.11647 | 0.0016174 | 299.1844 | 403.5147 | 932.748 | 428.5395 | 640.6614 | 8.8966 | X | Y | Cap Step
6000.7 | 6001 | 0.05439 | 0.073357 | 0.15796 | 0.073255 | 0.10182 | 0.0016174 | 326.3781 | 440.1912 | 947.8545 | 439.5813 | 610.9804 | 9.7053 | 0 | 42%
6500.675 | 6501 | 0.053806 | 0.069685 | 0.14875 | 0.07181 | 0.094685 | 0.0016174 | 349.7753 | 453.0016 | 966.9433 | 466.8135 | 615.5184 | 10.5139 | 1400 | 42% | 1400
7000.65 | 7001 | 0.049428 | 0.069685 | 0.13891 | 0.070597 | 0.092343 | 0.0016174 | 346.0281 | 487.8425 | 972.4405 | 494.2249 | 646.4586 | 11.3225 | 1400 | 24%
7500.625 | 7501 | 0.048885 | 0.069685 | 0.12266 | 0.065222 | 0.089266 | 0.0016174 | 366.6681 | 522.6834 | 919.9952 | 489.2058 | 669.5488 | 12.1312 | 2600 | 24% | 1200
8000.6 | 8001 | 0.042402 | 0.068951 | 0.10667 | 0.062366 | 0.080315 | 0.0016174 | 339.2414 | 551.6498 | 853.4618 | 498.9654 | 642.5657 | 12.9398 | 2600 | 12.5%
8500.575 | 8501 | 0.038222 | 0.067692 | 0.10667 | 0.055215 | 0.076504 | 0.0016174 | 324.909 | 575.4236 | 906.7965 | 469.3592 | 650.3237 | 13.7484 | 4000 | 12.5% | 2800
9000.55 | 9001 | 0.036053 | 0.067063 | 0.098398 | 0.051238 | 0.065035 | 0.0016174 | 324.4968 | 603.6033 | 885.6364 | 461.1702 | 585.3505 | 14.5571 | 4000 | 4.5%
9500.525 | 9501 | 0.035539 | 0.066399 | 0.097345 | 0.050043 | 0.063531 | 0.0016174 | 337.6392 | 630.8216 | 924.8263 | 475.4348 | 603.5823 | 15.3657 | 19000 | 4.5% | 16200
10000.5 | 10001 | 0.034996 | 0.063566 | 0.088933 | 0.046802 | 0.060734 | 0.0016174 | 349.9775 | 635.6961 | 889.3788 | 468.0434 | 607.3731 | 16.1743 | 19000 | 0%
10500.475 | 10500 | 0.03302 | 0.062727 | 0.085836 | 0.041746 | 0.059266 | 0.0016174 | 346.7257 | 658.6661 | 901.3139 | 438.3528 | 622.3183 | 16.983 | 9999999 | 0% | 9999999
11000.45 | 11000 | 0.032212 | 0.062727 | 0.069648 | 0.04034 | 0.058112 | 0.0016174 | 354.3465 | 690.0282 | 766.1569 | 443.7582 | 639.2569 | 17.7916
11500.425 | 11500 | 0.032212 | 0.061713 | 0.063941 | 0.038111 | 0.055804 | 0.0016174 | 370.4517 | 709.7291 | 735.3432 | 438.2927 | 641.772 | 18.6002 | Summer Onshore Wind
12000.4 | 12000 | 0.032212 | 0.061713 | 0.063941 | 0.036388 | 0.051504 | 0.0016174 | 386.5569 | 740.5842 | 767.3118 | 436.6706 | 618.0626 | 19.4089 | X | Y | Cap Step
12500.375 | 12500 | 0.031188 | 0.06 | 0.060962 | 0.035384 | 0.051504 | 0.0016174 | 389.8617 | 750.0225 | 762.0474 | 442.3133 | 643.8131 | 20.2175 | 0 | 13.5%
13000.35 | 13000 | 0.030586 | 0.05965 | 0.057735 | 0.035384 | 0.05042 | 0.0016174 | 397.6287 | 775.4754 | 750.571 | 460.0044 | 655.4722 | 21.0262 | 1400 | 13.5% | 1400
13500.325 | 13500 | 0.030586 | 0.05965 | 0.056222 | 0.03486 | 0.048811 | 0.0016174 | 412.9209 | 805.2991 | 759.0092 | 470.6213 | 658.9669 | 21.8348 | 1400 | 10%
14000.3 | 14000 | 0.029687 | 0.05965 | 0.051896 | 0.03486 | 0.047972 | 0.0016174 | 415.6269 | 835.1228 | 726.5664 | 488.0505 | 671.6228 | 22.6434 | 3500 | 10% | 2100
14500.275 | 14500 | 0.029687 | 0.05965 | 0.050217 | 0.033421 | 0.047028 | 0.0016174 | 430.4697 | 864.9465 | 728.1583 | 484.6137 | 681.9185 | 23.4521 | 3500 | 7.5%
15000.25 | 15000 | 0.029254 | 0.057657 | 0.049164 | 0.031856 | 0.046084 | 0.0016174 | 438.8173 | 864.8745 | 737.4661 | 477.848 | 691.2703 | 24.2607 | 6450 | 7.5% | 4350
15500.225 | 15500 | 0.029254 | 0.056818 | 0.049164 | 0.031856 | 0.043252 | 0.0016174 | 453.4436 | 880.6946 | 762.0467 | 493.7752 | 670.4119 | 25.0693 | 6450 | 6%
16000.2 | 16000 | 0.029254 | 0.056818 | 0.046457 | 0.030984 | 0.041399 | 0.0016174 | 468.0699 | 909.1022 | 743.3147 | 495.7502 | 662.3859 | 25.878 | 19000 | 6% | 14650
16500.175 | 16500 | 0.029254 | 0.056818 | 0.043748 | 0.030984 | 0.03951 | 0.0014981 | 482.6961 | 937.5099 | 721.8445 | 511.2414 | 651.93 | 24.7183 | 19000 | 0%
17000.15 | 17000 | 0.027558 | 0.056294 | 0.038863 | 0.027507 | 0.037867 | 0.0014981 | 468.4901 | 957.0015 | 660.6828 | 467.6231 | 643.7469 | 25.4673 | 9999999 | 0% | 9999999
17500.125 | 17500 | 0.026122 | 0.056294 | 0.03567 | 0.025434 | 0.037867 | 0.0014981 | 457.1383 | 985.147 | 624.2288 | 445.0982 | 662.6795 | 26.2163
18000.1 | 18000 | 0.025109 | 0.056294 | 0.031657 | 0.025434 | 0.037448 | 0.0014981 | 451.9645 | 1013.2924 | 569.8252 | 457.8145 | 674.0596 | 26.9653 | Winter Onshore Wind
18500.075 | 18500 | 0.025109 | 0.056294 | 0.031268 | 0.022557 | 0.036224 | 0.0014981 | 464.5184 | 1041.4379 | 578.4622 | 417.3062 | 670.1426 | 27.7143 | X | Y | Cap Step
19000.05 | 19000 | 0.023958 | 0.056294 | 0.030605 | 0.02213 | 0.036224 | 0.0014981 | 455.2032 | 1069.5833 | 581.5011 | 420.4711 | 688.2536 | 28.4633 | 0 | 38%
19500.025 | 19500 | 0.023958 | 0.056294 | 0.026899 | 0.02213 | 0.036224 | 0.0014981 | 467.1816 | 1097.7288 | 524.537 | 431.5356 | 706.3646 | 29.2122 | 1400 | 38% | 1400
20000 | 20000 | 0.023958 | 0.054685 | 0.026899 | 0.020623 | 0.034615 | 0.0014981 | 479.16 | 1093.7062 | 537.986 | 412.46 | 692.3076 | 29.9612 | 1400 | 27%
[14 empty] | 3500 | 27% | 2100
[14 empty] | 3500 | 15%
[14 empty] | 6450 | 15% | 4350
[14 empty] | 6450 | 5.8%
[14 empty] | 19000 | 5.8% | 14650
[14 empty] | 19000 | 0%
[14 empty] | 9999999 | 0% | 9999999
Solar Summer
[14 empty] | X | Y | Cap Step
[14 empty] | 0 | 40%
[14 empty] | 700 | 40% | 700
[14 empty] | 700 | 30%
[14 empty] | 4000 | 30% | 3300
[14 empty] | 4000 | 15.5%
[14 empty] | 8500 | 15.5% | 5200
[14 empty] | 8500 | 6%
[14 empty] | 19000 | 6% | 13800
[14 empty] | 19000 | 0%
[14 empty] | 9999999 | 0% | 9999999
Solar Winter
[14 empty] | X | Y | Cap Step
[14 empty] | 0 | 6%
[14 empty] | 700 | 6% | 700
[14 empty] | 700 | 1.5%
[14 empty] | 4000 | 1.5% | 3300
[14 empty] | 4000 | 1%
[14 empty] | 8500 | 1% | 5200
[14 empty] | 19000 | 0.2%
[14 empty] | 16000 | 0.2% | 10800
[14 empty] | 16000 | 0%
[14 empty] | 9999999 | 0% | 9999999

## Raw
| 1-hr Battery New |  |  |  |  | 2-hr Battery New |  |  |  |  | 4-hr Battery New |  |  |  |  | 6-hr Battery New |  |  |  |  | 8-hr Battery New
[10 empty] | 2-Hr Capacity Value |  |  |  |  | 4-Hr Capacity Value
| Peak Load Reduction (MW) | MW of Storage | Slope | Peak Load Reduction % | Capacity Value | Peak Load Reduction (MW) | MW of Storage | Slope | Peak Load Reduction % | Capacity Value | Peak Load Reduction (MW) | MW of Storage | Slope | Peak Load Reduction % | Capacity Value | Peak Load Reduction (MW) | MW of Storage | Slope | Peak Load Reduction % | Capacity Value | Peak Load Reduction (MW) | MW of Storage | Slope | Peak Load Reduction % | Capacity Value
| 0 | 0 | 1 | 0% | 100% | 0 | 0 | 1 | 0% | 100% | 0 | 0 | 1 | 0% | 100% | 0 | 0 | 1 | 0% | 100% | 0 | 0 | 1 | 0% | 100%
| 159.3045 | 390.4326 | 0.40802 | 0.5% | 40.8% | 159.3045 | 195.2163 | 0.81604 | 0.5% | 81.6% | 159.3045 | 159.3045 | 1 | 0.5% | 100% | 159.3045 | 159.3045 | 1 | 0.5% | 100% | 159.3045 | 159.3045 | 1 | 0.5% | 100%
| 318.609 | 1108.1338 | 0.22196 | 1% | 28.75% | 318.609 | 554.0669 | 0.44393 | 1% | 57.5% | 318.609 | 318.609 | 1 | 1% | 100% | 318.609 | 318.609 | 1 | 1% | 100% | 318.609 | 318.609 | 1 | 1% | 100%
| 477.9135 | 1998.673 | 0.17889 | 1.5% | 23.91% | 477.9135 | 999.3365 | 0.35777 | 1.5% | 47.82% | 477.9135 | 499.6683 | 0.87985 | 1.5% | 95.65% | 477.9135 | 477.9135 | 1 | 1.5% | 100% | 477.9135 | 477.9135 | 1 | 1.5% | 100%
| 637.218 | 2890.3504 | 0.17866 | 2% | 22.05% | 637.218 | 1445.1752 | 0.35731 | 2% | 44.09% | 637.218 | 722.5876 | 0.71463 | 2% | 88.19% | 637.218 | 637.218 | 1 | 2% | 100% | 637.218 | 637.218 | 1 | 2% | 100%
| 796.5225 | 3958.9975 | 0.14907 | 2.5% | 20.12% | 796.5225 | 1979.4987 | 0.29814 | 2.5% | 40.24% | 796.5225 | 989.7494 | 0.59628 | 2.5% | 80.48% | 796.5225 | 796.5225 | 1 | 2.5% | 100% | 796.5225 | 796.5225 | 1 | 2.5% | 100%
| 955.827 | 5170.6713 | 0.13147 | 3% | 18.49% | 955.827 | 2585.3356 | 0.26295 | 3% | 36.97% | 955.827 | 1292.6678 | 0.5259 | 3% | 73.94% | 955.827 | 955.827 | 1 | 3% | 100% | 955.827 | 955.827 | 1 | 3% | 100%
| 1115.1315 | 6417.4262 | 0.12778 | 3.5% | 17.38% | 1115.1315 | 3208.7131 | 0.25555 | 3.5% | 34.75% | 1115.1315 | 1604.3566 | 0.5111 | 3.5% | 69.51% | 1115.1315 | 1115.1315 | 1 | 3.5% | 100% | 1115.1315 | 1115.1315 | 1 | 3.5% | 100%
| 1274.436 | 7664.1811 | 0.12778 | 4% | 16.63% | 1274.436 | 3832.0906 | 0.25555 | 4% | 33.26% | 1274.436 | 1916.0453 | 0.5111 | 4% | 66.51% | 1274.436 | 1277.3635 | 0.98195 | 4% | 99.77% | 1274.436 | 1274.436 | 1 | 4% | 100%
| 1433.7405 | 8910.936 | 0.12778 | 4.5% | 16.09% | 1433.7405 | 4455.468 | 0.25555 | 4.5% | 32.18% | 1433.7405 | 2227.734 | 0.5111 | 4.5% | 64.36% | 1433.7405 | 1485.156 | 0.76665 | 4.5% | 96.54% | 1433.7405 | 1433.7405 | 1 | 4.5% | 100%
| 1593.045 | 10328.0682 | 0.11241 | 5% | 15.42% | 1593.045 | 5164.0341 | 0.22483 | 5% | 30.85% | 1593.045 | 2582.017 | 0.44965 | 5% | 61.7% | 1593.045 | 1721.3447 | 0.67448 | 5% | 92.55% | 1593.045 | 1593.045 | 1 | 5% | 100%
| 1752.3495 | 11931.0388 | 0.099381 | 5.5% | 14.69% | 1752.3495 | 5965.5194 | 0.19876 | 5.5% | 29.37% | 1752.3495 | 2982.7597 | 0.39752 | 5.5% | 58.75% | 1752.3495 | 1988.5065 | 0.59628 | 5.5% | 88.12% | 1752.3495 | 1752.3495 | 1 | 5.5% | 100%
| 1911.654 | 13534.0094 | 0.099381 | 6% | 14.12% | 1911.654 | 6767.0047 | 0.19876 | 6% | 28.25% | 1911.654 | 3383.5023 | 0.39752 | 6% | 56.5% | 1911.654 | 2255.6682 | 0.59628 | 6% | 84.75% | 1911.654 | 1911.654 | 1 | 6% | 100%
| 2070.9585 | 15136.98 | 0.099381 | 6.5% | 13.68% | 2070.9585 | 7568.49 | 0.19876 | 6.5% | 27.36% | 2070.9585 | 3784.245 | 0.39752 | 6.5% | 54.73% | 2070.9585 | 2522.83 | 0.59628 | 6.5% | 82.09% | 2070.9585 | 2070.9585 | 1 | 6.5% | 100%
| 2230.263 | 16791.8978 | 0.096261 | 7% | 13.28% | 2230.263 | 8395.9489 | 0.19252 | 7% | 26.56% | 2230.263 | 4197.9745 | 0.38505 | 7% | 53.13% | 2230.263 | 2798.6496 | 0.57757 | 7% | 79.69% | 2230.263 | 2230.263 | 1 | 7% | 100%
| 2389.5675 | 18572.9763 | 0.089443 | 7.5% | 12.87% | 2389.5675 | 9286.4881 | 0.17889 | 7.5% | 25.73% | 2389.5675 | 4643.2441 | 0.35777 | 7.5% | 51.46% | 2389.5675 | 3095.496 | 0.53666 | 7.5% | 77.19% | 2389.5675 | 2389.5675 | 1 | 7.5% | 100%
| 2548.872 | 20354.0547 | 0.089443 | 8% | 12.52% | 2548.872 | 10177.0274 | 0.17889 | 8% | 25.05% | 2548.872 | 5088.5137 | 0.35777 | 8% | 50.09% | 2548.872 | 3392.3425 | 0.53666 | 8% | 75.14% | 2548.872 | 2548.872 | 1 | 8% | 100%
| 2708.1765 | 22211.1332 | 0.085782 | 8.5% | 12.19% | 2708.1765 | 11105.5666 | 0.17156 | 8.5% | 24.39% | 2708.1765 | 5552.7833 | 0.34313 | 8.5% | 48.77% | 2708.1765 | 3701.8555 | 0.51469 | 8.5% | 73.16% | 2708.1765 | 2776.3917 | 0.70018 | 8.5% | 97.54%
| 2867.481 | 24170.3195 | 0.081312 | 9% | 11.86% | 2867.481 | 12085.1598 | 0.16262 | 9% | 23.73% | 2867.481 | 6042.5799 | 0.32525 | 9% | 47.45% | 2867.481 | 4028.3866 | 0.48787 | 9% | 71.18% | 2867.481 | 3021.2899 | 0.65049 | 9% | 94.91%
| 3026.7855 | 26129.5058 | 0.081312 | 9.5% | 11.58% | 3026.7855 | 13064.7529 | 0.16262 | 9.5% | 23.17% | 3026.7855 | 6532.3765 | 0.32525 | 9.5% | 46.34% | 3026.7855 | 4354.9176 | 0.48787 | 9.5% | 69.5% | 3026.7855 | 3266.1882 | 0.65049 | 9.5% | 92.67%
| 3186.09 | 28088.6921 | 0.081312 | 10% | 11.34% | 3186.09 | 14044.3461 | 0.16262 | 10% | 22.69% | 3186.09 | 7022.173 | 0.32525 | 10% | 45.37% | 3186.09 | 4681.4487 | 0.48787 | 10% | 68.06% | 3186.09 | 3511.0865 | 0.65049 | 10% | 90.74%
| 3345.3945 | 30047.8784 | 0.081312 | 10.5% | 11.13% | 3345.3945 | 15023.9392 | 0.16262 | 10.5% | 22.27% | 3345.3945 | 7511.9696 | 0.32525 | 10.5% | 44.53% | 3345.3945 | 5007.9797 | 0.48787 | 10.5% | 66.8% | 3345.3945 | 3755.9848 | 0.65049 | 10.5% | 89.07%
| 3504.699 | 32007.0647 | 0.081312 | 11% | 10.95% | 3504.699 | 16003.5324 | 0.16262 | 11% | 21.9% | 3504.699 | 8001.7662 | 0.32525 | 11% | 43.8% | 3504.699 | 5334.5108 | 0.48787 | 11% | 65.7% | 3504.699 | 4000.8831 | 0.65049 | 11% | 87.6%
| 3664.0035 | 34111.7112 | 0.075692 | 11.5% | 10.74% | 3664.0035 | 17055.8556 | 0.15138 | 11.5% | 21.48% | 3664.0035 | 8527.9278 | 0.30277 | 11.5% | 42.96% | 3664.0035 | 5685.2852 | 0.45415 | 11.5% | 64.45% | 3664.0035 | 4263.9639 | 0.60553 | 11.5% | 85.93%
| 3823.308 | 36249.0053 | 0.074536 | 12% | 10.55% | 3823.308 | 18124.5027 | 0.14907 | 12% | 21.09% | 3823.308 | 9062.2513 | 0.29814 | 12% | 42.19% | 3823.308 | 6041.5009 | 0.44721 | 12% | 63.28% | 3823.308 | 4531.1257 | 0.59628 | 12% | 84.38%
| 3982.6125 | 38386.2995 | 0.074536 | 12.5% | 10.38% | 3982.6125 | 19193.1497 | 0.14907 | 12.5% | 20.75% | 3982.6125 | 9596.5749 | 0.29814 | 12.5% | 41.5% | 3982.6125 | 6397.7166 | 0.44721 | 12.5% | 62.25% | 3982.6125 | 4798.2874 | 0.59628 | 12.5% | 83%
| 4141.917 | 40523.5936 | 0.074536 | 13% | 10.22% | 4141.917 | 20261.7968 | 0.14907 | 13% | 20.44% | 4141.917 | 10130.8984 | 0.29814 | 13% | 40.88% | 4141.917 | 6753.9323 | 0.44721 | 13% | 61.33% | 4141.917 | 5065.4492 | 0.59628 | 13% | 81.77%
| 4301.2215 | 42828.6169 | 0.069112 | 13.5% | 10.04% | 4301.2215 | 21414.3084 | 0.13822 | 13.5% | 20.09% | 4301.2215 | 10707.1542 | 0.27645 | 13.5% | 40.17% | 4301.2215 | 7138.1028 | 0.41467 | 13.5% | 60.26% | 4301.2215 | 5427.5115 | 0.43999 | 13.5% | 79.25%
| 4460.526 | 45797.5777 | 0.053657 | 14% | 9.74% | 4460.526 | 22898.7889 | 0.10731 | 14% | 19.48% | 4460.526 | 11449.3944 | 0.21463 | 14% | 38.96% | 4460.526 | 7632.9296 | 0.32194 | 14% | 58.44% | 4460.526 | 5979.3391 | 0.28869 | 14% | 74.6%
| 4619.8305 | 51817.6229 | 0.026462 | 14.5% | 8.916% | 4619.8305 | 25908.8115 | 0.052925 | 14.5% | 17.83% | 4619.8305 | 12954.4057 | 0.10585 | 14.5% | 35.66% | 4619.8305 | 8636.2705 | 0.15877 | 14.5% | 53.49% | 4619.8305 | 6561.2437 | 0.27376 | 14.5% | 70.41%
| 4779.135 | 57837.6681 | 0.026462 | 15% | 8.263% | 4779.135 | 28918.834 | 0.052925 | 15% | 16.53% | 4779.135 | 14459.417 | 0.10585 | 15% | 33.05% | 4779.135 | 9639.6113 | 0.15877 | 15% | 49.58% | 4779.135 | 7229.7085 | 0.23831 | 15% | 66.1%
| 4938.4395 | 63876.9746 | 0.026378 | 15.5% | 7.731% | 4938.4395 | 31938.4873 | 0.052756 | 15.5% | 15.46% | 4938.4395 | 15969.2437 | 0.10551 | 15.5% | 30.92% | 4938.4395 | 10646.1624 | 0.15827 | 15.5% | 46.39% | 4938.4395 | 7984.6218 | 0.21102 | 15.5% | 61.85%
| 5097.744 | 69932.6414 | 0.026307 | 16% | 7.29% | 5097.744 | 34966.3207 | 0.052613 | 16% | 14.58% | 5097.744 | 17483.1603 | 0.10523 | 16% | 29.16% | 5097.744 | 11655.4402 | 0.15784 | 16% | 43.74% | 5097.744 | 8741.5802 | 0.21045 | 16% | 58.32%
| 5257.0485 | 75988.3081 | 0.026307 | 16.5% | 6.918% | 5257.0485 | 37994.1541 | 0.052613 | 16.5% | 13.84% | 5257.0485 | 18997.077 | 0.10523 | 16.5% | 27.67% | 5257.0485 | 12664.718 | 0.15784 | 16.5% | 41.51% | 5257.0485 | 9498.5385 | 0.21045 | 16.5% | 55.35%
| 5416.353 | 82170.6548 | 0.025768 | 17% | 6.592% | 5416.353 | 41085.3274 | 0.051535 | 17% | 13.18% | 5416.353 | 20542.6637 | 0.10307 | 17% | 26.37% | 5416.353 | 13695.1091 | 0.15461 | 17% | 39.55% | 5416.353 | 10271.3319 | 0.20614 | 17% | 52.73%
| 5575.6575 | 88582.5373 | 0.024845 | 17.5% | 6.294% | 5575.6575 | 44291.2686 | 0.04969 | 17.5% | 12.59% | 5575.6575 | 22145.6343 | 0.099381 | 17.5% | 25.18% | 5575.6575 | 14763.7562 | 0.14907 | 17.5% | 37.77% | 5575.6575 | 11072.8172 | 0.19876 | 17.5% | 50.35%
| 5734.962 | 94994.4197 | 0.024845 | 18% | 6.037% | 5734.962 | 47497.2099 | 0.04969 | 18% | 12.07% | 5734.962 | 23748.6049 | 0.099381 | 18% | 24.15% | 5734.962 | 15832.4033 | 0.14907 | 18% | 36.22% | 5734.962 | 11874.3025 | 0.19876 | 18% | 48.3%
| 5894.2665 | 101422.4391 | 0.024783 | 18.5% | 5.812% | 5894.2665 | 50711.2195 | 0.049566 | 18.5% | 11.62% | 5894.2665 | 25355.6098 | 0.099131 | 18.5% | 23.25% | 5894.2665 | 16903.7398 | 0.1487 | 18.5% | 34.87% | 5894.2665 | 12677.8049 | 0.19826 | 18.5% | 46.49%
| 6053.571 | 107869.9431 | 0.024708 | 19% | 5.612% | 6053.571 | 53934.9715 | 0.049416 | 19% | 11.22% | 6053.571 | 26967.4858 | 0.098832 | 19% | 22.45% | 6053.571 | 17978.3238 | 0.14825 | 19% | 33.67% | 6053.571 | 13483.7429 | 0.19766 | 19% | 44.9%
| 6212.8755 | 114317.4471 | 0.024708 | 19.5% | 5.435% | 6212.8755 | 57158.7236 | 0.049416 | 19.5% | 10.87% | 6212.8755 | 28579.3618 | 0.098832 | 19.5% | 21.74% | 6212.8755 | 19052.9079 | 0.14825 | 19.5% | 32.61% | 6212.8755 | 14289.6809 | 0.19766 | 19.5% | 43.48%
| 6372.18 | 120764.9511 | 0.024708 | 20% | 5.277% | 6372.18 | 60382.4756 | 0.049416 | 20% | 10.55% | 6372.18 | 30191.2378 | 0.098832 | 20% | 21.11% | 6372.18 | 20127.4919 | 0.14825 | 20% | 31.66% | 6372.18 | 15095.6189 | 0.19766 | 20% | 42.21%
| 6531.4845 | 127212.4551 | 0.024708 | 20.5% | 5.134% | 6531.4845 | 63606.2276 | 0.049416 | 20.5% | 10.27% | 6531.4845 | 31803.1138 | 0.098832 | 20.5% | 20.54% | 6531.4845 | 21202.0759 | 0.14825 | 20.5% | 30.81% | 6531.4845 | 15901.5569 | 0.19766 | 20.5% | 41.07%
| 6690.789 | 136476.2868 | 0.017196 | 21% | 4.903% | 6690.789 | 68238.1434 | 0.034393 | 21% | 9.805% | 6690.789 | 34119.0717 | 0.068786 | 21% | 19.61% | 6690.789 | 22746.0478 | 0.10318 | 21% | 29.42% | 6690.789 | 17059.5358 | 0.13757 | 21% | 39.22%
| 6850.0935 | 146485.9477 | 0.015915 | 21.5% | 4.676% | 6850.0935 | 73242.9738 | 0.03183 | 21.5% | 9.353% | 6850.0935 | 36621.4869 | 0.06366 | 21.5% | 18.71% | 6850.0935 | 24414.3246 | 0.09549 | 21.5% | 28.06% | 6850.0935 | 18310.7435 | 0.12732 | 21.5% | 37.41%
| 7009.398 | 159050.8077 | 0.012679 | 22% | 4.407% | 7009.398 | 79525.4039 | 0.025357 | 22% | 8.814% | 7009.398 | 39762.7019 | 0.050714 | 22% | 17.63% | 7009.398 | 26508.468 | 0.076071 | 22% | 26.44% | 7009.398 | 19881.351 | 0.10143 | 22% | 35.26%
| 7168.7025 | 172799.883 | 0.011587 | 22.5% | 4.149% | 7168.7025 | 86399.9415 | 0.023173 | 22.5% | 8.297% | 7168.7025 | 43199.9708 | 0.046346 | 22.5% | 16.59% | 7168.7025 | 28799.9805 | 0.069519 | 22.5% | 24.89% | 7168.7025 | 21599.9854 | 0.092692 | 22.5% | 33.19%
| 7328.007 | 186681.7944 | 0.011476 | 23% | 3.925% | 7328.007 | 93340.8972 | 0.022951 | 23% | 7.851% | 7328.007 | 46670.4486 | 0.045903 | 23% | 15.7% | 7328.007 | 31113.6324 | 0.068854 | 23% | 23.55% | 7328.007 | 23335.2243 | 0.091806 | 23% | 31.4%
| 7487.3115 | 200752.3142 | 0.011322 | 23.5% | 3.73% | 7487.3115 | 100376.1571 | 0.022644 | 23.5% | 7.459% | 7487.3115 | 50188.0786 | 0.045287 | 23.5% | 14.92% | 7487.3115 | 33458.719 | 0.067931 | 23.5% | 22.38% | 7487.3115 | 25094.0393 | 0.090575 | 23.5% | 29.84%
| 7646.616 | 214833.9732 | 0.011313 | 24% | 3.559% | 7646.616 | 107416.9866 | 0.022626 | 24% | 7.119% | 7646.616 | 53708.4933 | 0.045252 | 24% | 14.24% | 7646.616 | 35805.6622 | 0.067877 | 24% | 21.36% | 7646.616 | 26854.2467 | 0.090503 | 24% | 28.47%
| 7805.9205 | 228940.1146 | 0.011293 | 24.5% | 3.41% | 7805.9205 | 114470.0573 | 0.022587 | 24.5% | 6.819% | 7805.9205 | 57235.0286 | 0.045173 | 24.5% | 13.64% | 7805.9205 | 38156.6858 | 0.06776 | 24.5% | 20.46% | 7805.9205 | 28617.5143 | 0.090346 | 24.5% | 27.28%
| 7965.225 | 243046.256 | 0.011293 | 25% | 3.277% | 7965.225 | 121523.128 | 0.022587 | 25% | 6.554% | 7965.225 | 60761.564 | 0.045173 | 25% | 13.11% | 7965.225 | 40507.7093 | 0.06776 | 25% | 19.66% | 7965.225 | 30380.782 | 0.090346 | 25% | 26.22%
1 Hr Steps | [5 empty] | 2 Hr Steps |  |  |  |  | 4 Hr Steps |  |  |  |  | 6 Hr Steps |  |  |  |  | 8 Hr Steps
Y | X | MW Value | Peak Load Reduction |  |  | Y | X | MW Value | Peak Load Reduction |  | Y | X | MW Value | Cap Credit Val? |  | Y | X | MW Value | Peak Load Reduction |  | Y | X | MW Value | Peak Load Reduction
0.5 | 0 |  | 0% |  |  | 0.5 | 0 |  | 0% |  | 1 | 0 |  | 0% |  | 1 | 0 |  |  |  | 1 | 0
0.5 | 200 | 200 | 1% |  |  | 0.5 | 850 | 850 | 3% |  | 1 | 600 | 600 | 4.5% |  | 1 | 1475 | 1475 |  |  | 1 | 2700 | 2700
0.45 | 200 |  | 1% |  |  | 0.3 | 850 |  | 3% |  | 0.6 | 600 |  | 4.5% |  | 0.6 | 1475 |  |  |  | 0.65 | 2700
0.45 | 692 | 492 | 2.5% |  |  | 0.3 | 4900 | 4050 | 9% |  | 0.6 | 2000 | 1400 | 9.5% |  | 0.6 | 3800 | 2325 |  |  | 0.65 | 5100 | 2400
0.2 | 692 |  | 2.5% |  |  | 0.18 | 4900 |  | 9% |  | 0.35 | 2000 |  | 9.5% |  | 0.45 | 3800 |  |  |  | 0.2 | 5100
0.2 | 3400 | 2708 | 4% |  |  | 0.18 | 16025 | 11125 | 15% |  | 0.35 | 11000 | 9000 | 15% |  | 0.45 | 8100 | 4300 |  |  | 0.2 | 17000 | 11900
0.1 | 3400 |  | 4% |  |  | 0.15 | 16025 |  | 15% |  | 0.11 | 11000 |  | 15% |  | 0.15 | 8100 |  |  |  | 0.1 | 17000
0.1 | 20000 | 16600 | 25% |  |  | 0.15 | 20000 | 3975 | 25% |  | 0.11 | 20000 | 9000 | 20% |  | 0.15 | 20000 | 11900 |  |  | 0.1 | 20000 | 3000
0 | 20000 |  |  |  |  | 0 | 20000 |  |  |  | 0 | 20000 |  |  |  | 0 | 20000 |  |  |  | 0 | 20000
0 | 999999 | 979999 |  |  |  | 0 | 999999 |  |  |  | 0 | 999999 |  |  |  | 0 | 999999 |  |  |  | 0 | 999999