## I-1a
Table I-1a: NYCA Baseline Energy and Demand Forecasts
Reflects Impacts of Energy Saving Programs & Behind-the-Meter Generation
2022 Long Term Forecast1 - 2022 to 2052
Energy - GWh |  |  |  | Summer Peak Demand - MW |  |  |  | Winter Peak Demand - MW
Year | Low3 | Baseline4 | High3 | Year | Low3 | Baseline4, 5 | High3 | Year | Low3 | Baseline4 | High3
2021 |  | 152147 |  | 2021 |  | 31528 |  | 2021-22 |  | 23708
2022 | 150150 | 151260 | 153660 | 2022 | 31562 | 31765 | 32179 | 2022-23 | 23605 | 23893 | 24225
2023 | 149560 | 152120 | 156420 | 2023 | 31438 | 32018 | 32780 | 2023-24 | 23684 | 24287 | 24865
2024 | 148070 | 151040 | 156570 | 2024 | 31252 | 31778 | 32849 | 2024-25 | 23744 | 24481 | 25315
2025 | 145800 | 148760 | 156430 | 2025 | 30999 | 31505 | 32854 | 2025-26 | 23784 | 24735 | 25845
2026 | 143780 | 147550 | 156780 | 2026 | 30747 | 31339 | 32946 | 2026-27 | 23877 | 25098 | 26480
2027 | 142040 | 146970 | 157780 | 2027 | 30554 | 31292 | 33133 | 2027-28 | 24047 | 25575 | 27276
2028 | 140780 | 146790 | 159150 | 2028 | 30433 | 31317 | 33464 | 2028-29 | 24288 | 26171 | 28250
2029 | 140030 | 147540 | 161500 | 2029 | 30381 | 31468 | 33915 | 2029-30 | 24593 | 26884 | 29406
2030 | 140060 | 149020 | 164570 | 2030 | 30379 | 31684 | 34475 | 2030-31 | 25012 | 27719 | 30750
2031 | 140700 | 151590 | 168770 | 2031 | 30411 | 31946 | 35080 | 2031-32 | 25536 | 28756 | 32291
2032 | 141970 | 154520 | 173410 | 2032 | 30448 | 32214 | 35698 | 2032-33 | 26200 | 29954 | 34023
2033 | 143490 | 157910 | 178540 | 2033 | 30495 | 32474 | 36316 | 2033-34 | 26925 | 31287 | 35844
2034 | 145400 | 161400 | 183840 | 2034 | 30551 | 32737 | 36961 | 2034-35 | 27707 | 32637 | 37723
2035 | 147500 | 165390 | 189590 | 2035 | 30618 | 33005 | 37615 | 2035-36 | 28487 | 33993 | 39662
2036 | 149900 | 169330 | 195330 | 2036 | 30700 | 33258 | 38267 | 2036-37 | 29679 | 35478 | 41442
2037 | 152250 | 173240 | 201000 | 2037 | 30787 | 33487 | 38884 | 2037-38 | 30827 | 37094 | 43473
2038 | 154740 | 176880 | 206360 | 2038 | 30887 | 33696 | 39496 | 2038-39 | 31998 | 38661 | 45889
2039 | 157130 | 180640 | 211710 | 2039 | 30983 | 33906 | 40096 | 2039-40 | 33003 | 40000 | 47582
2040 | 159540 | 183980 | 216580 | 2040 | 31117 | 34097 | 40637 | 2040-41 | 33695 | 41054 | 49221
2041 | 161600 | 186920 | 220750 | 2041 | 31228 | 34262 | 41077 | 2041-42 | 34189 | 41932 | 50670
2042 | 163580 | 189290 | 224170 | 2042 | 31349 | 34396 | 41437 | 2042-43 | 34561 | 42643 | 51951
2043 | 165200 | 191620 | 227530 | 2043 | 31441 | 34520 | 41741 | 2043-44 | 34834 | 43244 | 53053
2044 | 166690 | 193470 | 230450 | 2044 | 31520 | 34646 | 42018 | 2044-45 | 35069 | 43764 | 53989
2045 | 167650 | 194980 | 232950 | 2045 | 31581 | 34774 | 42291 | 2045-46 | 35167 | 44171 | 54767
2046 | 168480 | 195990 | 234980 | 2046 | 31635 | 34896 | 42549 | 2046-47 | 35181 | 44429 | 55356
2047 | 168960 | 197030 | 237010 | 2047 | 31679 | 35011 | 42799 | 2047-48 | 35086 | 44549 | 55731
2048 | 169370 | 197580 | 238540 | 2048 | 31716 | 35107 | 43024 | 2048-49 | 34953 | 44593 | 55975
2049 | 169380 | 197960 | 239790 | 2049 | 31741 | 35209 | 43246 | 2049-50 | 34802 | 44602 | 56220
2050 | 169480 | 198050 | 240720 | 2050 | 31767 | 35316 | 43463 | 2050-51 | 34642 | 44588 | 56393
2051 | 169510 | 198460 | 241900 | 2051 | 31763 | 35431 | 43597 | 2051-52 | 34447 | 44569 | 56488
2052 | 169390 | 198640 | 242890 | 2052 | 31774 | 35486 | 43676 | 2052-53 | 34279 | 44547 | 56491
Average Annual Growth - Percent
Period | Low | Baseline | High | Period | Low | Baseline | High | Period | Low | Baseline | High
2022-27 | -1.08% | -0.57% | 0.54% | 2022-27 | -0.64% | -0.3% | 0.59% | 2022-27 | 0.37% | 1.41% | 2.52%
2027-32 | -0.01% | 1.03% | 1.98% | 2027-32 | -0.07% | 0.59% | 1.55% | 2027-32 | 1.79% | 3.42% | 4.95%
2032-37 | 1.45% | 2.42% | 3.18% | 2032-37 | 0.22% | 0.79% | 1.78% | 2032-37 | 3.53% | 4.77% | 5.56%
2037-42 | 1.49% | 1.85% | 2.31% | 2037-42 | 0.37% | 0.54% | 1.31% | 2037-42 | 2.42% | 2.99% | 3.9%
2022-32 | -0.54% | 0.22% | 1.29% | 2022-32 | -0.35% | 0.14% | 1.09% | 2022-32 | 1.1% | 2.54% | 4.04%
2032-42 | 1.52% | 2.25% | 2.93% | 2032-42 | 0.3% | 0.68% | 1.61% | 2032-42 | 3.19% | 4.24% | 5.27%
2042-52 | 0.36% | 0.49% | 0.84% | 2042-52 | 0.14% | 0.32% | 0.54% | 2042-52 | -0.08% | 0.45% | 0.87%
2022-42 | 0.45% | 1.26% | 2.29% | 2022-42 | -0.03% | 0.41% | 1.44% | 2022-42 | 2.32% | 3.92% | 5.72%
2022-52 | 0.43% | 1.04% | 1.94% | 2022-52 | 0.02% | 0.39% | 1.19% | 2022-52 | 1.51% | 2.88% | 4.44%
Notes
1. All results in the Section I tables include transmission & distribution losses.
2. Summer Capability period is from May 1 to October 31. Winter Capability period is from November 1 of the current year to April 30 of the next year.
3. The low and high columns reflect the low load scenario forecast and high load scenario forecast under expected weather conditions, which are summarized in Tables I-15 and I-16.
These do not reflect the 90th and 10th percentile forecasts due to weather, which are found in Tables I-6 and I-7.
4. Energy and Peak figures for 2021 are weather-normalized. The values for the actual annual energy, summer peak, and winter peak are reported in Tables I-2, I-3a, and I-3b respectively.
5. The 2022 NYCA summer peak forecast is the same as the 2022 ICAP forecast.

## Scenarios
Load Scenario Summary

## Graphs
Figure I-1: NYCA Energy Forecasts – Annual Energy, GWh
Figure I-2: NYCA Summer Peak Forecasts – Coincident Peak, MW
Figure I-3: NYCA Winter Peak Forecasts – Coincident Peak, MW
Figure I-4: NYCA Baseline Peak Forecast Comparison – Coincident Peak, MW

## I-1b,c,d
Table I-1b: Summary of NYCA Baseline Annual Energy Forecasts - GWh | [9 empty] | Table I-1c: Summary of NYCA Baseline Summer Coincident Peak Demand Forecasts - MW | [9 empty] | Table I-1d: Summary of NYCA Baseline Winter Coincident Peak Demand Forecasts - MW
Year | (a) | (b) | (c) | (d) | (e) | (f) | (g) | (h) | (i) | Year | (a) | (b) | (c) | (d) | (e) | (f) | (g) | (h) | (i) | Year | (a) | (b) | (c) | (d) | (e) | (f) | (g) | (h) | (i)
|  | (-) | = a - b | (-) | (-) | (+) | (+) | (+) | = c-d-e+f+g+h |  |  | (-) | = a - b | (-) | (-) | (-) | (+) | (+) | = c-d-e-f+g+h |  |  | (-) | = a - b | (-) | (-) | (-) | (+) | (+) | = c-d-e-f+g+h
| Econometric Energy | EE and C&S | End-Use Energy | Solar PV, BTM | Non-Solar DG, BTM | Storage Net Energy Consumption | EV Energy | Building Electrification | Baseline Annual Energy Forecast |  | Econometric Peak Demand | EE and C&S | End-Use Peak Demand | Solar PV, BTM | Non-Solar DG, BTM | BTM Storage Peak Reductions | EV Peak Demand | Building Electrification | Baseline Summer Peak Forecast |  | Econometric Peak Demand | EE and C&S | End-Use Peak Demand | Solar PV, BTM | Non-Solar DG, BTM | BTM Storage Peak Reductions | EV Peak Demand | Building Electrification | Baseline Winter Peak Forecast
2022 | 159065 | 2616 | 156449 | 4635 | 1656 | 47 | 567 | 488 | 151260 | 2022 | 33461 | 365 | 33096 | 985 | 288 | 148 | 58 | 32 | 31765 | 2022-23 | 24118 | 227 | 23891 | 0 | 288 | 117 | 78 | 329 | 23893
2023 | 162750 | 5458 | 157292 | 5605 | 1739 | 70 | 868 | 1234 | 152120 | 2023 | 34295 | 769 | 33526 | 1113 | 304 | 244 | 96 | 57 | 32018 | 2023-24 | 24425 | 483 | 23942 | 0 | 304 | 196 | 118 | 727 | 24287
2024 | 164563 | 8557 | 156006 | 6616 | 1840 | 117 | 1263 | 2110 | 151040 | 2024 | 34669 | 1213 | 33456 | 1216 | 319 | 365 | 139 | 83 | 31778 | 2024-25 | 24510 | 763 | 23747 | 0 | 319 | 299 | 173 | 1179 | 24481
2025 | 165064 | 11862 | 153202 | 7559 | 1900 | 184 | 1795 | 3038 | 148760 | 2025 | 34946 | 1696 | 33250 | 1314 | 330 | 416 | 193 | 122 | 31505 | 2025-26 | 24544 | 1074 | 23470 | 0 | 330 | 347 | 244 | 1698 | 24735
2026 | 166282 | 15218 | 151064 | 8532 | 1964 | 275 | 2523 | 4184 | 147550 | 2026 | 35308 | 2197 | 33111 | 1386 | 342 | 469 | 269 | 156 | 31339 | 2026-27 | 24594 | 1393 | 23201 | 0 | 342 | 399 | 343 | 2295 | 25098
2027 | 167490 | 18466 | 149024 | 9462 | 2019 | 383 | 3503 | 5541 | 146970 | 2027 | 35715 | 2687 | 33028 | 1421 | 352 | 528 | 359 | 206 | 31292 | 2027-28 | 24647 | 1715 | 22932 | 0 | 352 | 457 | 457 | 2995 | 25575
2028 | 168320 | 21545 | 146775 | 10298 | 2068 | 510 | 4762 | 7109 | 146790 | 2028 | 36115 | 3160 | 32955 | 1423 | 359 | 583 | 471 | 256 | 31317 | 2028-29 | 24673 | 2031 | 22642 | 0 | 359 | 512 | 597 | 3803 | 26171
2029 | 169296 | 24447 | 144849 | 11016 | 2118 | 645 | 6313 | 8867 | 147540 | 2029 | 36577 | 3610 | 32967 | 1416 | 369 | 640 | 610 | 316 | 31468 | 2029-30 | 24698 | 2338 | 22360 | 0 | 369 | 573 | 760 | 4706 | 26884
2030 | 170130 | 27186 | 142944 | 11538 | 2171 | 786 | 8151 | 10848 | 149020 | 2030 | 36997 | 4044 | 32953 | 1379 | 376 | 697 | 801 | 382 | 31684 | 2030-31 | 24725 | 2645 | 22080 | 0 | 376 | 635 | 947 | 5703 | 27719
2031 | 171242 | 29735 | 141507 | 11853 | 2224 | 891 | 10240 | 13029 | 151590 | 2031 | 37377 | 4451 | 32926 | 1315 | 386 | 755 | 1025 | 451 | 31946 | 2031-32 | 24802 | 2947 | 21855 | 0 | 386 | 699 | 1238 | 6748 | 28756
2032 | 171863 | 31883 | 139980 | 12108 | 2263 | 980 | 12518 | 15413 | 154520 | 2032 | 37691 | 4786 | 32905 | 1261 | 394 | 812 | 1246 | 530 | 32214 | 2032-33 | 24872 | 3212 | 21660 | 0 | 394 | 762 | 1501 | 7949 | 29954
2033 | 172502 | 33894 | 138608 | 12330 | 2302 | 1062 | 14912 | 17960 | 157910 | 2033 | 37961 | 5101 | 32860 | 1205 | 401 | 868 | 1468 | 620 | 32474 | 2033-34 | 25005 | 3481 | 21524 | 0 | 401 | 825 | 1760 | 9229 | 31287
2034 | 172883 | 35770 | 137113 | 12535 | 2344 | 1143 | 17350 | 20673 | 161400 | 2034 | 38216 | 5397 | 32819 | 1142 | 406 | 923 | 1675 | 714 | 32737 | 2034-35 | 25102 | 3744 | 21358 | 0 | 406 | 890 | 2008 | 10567 | 32637
2035 | 173530 | 37527 | 136003 | 12724 | 2385 | 1222 | 19775 | 23499 | 165390 | 2035 | 38469 | 5672 | 32797 | 1079 | 413 | 980 | 1867 | 813 | 33005 | 2035-36 | 25263 | 4007 | 21256 | 0 | 413 | 956 | 2234 | 11872 | 33993
2036 | 174010 | 39182 | 134828 | 12900 | 2417 | 1295 | 22131 | 26393 | 169330 | 2036 | 38727 | 5937 | 32790 | 1026 | 419 | 1034 | 2033 | 914 | 33258 | 2036-37 | 25334 | 4279 | 21055 | 0 | 419 | 1020 | 2431 | 13431 | 35478
2037 | 174597 | 40736 | 133861 | 13063 | 2453 | 1366 | 24372 | 29157 | 173240 | 2037 | 38962 | 6185 | 32777 | 970 | 426 | 1085 | 2175 | 1016 | 33487 | 2037-38 | 25420 | 4559 | 20861 | 0 | 426 | 1085 | 2582 | 15162 | 37094
2038 | 174982 | 42205 | 132777 | 13220 | 2478 | 1436 | 26460 | 31905 | 176880 | 2038 | 39178 | 6415 | 32763 | 917 | 431 | 1125 | 2288 | 1118 | 33696 | 2038-39 | 25594 | 4835 | 20759 | 0 | 431 | 1125 | 2721 | 16737 | 38661
2039 | 175689 | 43590 | 132099 | 13363 | 2519 | 1499 | 28359 | 34565 | 180640 | 2039 | 39405 | 6634 | 32771 | 866 | 438 | 1164 | 2385 | 1218 | 33906 | 2039-40 | 25770 | 5123 | 20647 | 0 | 438 | 1164 | 2828 | 18127 | 40000
2040 | 176199 | 44906 | 131293 | 13500 | 2547 | 1560 | 30037 | 37137 | 183980 | 2040 | 39607 | 6835 | 32772 | 815 | 442 | 1201 | 2471 | 1312 | 34097 | 2040-41 | 25837 | 5409 | 20428 | 0 | 442 | 1201 | 2926 | 19343 | 41054
2041 | 176913 | 46163 | 130750 | 13604 | 2568 | 1622 | 31318 | 39402 | 186920 | 2041 | 39776 | 7027 | 32749 | 759 | 446 | 1233 | 2545 | 1406 | 34262 | 2041-42 | 25913 | 5693 | 20220 | 0 | 446 | 1233 | 3004 | 20387 | 41932
2042 | 177492 | 47360 | 130132 | 13701 | 2606 | 1673 | 32254 | 41538 | 189290 | 2042 | 39938 | 7203 | 32735 | 708 | 453 | 1264 | 2591 | 1495 | 34396 | 2042-43 | 26037 | 5979 | 20058 | 0 | 453 | 1264 | 3057 | 21245 | 42643
2043 | 178315 | 48497 | 129818 | 13788 | 2633 | 1728 | 33045 | 43450 | 191620 | 2043 | 40073 | 7369 | 32704 | 654 | 457 | 1295 | 2627 | 1595 | 34520 | 2043-44 | 26145 | 6258 | 19887 | 0 | 457 | 1295 | 3097 | 22012 | 43244
2044 | 178883 | 49578 | 129305 | 13870 | 2649 | 1779 | 33695 | 45210 | 193470 | 2044 | 40197 | 7523 | 32674 | 602 | 460 | 1324 | 2653 | 1705 | 34646 | 2044-45 | 26205 | 6542 | 19663 | 0 | 460 | 1324 | 3124 | 22761 | 43764
2045 | 179641 | 50627 | 129014 | 13949 | 2678 | 1829 | 34215 | 46549 | 194980 | 2045 | 40334 | 7662 | 32672 | 555 | 466 | 1351 | 2672 | 1802 | 34774 | 2045-46 | 26280 | 6823 | 19457 | 0 | 466 | 1351 | 3142 | 23389 | 44171
2046 | 180129 | 51641 | 128488 | 14019 | 2705 | 1874 | 34606 | 47746 | 195990 | 2046 | 40475 | 7801 | 32674 | 509 | 470 | 1378 | 2685 | 1894 | 34896 | 2046-47 | 26399 | 7107 | 19292 | 0 | 470 | 1378 | 3155 | 23830 | 44429
2047 | 180922 | 52642 | 128280 | 14087 | 2728 | 1917 | 34880 | 48768 | 197030 | 2047 | 40628 | 7931 | 32697 | 474 | 474 | 1404 | 2694 | 1972 | 35011 | 2047-48 | 26527 | 7404 | 19123 | 0 | 474 | 1404 | 3186 | 24118 | 44549
2048 | 181407 | 53614 | 127793 | 14152 | 2757 | 1958 | 35054 | 49684 | 197580 | 2048 | 40768 | 8057 | 32711 | 443 | 479 | 1429 | 2698 | 2049 | 35107 | 2048-49 | 26681 | 7702 | 18979 | 0 | 479 | 1429 | 3196 | 24326 | 44593
2049 | 182145 | 54556 | 127589 | 14218 | 2776 | 1999 | 35150 | 50216 | 197960 | 2049 | 40924 | 8176 | 32748 | 418 | 484 | 1451 | 2701 | 2113 | 35209 | 2049-50 | 26769 | 7998 | 18771 | 0 | 484 | 1451 | 3201 | 24565 | 44602
2050 | 182656 | 55451 | 127205 | 14272 | 2798 | 2036 | 35200 | 50679 | 198050 | 2050 | 41089 | 8284 | 32805 | 395 | 487 | 1474 | 2703 | 2164 | 35316 | 2050-51 | 26877 | 8276 | 18601 | 0 | 487 | 1474 | 3206 | 24742 | 44588
2051 | 183577 | 56348 | 127229 | 14329 | 2826 | 2069 | 35207 | 51110 | 198460 | 2051 | 41224 | 8389 | 32835 | 375 | 492 | 1495 | 2703 | 2255 | 35431 | 2051-52 | 27051 | 8554 | 18497 | 0 | 492 | 1495 | 3210 | 24849 | 44569
2052 | 184230 | 57200 | 127030 | 14381 | 2840 | 2103 | 35181 | 51547 | 198640 | 2052 | 41329 | 8487 | 32842 | 357 | 495 | 1512 | 2704 | 2304 | 35486 | 2052-53 | 27170 | 8829 | 18341 | 0 | 495 | 1512 | 3209 | 25004 | 44547
(a) - Econometric Energy Forecast - Reflects impacts of projected weather trends, economic growth, and interconnecting large loads | [9 empty] | (a) - Econometric Summer Peak Demand - Reflects impacts of projected weather trends, economic growth, and interconnecting large loads | [9 empty] | (a) - Econometric Winter Peak Demand - Reflects impacts of projected weather trends, economic growth, and interconnecting large loads
(b) - Table I-8a: Energy Efficiency and Codes & Standards Energy Impacts, Relative to 2021 | [9 empty] | (b) - Table I-8b: Energy Efficiency and Codes & Standards Summer Coincident Peak Demand Reductions, Relative to 2021 | [9 empty] | (b) - Table I-8c: Energy Efficiency and Codes & Standards Winter Coincident Peak Demand Reductions, Relative to 2021-22
(c) - End-Use Energy Consumption - Reflects projected end use energy consumption | [9 empty] | (c) - End-Use Summer Peak Demand - Reflects projected end use summer coincident peak demand | [9 empty] | (c) - End-Use Winter Peak Demand - Reflects projected end use winter coincident peak demand
(d) - Table I-9b: Solar PV Impacts, Behind-the-Meter - Total Reductions in Annual Energy | [9 empty] | (d) - Table I-9c: Solar PV Impacts, Behind-the-Meter, Total Reductions in Summer Coincident Peak Demand | [9 empty] | (d) - The forecast of solar PV-related reductions to the winter peak is zero because the system typically peaks after sunset
(e) - Table I-10b: Non-Solar Distributed Generation Impacts, Behind-the-Meter - Total Reductions in Annual Energy | [9 empty] | (e) - Table I-10c: Non-Solar Distributed Generation Impacts, Behind-the-Meter, Total Reductions in Coincident Peak Demand | [9 empty] | (e) - Table I-10c: Non-Solar Distributed Generation Impacts, Behind-the-Meter, Total Reductions in Coincident Peak Demand
(f) - Table I-12b: Storage Annual Net Energy Consumption, both wholesale and behind-the-meter (pumped storage is not included - see Table III-2 for current resources) | [9 empty] | (f) - Table I-12c: Storage Impacts, Behind-the-Meter, Reductions in Summer Coincident Peak Demand (pumped storage is not included - see Table III-2 for current resources) | [9 empty] | (f) - Table I-12d: Storage Impacts, Behind-the-Meter, Reductions in Winter Coincident Peak Demand (pumped storage is not included - see Table III-2 for current resources)
(g) - Table I-11b: Electric Vehicle Energy Usage | [9 empty] | (g) - Table I-11c: Electric Vehicle Summer Coincident Peak Demand | [9 empty] | (g) - Table I-11d: Electric Vehicle Winter Coincident Peak Demand
(h) - Table I-13a: Building Electrification Energy Usage - future end-use electrification including heat pumps, water heating, cooking, and other end-uses | [9 empty] | (h) - Table I-13b: Building Electrification Summer Coincident Peak Demand - future end-use electrification including heat pumps, water heating, cooking, and other end-uses | [9 empty] | (h) - Table I-13c: Building Electrification Winter Coincident Peak Demand - future end-use electrification including heat pumps, water heating, cooking, and other end-uses
(i) - Table I-2: Baseline Annual Energy Forecast | [9 empty] | (i) - Table I-3a: Baseline Summer Coincident Peak Demand Forecast | [9 empty] | (i) - Table I-3b: Baseline Winter Coincident Peak Demand Forecast

## I-2
Table I-2: Baseline Annual Energy, Historical and Forecast
Reflects Impacts of Energy Saving Programs & Behind-the-Meter Generation
Annual Energy by Zone - GWh
Year | A | B | C | D | E | F | G | H | I | J | K | NYCA
2012 | 15595 | 10009 | 16117 | 6574 | 7943 | 11846 | 9938 | 2930 | 6099 | 53487 | 22302 | 162840
2013 | 15790 | 9981 | 16368 | 6448 | 8312 | 12030 | 9965 | 2986 | 6204 | 53316 | 22114 | 163514
2014 | 15885 | 9899 | 16345 | 4835 | 8155 | 12008 | 9832 | 2694 | 6281 | 52529 | 21563 | 160026
2015 | 15761 | 9906 | 16299 | 4441 | 8141 | 12422 | 10065 | 2847 | 6299 | 53485 | 21906 | 161572
2016 | 15803 | 9995 | 16205 | 4389 | 7894 | 12298 | 9975 | 2856 | 6139 | 53653 | 21591 | 160798
2017 | 15261 | 9775 | 15819 | 4322 | 7761 | 11823 | 9669 | 2883 | 5976 | 52266 | 20815 | 156370
2018 | 15894 | 10090 | 16561 | 4670 | 7995 | 12375 | 9965 | 2807 | 6071 | 53360 | 21326 | 161114
2019 | 14872 | 9715 | 15809 | 4825 | 7868 | 11829 | 9574 | 2816 | 5976 | 52003 | 20545 | 155832
2020 | 14514 | 9698 | 15450 | 5047 | 7626 | 11827 | 9217 | 2849 | 5729 | 48060 | 20181 | 150198
2021 | 14731 | 9797 | 15560 | 5415 | 7616 | 11827 | 9262 | 2884 | 5781 | 48832 | 20273 | 151978
2022 | 14766 | 10013 | 15490 | 5593 | 7608 | 11860 | 9135 | 2881 | 5791 | 48439 | 19684 | 151260
2023 | 15141 | 10915 | 15819 | 5944 | 7397 | 11597 | 9010 | 2885 | 5766 | 48240 | 19406 | 152120
2024 | 14923 | 10883 | 15832 | 5936 | 7185 | 11354 | 8912 | 2876 | 5742 | 48169 | 19228 | 151040
2025 | 14751 | 10816 | 15458 | 5911 | 6934 | 11050 | 8751 | 2841 | 5672 | 47626 | 18950 | 148760
2026 | 14678 | 10801 | 15159 | 5869 | 6745 | 10839 | 8663 | 2820 | 5639 | 47442 | 18895 | 147550
2027 | 14623 | 10826 | 14937 | 5849 | 6603 | 10703 | 8650 | 2821 | 5616 | 47317 | 19025 | 146970
2028 | 14545 | 10852 | 14738 | 5828 | 6484 | 10600 | 8673 | 2828 | 5615 | 47374 | 19253 | 146790
2029 | 14532 | 10870 | 14612 | 5813 | 6421 | 10578 | 8771 | 2847 | 5658 | 47795 | 19643 | 147540
2030 | 14582 | 10915 | 14558 | 5802 | 6410 | 10628 | 8921 | 2873 | 5732 | 48460 | 20139 | 149020
2031 | 14763 | 11046 | 14651 | 5805 | 6483 | 10784 | 9150 | 2920 | 5839 | 49407 | 20742 | 151590
2032 | 15008 | 11214 | 14821 | 5813 | 6601 | 10980 | 9409 | 2973 | 5947 | 50420 | 21334 | 154520
2033 | 15316 | 11411 | 15068 | 5831 | 6761 | 11218 | 9707 | 3035 | 6063 | 51572 | 21928 | 157910
2034 | 15642 | 11613 | 15324 | 5849 | 6935 | 11470 | 10023 | 3094 | 6178 | 52784 | 22488 | 161400
2035 | 16029 | 11851 | 15635 | 5872 | 7140 | 11772 | 10374 | 3161 | 6311 | 54142 | 23103 | 165390
2036 | 16419 | 12089 | 15952 | 5895 | 7347 | 12078 | 10725 | 3228 | 6444 | 55468 | 23685 | 169330
2037 | 16808 | 12329 | 16268 | 5918 | 7557 | 12389 | 11073 | 3297 | 6585 | 56790 | 24226 | 173240
2038 | 17163 | 12551 | 16564 | 5939 | 7750 | 12679 | 11398 | 3363 | 6724 | 58040 | 24709 | 176880
2039 | 17526 | 12783 | 16868 | 5961 | 7947 | 12984 | 11729 | 3432 | 6876 | 59344 | 25190 | 180640
2040 | 17839 | 12984 | 17131 | 5979 | 8118 | 13250 | 12024 | 3494 | 7020 | 60519 | 25622 | 183980
2041 | 18116 | 13159 | 17355 | 5995 | 8269 | 13488 | 12289 | 3548 | 7149 | 61549 | 26003 | 186920
2042 | 18335 | 13298 | 17525 | 6006 | 8390 | 13677 | 12504 | 3593 | 7257 | 62373 | 26332 | 189290
2043 | 18551 | 13436 | 17704 | 6018 | 8508 | 13864 | 12708 | 3638 | 7363 | 63155 | 26675 | 191620
2044 | 18724 | 13546 | 17843 | 6027 | 8603 | 14019 | 12876 | 3675 | 7453 | 63749 | 26955 | 193470
2045 | 18866 | 13637 | 17957 | 6033 | 8679 | 14148 | 13016 | 3707 | 7532 | 64212 | 27193 | 194980
2046 | 18963 | 13699 | 18026 | 6036 | 8731 | 14240 | 13121 | 3731 | 7589 | 64478 | 27376 | 195990
2047 | 19057 | 13761 | 18095 | 6041 | 8779 | 14329 | 13219 | 3754 | 7649 | 64772 | 27574 | 197030
2048 | 19098 | 13789 | 18115 | 6040 | 8801 | 14376 | 13278 | 3768 | 7689 | 64911 | 27715 | 197580
2049 | 19116 | 13804 | 18120 | 6037 | 8806 | 14403 | 13315 | 3777 | 7724 | 65020 | 27838 | 197960
2050 | 19105 | 13799 | 18089 | 6032 | 8797 | 14404 | 13323 | 3783 | 7745 | 65048 | 27925 | 198050
2051 | 19124 | 13813 | 18094 | 6031 | 8800 | 14429 | 13349 | 3793 | 7778 | 65195 | 28054 | 198460
2052 | 19131 | 13819 | 18088 | 6031 | 8800 | 14439 | 13359 | 3799 | 7793 | 65264 | 28117 | 198640
Note: Historical values reflect actual experienced weather conditions. Forecasted values reflect expected trended weather conditions.
Note: Expected weather conditions include an increasing temperature trend from the NYISO Climate Change Impact Study Phase I report.

## I-3a
Table I-3a: Baseline Summer Coincident Peak Demand, Historical and Forecast
Reflects Impacts of Energy Saving Programs & Behind-the-Meter Generation
Coincident Summer Peak Demand by Zone - MW
Year | A | B | C | D | E | F | G | H | I | J | K | NYCA
2012 | 2743 | 2107 | 2888 | 774 | 1420 | 2388 | 2242 | 653 | 1393 | 10722 | 5109 | 32439
2013 | 2549 | 2030 | 2921 | 819 | 1540 | 2392 | 2358 | 721 | 1517 | 11456 | 5653 | 33956
2014 | 2227 | 1617 | 2574 | 527 | 1267 | 2033 | 2036 | 584 | 1333 | 10567 | 5017 | 29782
2015 | 2632 | 1926 | 2705 | 557 | 1376 | 2294 | 2151 | 617 | 1345 | 10410 | 5126 | 31139
2016 | 2672 | 2008 | 2812 | 561 | 1384 | 2328 | 2123 | 636 | 1392 | 10990 | 5169 | 32075
2017 | 2439 | 1800 | 2557 | 502 | 1152 | 2032 | 2063 | 607 | 1334 | 10241 | 4972 | 29699
2018 | 2391 | 1947 | 2747 | 600 | 1300 | 2378 | 2190 | 631 | 1393 | 10890 | 5394 | 31861
2019 | 2367 | 1841 | 2592 | 603 | 1305 | 2224 | 2180 | 652 | 1313 | 10015 | 5305 | 30397
2020 | 2405 | 1804 | 2752 | 661 | 1345 | 2374 | 2177 | 666 | 1352 | 9798 | 5326 | 30660
2021 | 2611 | 1918 | 2705 | 588 | 1366 | 2352 | 2236 | 686 | 1353 | 10108 | 4996 | 30919
2022 | 2661 | 1985 | 2700 | 643 | 1331 | 2424 | 2207 | 626 | 1372 | 10760 | 5056 | 31765
2023 | 2726 | 2125 | 2775 | 687 | 1303 | 2390 | 2199 | 630 | 1379 | 10853 | 4951 | 32018
2024 | 2706 | 2124 | 2733 | 687 | 1272 | 2360 | 2191 | 626 | 1372 | 10837 | 4870 | 31778
2025 | 2691 | 2122 | 2691 | 686 | 1244 | 2332 | 2183 | 623 | 1365 | 10786 | 4782 | 31505
2026 | 2679 | 2118 | 2648 | 684 | 1220 | 2308 | 2177 | 621 | 1360 | 10778 | 4746 | 31339
2027 | 2669 | 2116 | 2609 | 681 | 1200 | 2290 | 2174 | 621 | 1360 | 10804 | 4768 | 31292
2028 | 2655 | 2114 | 2574 | 678 | 1184 | 2279 | 2176 | 623 | 1364 | 10864 | 4806 | 31317
2029 | 2653 | 2108 | 2549 | 675 | 1175 | 2278 | 2185 | 627 | 1375 | 10986 | 4857 | 31468
2030 | 2653 | 2106 | 2531 | 673 | 1170 | 2284 | 2198 | 634 | 1388 | 11140 | 4907 | 31684
2031 | 2660 | 2110 | 2524 | 670 | 1172 | 2294 | 2213 | 641 | 1403 | 11303 | 4956 | 31946
2032 | 2673 | 2117 | 2528 | 668 | 1177 | 2309 | 2230 | 647 | 1417 | 11441 | 5007 | 32214
2033 | 2694 | 2129 | 2541 | 668 | 1187 | 2327 | 2251 | 652 | 1430 | 11537 | 5058 | 32474
2034 | 2721 | 2145 | 2562 | 669 | 1201 | 2351 | 2275 | 656 | 1438 | 11610 | 5109 | 32737
2035 | 2751 | 2162 | 2586 | 672 | 1215 | 2375 | 2301 | 660 | 1445 | 11678 | 5160 | 33005
2036 | 2777 | 2176 | 2606 | 673 | 1228 | 2398 | 2323 | 663 | 1452 | 11747 | 5215 | 33258
2037 | 2797 | 2186 | 2622 | 673 | 1238 | 2415 | 2339 | 666 | 1460 | 11823 | 5268 | 33487
2038 | 2813 | 2194 | 2635 | 673 | 1248 | 2430 | 2352 | 670 | 1468 | 11894 | 5319 | 33696
2039 | 2829 | 2203 | 2647 | 673 | 1257 | 2445 | 2364 | 674 | 1476 | 11971 | 5367 | 33906
2040 | 2843 | 2212 | 2660 | 673 | 1266 | 2459 | 2375 | 677 | 1483 | 12041 | 5408 | 34097
2041 | 2855 | 2219 | 2671 | 673 | 1274 | 2471 | 2385 | 680 | 1489 | 12105 | 5440 | 34262
2042 | 2861 | 2222 | 2678 | 672 | 1281 | 2479 | 2391 | 683 | 1496 | 12164 | 5469 | 34396
2043 | 2865 | 2223 | 2682 | 670 | 1286 | 2485 | 2395 | 686 | 1503 | 12227 | 5498 | 34520
2044 | 2869 | 2225 | 2686 | 668 | 1292 | 2493 | 2399 | 689 | 1511 | 12289 | 5525 | 34646
2045 | 2875 | 2228 | 2693 | 667 | 1298 | 2502 | 2404 | 693 | 1517 | 12348 | 5549 | 34774
2046 | 2882 | 2233 | 2700 | 666 | 1303 | 2511 | 2410 | 695 | 1524 | 12399 | 5573 | 34896
2047 | 2888 | 2236 | 2705 | 665 | 1308 | 2518 | 2415 | 698 | 1529 | 12449 | 5600 | 35011
2048 | 2892 | 2239 | 2708 | 664 | 1311 | 2524 | 2419 | 700 | 1534 | 12488 | 5628 | 35107
2049 | 2897 | 2242 | 2711 | 662 | 1314 | 2530 | 2423 | 703 | 1540 | 12532 | 5655 | 35209
2050 | 2902 | 2245 | 2715 | 661 | 1317 | 2537 | 2427 | 705 | 1546 | 12577 | 5684 | 35316
2051 | 2907 | 2249 | 2720 | 660 | 1321 | 2542 | 2431 | 708 | 1550 | 12628 | 5715 | 35431
2052 | 2909 | 2251 | 2722 | 660 | 1322 | 2545 | 2432 | 709 | 1553 | 12653 | 5730 | 35486
Note: Historical values include demand response reductions when called. Forecast values assume no demand response reductions.
Note: Historical values reflect actual experienced weather conditions. Forecasted values reflect expected trended weather conditions.
Note: Con Edison and Orange & Rockland design their forecasts at the 67th percentile. Other Transmission Owners design their forecasts at the 50th percentile.
The aggregate NYCA baseline forecast design condition is 57th percentile summer peak day weather.
Note: Expected weather conditions include an increasing temperature trend from the NYISO Climate Change Impact Study Phase I report.

## I-3b
Table I-3b: Baseline Winter Coincident Peak Demand, Historical and Forecast
Reflects Impacts of Energy Saving Programs & Behind-the-Meter Generation
Coincident Winter Peak Demand by Zone - MW
Year | A | B | C | D | E | F | G | H | I | J | K | NYCA
2012-13 | 2343 | 1568 | 2672 | 954 | 1348 | 1923 | 1539 | 510 | 947 | 7456 | 3399 | 24659
2013-14 | 2358 | 1645 | 2781 | 848 | 1415 | 1989 | 1700 | 625 | 974 | 7810 | 3594 | 25739
2014-15 | 2419 | 1617 | 2689 | 725 | 1339 | 1925 | 1556 | 537 | 954 | 7481 | 3406 | 24648
2015-16 | 2253 | 1486 | 2469 | 667 | 1307 | 1861 | 1496 | 453 | 889 | 7274 | 3164 | 23319
2016-17 | 2295 | 1600 | 2573 | 671 | 1395 | 1867 | 1549 | 530 | 917 | 7482 | 3285 | 24164
2017-18 | 2313 | 1533 | 2766 | 735 | 1398 | 2012 | 1638 | 506 | 933 | 7822 | 3425 | 25081
2018-19 | 2107 | 1566 | 2668 | 747 | 1416 | 2066 | 1618 | 534 | 941 | 7674 | 3390 | 24727
2019-20 | 2100 | 1460 | 2482 | 741 | 1305 | 1854 | 1468 | 479 | 842 | 7398 | 3124 | 23253
2020-21 | 2095 | 1505 | 2418 | 750 | 1251 | 1856 | 1481 | 485 | 869 | 6689 | 3143 | 22542
2021-22 | 2120 | 1507 | 2512 | 846 | 1283 | 1894 | 1506 | 491 | 860 | 7116 | 3100 | 23235
2022-23 | 2228 | 1644 | 2540 | 875 | 1270 | 1957 | 1522 | 483 | 851 | 7356 | 3167 | 23893
2023-24 | 2264 | 1669 | 2674 | 880 | 1282 | 1972 | 1545 | 487 | 859 | 7442 | 3213 | 24287
2024-25 | 2308 | 1694 | 2685 | 880 | 1288 | 1985 | 1568 | 489 | 860 | 7495 | 3229 | 24481
2025-26 | 2353 | 1720 | 2694 | 880 | 1296 | 2003 | 1595 | 490 | 864 | 7578 | 3262 | 24735
2026-27 | 2398 | 1748 | 2705 | 880 | 1306 | 2026 | 1626 | 491 | 874 | 7725 | 3319 | 25098
2027-28 | 2443 | 1781 | 2720 | 880 | 1320 | 2056 | 1662 | 495 | 888 | 7934 | 3396 | 25575
2028-29 | 2492 | 1814 | 2742 | 880 | 1338 | 2094 | 1706 | 499 | 907 | 8208 | 3491 | 26171
2029-30 | 2550 | 1848 | 2772 | 882 | 1362 | 2140 | 1759 | 506 | 929 | 8532 | 3604 | 26884
2030-31 | 2619 | 1891 | 2811 | 884 | 1394 | 2197 | 1822 | 514 | 956 | 8894 | 3737 | 27719
2031-32 | 2703 | 1944 | 2868 | 887 | 1433 | 2266 | 1896 | 526 | 992 | 9350 | 3891 | 28756
2032-33 | 2800 | 2006 | 2936 | 891 | 1480 | 2342 | 1979 | 539 | 1035 | 9897 | 4049 | 29954
2033-34 | 2905 | 2071 | 3017 | 896 | 1532 | 2424 | 2066 | 554 | 1083 | 10536 | 4203 | 31287
2034-35 | 3013 | 2137 | 3098 | 901 | 1586 | 2508 | 2155 | 568 | 1131 | 11189 | 4351 | 32637
2035-36 | 3123 | 2205 | 3180 | 907 | 1641 | 2594 | 2244 | 583 | 1180 | 11834 | 4502 | 33993
2036-37 | 3245 | 2281 | 3273 | 913 | 1703 | 2691 | 2343 | 600 | 1234 | 12526 | 4669 | 35478
2037-38 | 3379 | 2365 | 3375 | 919 | 1772 | 2799 | 2451 | 620 | 1293 | 13266 | 4855 | 37094
2038-39 | 3510 | 2447 | 3475 | 925 | 1839 | 2906 | 2558 | 640 | 1351 | 13975 | 5035 | 38661
2039-40 | 3622 | 2518 | 3559 | 929 | 1898 | 3000 | 2653 | 658 | 1402 | 14565 | 5196 | 40000
2040-41 | 3714 | 2577 | 3628 | 933 | 1946 | 3077 | 2733 | 672 | 1445 | 15005 | 5324 | 41054
2041-42 | 3794 | 2630 | 3686 | 936 | 1988 | 3146 | 2805 | 684 | 1482 | 15347 | 5434 | 41932
2042-43 | 3862 | 2674 | 3734 | 938 | 2022 | 3205 | 2867 | 695 | 1515 | 15602 | 5529 | 42643
2043-44 | 3920 | 2711 | 3775 | 940 | 2051 | 3257 | 2923 | 705 | 1544 | 15803 | 5615 | 43244
2044-45 | 3973 | 2745 | 3810 | 941 | 2077 | 3305 | 2972 | 714 | 1571 | 15960 | 5696 | 43764
2045-46 | 4016 | 2773 | 3837 | 941 | 2098 | 3345 | 3014 | 722 | 1595 | 16064 | 5766 | 44171
2046-47 | 4045 | 2792 | 3852 | 941 | 2111 | 3374 | 3046 | 727 | 1614 | 16109 | 5818 | 44429
2047-48 | 4059 | 2801 | 3855 | 940 | 2116 | 3390 | 3066 | 729 | 1628 | 16112 | 5853 | 44549
2048-49 | 4065 | 2805 | 3850 | 939 | 2116 | 3400 | 3078 | 730 | 1638 | 16092 | 5880 | 44593
2049-50 | 4065 | 2805 | 3841 | 937 | 2113 | 3407 | 3088 | 730 | 1648 | 16066 | 5902 | 44602
2050-51 | 4063 | 2803 | 3829 | 934 | 2109 | 3410 | 3093 | 731 | 1656 | 16039 | 5921 | 44588
2051-52 | 4058 | 2799 | 3816 | 933 | 2104 | 3412 | 3098 | 730 | 1663 | 16017 | 5939 | 44569
2052-53 | 4054 | 2796 | 3808 | 932 | 2100 | 3412 | 3098 | 729 | 1666 | 16006 | 5946 | 44547
Note: Historical values reflect actual experienced weather conditions. Forecasted values reflect expected trended weather conditions.
Note: Expected weather conditions include an increasing temperature trend from the NYISO Climate Change Impact Study Phase I report.

## I-4a
Table I-4a: Baseline Summer Non-Coincident Peak Demand, Historical and Forecast
Reflects Impacts of Energy Saving Programs & Behind-the-Meter Generation
Non-Coincident Summer Peak Demand by Zone - MW
Year | A | B | C | D | E | F | G | H | I | J | K
2012 | 2746 | 2113 | 2889 | 809 | 1433 | 2388 | 2273 | 681 | 1414 | 11112 | 5516
2013 | 2821 | 2103 | 2998 | 822 | 1559 | 2423 | 2367 | 721 | 1517 | 11456 | 5747
2014 | 2620 | 1898 | 2832 | 552 | 1410 | 2300 | 2052 | 590 | 1348 | 10572 | 5035
2015 | 2728 | 1954 | 2815 | 595 | 1403 | 2306 | 2204 | 632 | 1398 | 10586 | 5236
2016 | 2800 | 2023 | 2830 | 642 | 1397 | 2342 | 2198 | 652 | 1392 | 10990 | 5394
2017 | 2494 | 1828 | 2649 | 543 | 1343 | 2192 | 2125 | 633 | 1395 | 10671 | 5121
2018 | 2769 | 2073 | 3021 | 620 | 1409 | 2424 | 2251 | 642 | 1399 | 11070 | 5394
2019 | 2620 | 1926 | 2705 | 609 | 1396 | 2301 | 2243 | 659 | 1392 | 10802 | 5438
2020 | 2660 | 2022 | 2781 | 668 | 1355 | 2386 | 2178 | 669 | 1368 | 10150 | 5405
2021 | 2650 | 2002 | 2803 | 694 | 1395 | 2392 | 2274 | 686 | 1417 | 10352 | 5120
2022 | 2817 | 2048 | 2765 | 658 | 1388 | 2463 | 2244 | 635 | 1391 | 10906 | 5137
2023 | 2886 | 2192 | 2842 | 703 | 1359 | 2428 | 2236 | 639 | 1398 | 11001 | 5031
2024 | 2865 | 2191 | 2799 | 703 | 1327 | 2398 | 2227 | 635 | 1391 | 10984 | 4948
2025 | 2849 | 2189 | 2756 | 702 | 1298 | 2369 | 2219 | 631 | 1384 | 10933 | 4859
2026 | 2836 | 2185 | 2712 | 700 | 1273 | 2345 | 2213 | 629 | 1378 | 10925 | 4822
2027 | 2826 | 2183 | 2672 | 697 | 1252 | 2327 | 2210 | 629 | 1378 | 10951 | 4845
2028 | 2811 | 2181 | 2636 | 694 | 1235 | 2315 | 2212 | 631 | 1383 | 11012 | 4883
2029 | 2809 | 2175 | 2610 | 691 | 1226 | 2314 | 2221 | 636 | 1394 | 11135 | 4935
2030 | 2809 | 2173 | 2592 | 689 | 1221 | 2321 | 2234 | 643 | 1407 | 11292 | 4986
2031 | 2816 | 2177 | 2585 | 686 | 1223 | 2331 | 2250 | 650 | 1422 | 11457 | 5036
2032 | 2830 | 2184 | 2589 | 684 | 1228 | 2346 | 2267 | 656 | 1436 | 11597 | 5088
2033 | 2852 | 2196 | 2602 | 684 | 1238 | 2364 | 2288 | 661 | 1449 | 11694 | 5139
2034 | 2881 | 2213 | 2623 | 685 | 1253 | 2389 | 2313 | 665 | 1458 | 11768 | 5191
2035 | 2912 | 2231 | 2648 | 688 | 1267 | 2413 | 2339 | 669 | 1465 | 11837 | 5243
2036 | 2940 | 2245 | 2669 | 689 | 1281 | 2436 | 2362 | 672 | 1472 | 11907 | 5299
2037 | 2961 | 2255 | 2685 | 689 | 1291 | 2454 | 2378 | 675 | 1480 | 11984 | 5353
2038 | 2978 | 2264 | 2698 | 689 | 1302 | 2469 | 2391 | 679 | 1488 | 12056 | 5405
2039 | 2995 | 2273 | 2711 | 689 | 1311 | 2484 | 2403 | 683 | 1496 | 12134 | 5453
2040 | 3010 | 2282 | 2724 | 689 | 1321 | 2498 | 2414 | 686 | 1503 | 12205 | 5495
2041 | 3023 | 2289 | 2735 | 689 | 1329 | 2511 | 2425 | 689 | 1509 | 12270 | 5528
2042 | 3029 | 2292 | 2742 | 688 | 1336 | 2519 | 2431 | 692 | 1516 | 12329 | 5557
2043 | 3033 | 2293 | 2746 | 686 | 1342 | 2525 | 2435 | 695 | 1523 | 12393 | 5587
2044 | 3037 | 2296 | 2750 | 684 | 1348 | 2533 | 2439 | 698 | 1532 | 12456 | 5614
2045 | 3044 | 2299 | 2758 | 683 | 1354 | 2542 | 2444 | 702 | 1538 | 12516 | 5638
2046 | 3051 | 2304 | 2765 | 682 | 1359 | 2551 | 2450 | 704 | 1545 | 12568 | 5663
2047 | 3058 | 2307 | 2770 | 681 | 1365 | 2558 | 2455 | 707 | 1550 | 12618 | 5690
2048 | 3062 | 2310 | 2773 | 680 | 1368 | 2564 | 2459 | 710 | 1555 | 12658 | 5719
2049 | 3067 | 2313 | 2776 | 677 | 1371 | 2570 | 2463 | 713 | 1561 | 12702 | 5746
2050 | 3072 | 2316 | 2780 | 676 | 1374 | 2578 | 2467 | 715 | 1567 | 12748 | 5776
2051 | 3078 | 2320 | 2785 | 675 | 1378 | 2583 | 2471 | 718 | 1571 | 12800 | 5807
2052 | 3080 | 2322 | 2787 | 675 | 1379 | 2586 | 2472 | 719 | 1574 | 12825 | 5822
Note: Historical values include demand response reductions when called. Forecast values assume no demand response reductions.
Note: Historical values reflect actual experienced weather conditions. Forecasted values reflect expected trended weather conditions.
Note: Con Edison and Orange & Rockland design their forecasts at the 67th percentile.
Other Transmission Owners design their forecasts at the 50th percentile.
Note: Expected weather conditions include an increasing temperature trend from the NYISO Climate Change Impact Study Phase I report.

## I-4b
Table I-4b: Baseline Winter Non-Coincident Peak Demand, Historical and Forecast
Reflects Impacts of Energy Saving Programs & Behind-the-Meter Generation
Non-Coincident Winter Peak Demand by Zone - MW
Year | A | B | C | D | E | F | G | H | I | J | K
2012-13 | 2381 | 1594 | 2672 | 965 | 1356 | 1923 | 1539 | 525 | 965 | 7535 | 3399
2013-14 | 2430 | 1654 | 2781 | 899 | 1424 | 1998 | 1700 | 625 | 978 | 7896 | 3594
2014-15 | 2419 | 1629 | 2689 | 725 | 1423 | 1949 | 1583 | 537 | 954 | 7632 | 3406
2015-16 | 2285 | 1530 | 2540 | 704 | 1314 | 1895 | 1546 | 514 | 907 | 7362 | 3189
2016-17 | 2295 | 1600 | 2573 | 688 | 1395 | 1867 | 1553 | 554 | 921 | 7506 | 3320
2017-18 | 2333 | 1579 | 2766 | 736 | 1411 | 2025 | 1645 | 550 | 952 | 7822 | 3441
2018-19 | 2193 | 1603 | 2712 | 775 | 1419 | 2066 | 1618 | 534 | 941 | 7756 | 3390
2019-20 | 2137 | 1478 | 2482 | 746 | 1317 | 1859 | 1473 | 497 | 850 | 7398 | 3157
2020-21 | 2121 | 1505 | 2426 | 819 | 1315 | 1866 | 1481 | 533 | 869 | 6853 | 3143
2021-22 | 2122 | 1507 | 2522 | 864 | 1326 | 1894 | 1514 | 513 | 860 | 7116 | 3112
2022-23 | 2253 | 1657 | 2545 | 893 | 1293 | 1969 | 1533 | 493 | 860 | 7422 | 3180
2023-24 | 2289 | 1682 | 2679 | 898 | 1305 | 1984 | 1556 | 497 | 868 | 7509 | 3226
2024-25 | 2333 | 1708 | 2690 | 898 | 1311 | 1997 | 1579 | 499 | 869 | 7562 | 3242
2025-26 | 2379 | 1734 | 2699 | 898 | 1319 | 2015 | 1606 | 500 | 874 | 7646 | 3275
2026-27 | 2424 | 1762 | 2710 | 898 | 1330 | 2038 | 1637 | 501 | 884 | 7795 | 3332
2027-28 | 2470 | 1795 | 2725 | 898 | 1344 | 2068 | 1674 | 505 | 898 | 8005 | 3410
2028-29 | 2519 | 1829 | 2747 | 898 | 1362 | 2107 | 1718 | 509 | 917 | 8282 | 3505
2029-30 | 2578 | 1863 | 2778 | 901 | 1387 | 2153 | 1771 | 517 | 939 | 8609 | 3618
2030-31 | 2648 | 1906 | 2817 | 903 | 1419 | 2210 | 1835 | 525 | 967 | 8974 | 3752
2031-32 | 2733 | 1960 | 2874 | 906 | 1459 | 2280 | 1909 | 537 | 1003 | 9434 | 3907
2032-33 | 2831 | 2022 | 2942 | 910 | 1507 | 2356 | 1993 | 550 | 1046 | 9986 | 4065
2033-34 | 2937 | 2088 | 3023 | 915 | 1560 | 2439 | 2080 | 566 | 1095 | 10631 | 4220
2034-35 | 3046 | 2154 | 3104 | 920 | 1615 | 2523 | 2170 | 580 | 1143 | 11290 | 4368
2035-36 | 3157 | 2223 | 3186 | 926 | 1671 | 2610 | 2260 | 595 | 1193 | 11941 | 4520
2036-37 | 3281 | 2299 | 3280 | 932 | 1734 | 2707 | 2359 | 613 | 1248 | 12639 | 4688
2037-38 | 3416 | 2384 | 3382 | 938 | 1804 | 2816 | 2468 | 633 | 1307 | 13385 | 4874
2038-39 | 3549 | 2467 | 3482 | 944 | 1872 | 2923 | 2576 | 653 | 1366 | 14101 | 5055
2039-40 | 3662 | 2538 | 3566 | 949 | 1932 | 3018 | 2672 | 672 | 1417 | 14696 | 5217
2040-41 | 3755 | 2598 | 3635 | 953 | 1981 | 3095 | 2752 | 686 | 1461 | 15140 | 5345
2041-42 | 3836 | 2651 | 3693 | 956 | 2024 | 3165 | 2825 | 698 | 1498 | 15485 | 5456
2042-43 | 3904 | 2695 | 3741 | 958 | 2058 | 3224 | 2887 | 710 | 1532 | 15742 | 5551
2043-44 | 3963 | 2733 | 3783 | 960 | 2088 | 3277 | 2943 | 720 | 1561 | 15945 | 5637
2044-45 | 4017 | 2767 | 3818 | 961 | 2114 | 3325 | 2993 | 729 | 1588 | 16104 | 5719
2045-46 | 4060 | 2795 | 3845 | 961 | 2136 | 3365 | 3035 | 737 | 1613 | 16209 | 5789
2046-47 | 4089 | 2814 | 3860 | 961 | 2149 | 3394 | 3067 | 742 | 1632 | 16254 | 5841
2047-48 | 4104 | 2823 | 3863 | 960 | 2154 | 3410 | 3087 | 744 | 1646 | 16257 | 5876
2048-49 | 4110 | 2827 | 3858 | 959 | 2154 | 3420 | 3100 | 745 | 1656 | 16237 | 5904
2049-50 | 4110 | 2827 | 3849 | 957 | 2151 | 3427 | 3110 | 745 | 1666 | 16211 | 5926
2050-51 | 4108 | 2825 | 3837 | 954 | 2147 | 3430 | 3115 | 746 | 1674 | 16183 | 5945
2051-52 | 4103 | 2821 | 3824 | 953 | 2142 | 3432 | 3120 | 745 | 1681 | 16161 | 5963
2052-53 | 4099 | 2818 | 3816 | 952 | 2138 | 3432 | 3120 | 744 | 1684 | 16150 | 5970
Note: Historical values reflect actual experienced weather conditions. Forecasted values reflect expected trended weather conditions.
Note: Expected weather conditions include an increasing temperature trend from the NYISO Climate Change Impact Study Phase I report.

## I-5
Table I-5: Baseline Peak Demand in G-to-J Locality, Historical and Forecast
Reflects Impacts of Energy Saving Programs & Behind-the-Meter Generation
G-to-J Locality Summer Peak Demand by Zone - MW | [5 empty] | G-to-J Locality Winter Peak Demand by Zone - MW
Year | G | H | I | J | G-J | Year | G | H | I | J | G-J
2012 | 2273 | 657 | 1414 | 11098 | 15442 | 2012-13 | 1539 | 510 | 947 | 7456 | 10452
2013 | 2358 | 721 | 1517 | 11456 | 16052 | 2013-14 | 1683 | 601 | 965 | 7896 | 11145
2014 | 2046 | 585 | 1348 | 10572 | 14551 | 2014-15 | 1500 | 515 | 941 | 7632 | 10588
2015 | 2168 | 629 | 1398 | 10583 | 14778 | 2015-16 | 1524 | 442 | 896 | 7297 | 10159
2016 | 2123 | 636 | 1392 | 10990 | 15141 | 2016-17 | 1549 | 530 | 917 | 7483 | 10479
2017 | 2125 | 611 | 1367 | 10671 | 14774 | 2017-18 | 1638 | 506 | 933 | 7822 | 10899
2018 | 2130 | 642 | 1379 | 10979 | 15130 | 2018-19 | 1593 | 521 | 941 | 7727 | 10782
2019 | 1992 | 582 | 1336 | 10767 | 14677 | 2019-20 | 1468 | 479 | 842 | 7398 | 10187
2020 | 1992 | 648 | 1368 | 10139 | 14147 | 2020-21 | 1465 | 533 | 841 | 6829 | 9668
2021 | 2197 | 673 | 1407 | 10352 | 14629 | 2021-22 | 1506 | 491 | 860 | 7116 | 9973
2022 | 2231 | 633 | 1387 | 10875 | 15126 | 2022-23 | 1519 | 481 | 851 | 7400 | 10251
2023 | 2223 | 637 | 1394 | 10969 | 15223 | 2023-24 | 1542 | 485 | 859 | 7487 | 10373
2024 | 2214 | 633 | 1387 | 10953 | 15187 | 2024-25 | 1565 | 487 | 860 | 7540 | 10452
2025 | 2206 | 630 | 1380 | 10901 | 15117 | 2025-26 | 1592 | 488 | 864 | 7623 | 10567
2026 | 2200 | 628 | 1375 | 10893 | 15096 | 2026-27 | 1623 | 489 | 874 | 7771 | 10757
2027 | 2197 | 628 | 1375 | 10920 | 15120 | 2027-28 | 1659 | 493 | 888 | 7982 | 11022
2028 | 2199 | 630 | 1379 | 10980 | 15188 | 2028-29 | 1703 | 497 | 907 | 8257 | 11364
2029 | 2208 | 634 | 1390 | 11104 | 15336 | 2029-30 | 1755 | 504 | 929 | 8583 | 11771
2030 | 2222 | 641 | 1403 | 11259 | 15525 | 2030-31 | 1818 | 512 | 956 | 8947 | 12233
2031 | 2237 | 648 | 1418 | 11424 | 15727 | 2031-32 | 1892 | 524 | 992 | 9406 | 12814
2032 | 2254 | 654 | 1432 | 11563 | 15903 | 2032-33 | 1975 | 537 | 1035 | 9956 | 13503
2033 | 2275 | 659 | 1445 | 11660 | 16039 | 2033-34 | 2062 | 552 | 1083 | 10599 | 14296
2034 | 2299 | 663 | 1453 | 11734 | 16149 | 2034-35 | 2151 | 566 | 1131 | 11256 | 15104
2035 | 2326 | 667 | 1460 | 11803 | 16256 | 2035-36 | 2240 | 581 | 1180 | 11905 | 15906
2036 | 2348 | 670 | 1468 | 11873 | 16359 | 2036-37 | 2338 | 598 | 1234 | 12601 | 16771
2037 | 2364 | 673 | 1476 | 11950 | 16463 | 2037-38 | 2446 | 618 | 1293 | 13346 | 17703
2038 | 2377 | 677 | 1484 | 12021 | 16559 | 2038-39 | 2553 | 637 | 1351 | 14059 | 18600
2039 | 2389 | 681 | 1492 | 12099 | 16661 | 2039-40 | 2648 | 655 | 1402 | 14652 | 19357
2040 | 2400 | 684 | 1499 | 12170 | 16753 | 2040-41 | 2728 | 669 | 1445 | 15095 | 19937
2041 | 2411 | 687 | 1505 | 12235 | 16838 | 2041-42 | 2799 | 681 | 1482 | 15439 | 20401
2042 | 2417 | 690 | 1512 | 12294 | 16913 | 2042-43 | 2861 | 692 | 1515 | 15696 | 20764
2043 | 2421 | 693 | 1519 | 12358 | 16991 | 2043-44 | 2917 | 702 | 1544 | 15898 | 21061
2044 | 2425 | 696 | 1527 | 12420 | 17068 | 2044-45 | 2966 | 711 | 1571 | 16056 | 21304
2045 | 2430 | 700 | 1533 | 12480 | 17143 | 2045-46 | 3008 | 719 | 1595 | 16160 | 21482
2046 | 2436 | 702 | 1540 | 12532 | 17210 | 2046-47 | 3040 | 724 | 1614 | 16206 | 21584
2047 | 2441 | 705 | 1545 | 12582 | 17273 | 2047-48 | 3060 | 726 | 1628 | 16209 | 21623
2048 | 2445 | 707 | 1550 | 12622 | 17324 | 2048-49 | 3072 | 727 | 1638 | 16189 | 21626
2049 | 2449 | 711 | 1556 | 12666 | 17382 | 2049-50 | 3082 | 727 | 1648 | 16162 | 21619
2050 | 2453 | 713 | 1563 | 12712 | 17441 | 2050-51 | 3087 | 728 | 1656 | 16135 | 21606
2051 | 2457 | 716 | 1567 | 12763 | 17503 | 2051-52 | 3092 | 727 | 1663 | 16113 | 21595
2052 | 2458 | 717 | 1570 | 12788 | 17533 | 2052-53 | 3092 | 726 | 1666 | 16102 | 21586
Note: Historical values include demand response reductions when called. Forecast values assume no demand response reductions.
Note: Historical values reflect actual experienced weather conditions. Forecasted values reflect expected trended weather conditions.
Note: Con Edison and Orange & Rockland design their forecasts at the 67th percentile. Other Transmission Owners design their forecasts at the 50th percentile.
The aggregate NYCA baseline forecast design condition is 57th percentile summer peak day weather.
Note: Expected weather conditions include an increasing temperature trend from the NYISO Climate Change Impact Study Phase I report.

## I-6a
Table I-6a: 90th Percentile Forecast of Baseline Energy due to Weather
Reflects Impacts of Energy Saving Programs & Behind-the-Meter Generation
90th Percentile of Annual Energy due to Weather - GWh
Year | A | B | C | D | E | F | G | H | I | J | K | NYCA
2022 | 14902 | 10132 | 15631 | 5617 | 7680 | 11993 | 9260 | 2932 | 5871 | 49093 | 19979 | 153090
2023 | 15280 | 11045 | 15963 | 5970 | 7467 | 11727 | 9133 | 2936 | 5846 | 48891 | 19697 | 153955
2024 | 15060 | 11013 | 15976 | 5962 | 7253 | 11481 | 9034 | 2927 | 5821 | 48819 | 19516 | 152862
2025 | 14887 | 10945 | 15599 | 5936 | 7000 | 11174 | 8871 | 2891 | 5750 | 48269 | 19234 | 150556
2026 | 14813 | 10930 | 15297 | 5894 | 6809 | 10960 | 8782 | 2870 | 5717 | 48082 | 19178 | 149332
2027 | 14758 | 10955 | 15073 | 5874 | 6666 | 10823 | 8769 | 2871 | 5694 | 47956 | 19310 | 148749
2028 | 14679 | 10981 | 14872 | 5853 | 6546 | 10719 | 8792 | 2878 | 5692 | 48014 | 19542 | 148568
2029 | 14666 | 10999 | 14745 | 5838 | 6482 | 10696 | 8891 | 2897 | 5736 | 48440 | 19938 | 149328
2030 | 14716 | 11045 | 14690 | 5827 | 6471 | 10747 | 9043 | 2924 | 5811 | 49114 | 20441 | 150829
2031 | 14899 | 11177 | 14784 | 5830 | 6545 | 10905 | 9275 | 2972 | 5920 | 50074 | 21053 | 153434
2032 | 15146 | 11347 | 14956 | 5838 | 6664 | 11103 | 9538 | 3026 | 6029 | 51101 | 21654 | 156402
2033 | 15457 | 11547 | 15205 | 5856 | 6825 | 11344 | 9840 | 3089 | 6147 | 52268 | 22257 | 159835
2034 | 15786 | 11751 | 15463 | 5874 | 7001 | 11598 | 10160 | 3149 | 6263 | 53497 | 22825 | 163367
2035 | 16176 | 11992 | 15777 | 5897 | 7208 | 11904 | 10516 | 3217 | 6398 | 54873 | 23450 | 167408
2036 | 16570 | 12233 | 16097 | 5920 | 7417 | 12213 | 10872 | 3285 | 6533 | 56217 | 24040 | 171397
2037 | 16963 | 12476 | 16416 | 5943 | 7629 | 12528 | 11225 | 3355 | 6676 | 57557 | 24589 | 175357
2038 | 17321 | 12700 | 16715 | 5965 | 7824 | 12821 | 11554 | 3423 | 6817 | 58824 | 25080 | 179044
2039 | 17687 | 12935 | 17021 | 5987 | 8022 | 13129 | 11890 | 3493 | 6971 | 60145 | 25568 | 182848
2040 | 18003 | 13139 | 17287 | 6005 | 8195 | 13398 | 12189 | 3556 | 7117 | 61336 | 26006 | 186231
2041 | 18283 | 13316 | 17513 | 6021 | 8348 | 13639 | 12457 | 3611 | 7248 | 62380 | 26393 | 189209
2042 | 18504 | 13456 | 17684 | 6032 | 8470 | 13830 | 12675 | 3657 | 7357 | 63215 | 26727 | 191607
2043 | 18722 | 13596 | 17865 | 6044 | 8589 | 14019 | 12882 | 3702 | 7465 | 64008 | 27075 | 193967
2044 | 18896 | 13707 | 18005 | 6053 | 8685 | 14176 | 13052 | 3740 | 7556 | 64610 | 27359 | 195839
2045 | 19040 | 13799 | 18120 | 6059 | 8761 | 14306 | 13194 | 3773 | 7636 | 65079 | 27601 | 197368
2046 | 19137 | 13862 | 18190 | 6062 | 8814 | 14399 | 13301 | 3797 | 7694 | 65348 | 27787 | 198391
2047 | 19232 | 13925 | 18260 | 6067 | 8862 | 14489 | 13400 | 3820 | 7755 | 65646 | 27988 | 199444
2048 | 19274 | 13953 | 18280 | 6066 | 8885 | 14537 | 13460 | 3835 | 7795 | 65787 | 28131 | 200003
2049 | 19292 | 13968 | 18285 | 6063 | 8890 | 14564 | 13497 | 3844 | 7831 | 65898 | 28256 | 200388
2050 | 19281 | 13963 | 18254 | 6058 | 8881 | 14565 | 13506 | 3850 | 7852 | 65926 | 28344 | 200480
2051 | 19300 | 13977 | 18259 | 6057 | 8884 | 14591 | 13532 | 3860 | 7885 | 66075 | 28475 | 200895
2052 | 19307 | 13983 | 18253 | 6057 | 8884 | 14601 | 13542 | 3866 | 7901 | 66145 | 28539 | 201078
Note: 90th percentile energy forecast is representative of warmer than expected trended weather conditions in summer
and colder than expected trended weather conditions in winter.
Note: Expected weather conditions include an increasing temperature trend from the NYISO Climate Change Impact Study Phase I report.

## I-6b
Table I-6b: 10th Percentile Forecast of Baseline Energy due to Weather
Reflects Impacts of Energy Saving Programs & Behind-the-Meter Generation
10th Percentile of Annual Energy due to Weather - GWh
Year | A | B | C | D | E | F | G | H | I | J | K | NYCA
2022 | 14630 | 9894 | 15349 | 5569 | 7536 | 11727 | 9010 | 2830 | 5711 | 47785 | 19389 | 149430
2023 | 15002 | 10785 | 15675 | 5918 | 7327 | 11467 | 8887 | 2834 | 5686 | 47589 | 19115 | 150285
2024 | 14786 | 10753 | 15688 | 5910 | 7117 | 11227 | 8790 | 2825 | 5663 | 47519 | 18940 | 149218
2025 | 14615 | 10687 | 15317 | 5886 | 6868 | 10926 | 8631 | 2791 | 5594 | 46983 | 18666 | 146964
2026 | 14543 | 10672 | 15021 | 5844 | 6681 | 10718 | 8544 | 2770 | 5561 | 46802 | 18612 | 145768
2027 | 14488 | 10697 | 14801 | 5824 | 6540 | 10583 | 8531 | 2771 | 5538 | 46678 | 18740 | 145191
2028 | 14411 | 10723 | 14604 | 5803 | 6422 | 10481 | 8554 | 2778 | 5538 | 46734 | 18964 | 145012
2029 | 14398 | 10741 | 14479 | 5788 | 6360 | 10460 | 8651 | 2797 | 5580 | 47150 | 19348 | 145752
2030 | 14448 | 10785 | 14426 | 5777 | 6349 | 10509 | 8799 | 2822 | 5653 | 47806 | 19837 | 147211
2031 | 14627 | 10915 | 14518 | 5780 | 6421 | 10663 | 9025 | 2868 | 5758 | 48740 | 20431 | 149746
2032 | 14870 | 11081 | 14686 | 5788 | 6538 | 10857 | 9280 | 2920 | 5865 | 49739 | 21014 | 152638
2033 | 15175 | 11275 | 14931 | 5806 | 6697 | 11092 | 9574 | 2981 | 5979 | 50876 | 21599 | 155985
2034 | 15498 | 11475 | 15185 | 5824 | 6869 | 11342 | 9886 | 3039 | 6093 | 52071 | 22151 | 159433
2035 | 15882 | 11710 | 15493 | 5847 | 7072 | 11640 | 10232 | 3105 | 6224 | 53411 | 22756 | 163372
2036 | 16268 | 11945 | 15807 | 5870 | 7277 | 11943 | 10578 | 3171 | 6355 | 54719 | 23330 | 167263
2037 | 16653 | 12182 | 16120 | 5893 | 7485 | 12250 | 10921 | 3239 | 6494 | 56023 | 23863 | 171123
2038 | 17005 | 12402 | 16413 | 5913 | 7676 | 12537 | 11242 | 3303 | 6631 | 57256 | 24338 | 174716
2039 | 17365 | 12631 | 16715 | 5935 | 7872 | 12839 | 11568 | 3371 | 6781 | 58543 | 24812 | 178432
2040 | 17675 | 12829 | 16975 | 5953 | 8041 | 13102 | 11859 | 3432 | 6923 | 59702 | 25238 | 181729
2041 | 17949 | 13002 | 17197 | 5969 | 8190 | 13337 | 12121 | 3485 | 7050 | 60718 | 25613 | 184631
2042 | 18166 | 13140 | 17366 | 5980 | 8310 | 13524 | 12333 | 3529 | 7157 | 61531 | 25937 | 186973
2043 | 18380 | 13276 | 17543 | 5992 | 8427 | 13709 | 12534 | 3574 | 7261 | 62302 | 26275 | 189273
2044 | 18552 | 13385 | 17681 | 6001 | 8521 | 13862 | 12700 | 3610 | 7350 | 62888 | 26551 | 191101
2045 | 18692 | 13475 | 17794 | 6007 | 8597 | 13990 | 12838 | 3641 | 7428 | 63345 | 26785 | 192592
2046 | 18789 | 13536 | 17862 | 6010 | 8648 | 14081 | 12941 | 3665 | 7484 | 63608 | 26965 | 193589
2047 | 18882 | 13597 | 17930 | 6015 | 8696 | 14169 | 13038 | 3688 | 7543 | 63898 | 27160 | 194616
2048 | 18922 | 13625 | 17950 | 6014 | 8717 | 14215 | 13096 | 3701 | 7583 | 64035 | 27299 | 195157
2049 | 18940 | 13640 | 17955 | 6011 | 8722 | 14242 | 13133 | 3710 | 7617 | 64142 | 27420 | 195532
2050 | 18929 | 13635 | 17924 | 6006 | 8713 | 14243 | 13140 | 3716 | 7638 | 64170 | 27506 | 195620
2051 | 18948 | 13649 | 17929 | 6005 | 8716 | 14267 | 13166 | 3726 | 7671 | 64315 | 27633 | 196025
2052 | 18955 | 13655 | 17923 | 6005 | 8716 | 14277 | 13176 | 3732 | 7685 | 64383 | 27695 | 196202
Note: 90th percentile energy forecast is representative of cooler than expected trended weather conditions in summer
and warmer than expected trended weather conditions in winter.
Note: Expected weather conditions include an increasing temperature trend from the NYISO Climate Change Impact Study Phase I report.

## I-7a
Table I-7a: 90th Percentile Forecast of Baseline Summer Coincident Peak Demand due to Weather
Reflects Impacts of Energy Saving Programs & Behind-the-Meter Generation
90th Percentile of Summer Coincident Peak Demand due to Weather - MW
Year | A | B | C | D | E | F | G | H | I | J | K | NYCA
2022 | 2851 | 2127 | 2893 | 689 | 1426 | 2605 | 2372 | 662 | 1451 | 11227 | 5444 | 33747
2023 | 2921 | 2277 | 2973 | 736 | 1396 | 2569 | 2364 | 666 | 1459 | 11324 | 5331 | 34016
2024 | 2899 | 2276 | 2928 | 736 | 1363 | 2537 | 2355 | 662 | 1451 | 11308 | 5243 | 33758
2025 | 2883 | 2274 | 2883 | 735 | 1333 | 2507 | 2346 | 659 | 1444 | 11254 | 5149 | 33467
2026 | 2870 | 2269 | 2837 | 733 | 1307 | 2481 | 2340 | 657 | 1438 | 11246 | 5110 | 33288
2027 | 2860 | 2267 | 2795 | 730 | 1286 | 2461 | 2337 | 657 | 1438 | 11273 | 5134 | 33238
2028 | 2845 | 2265 | 2758 | 726 | 1269 | 2450 | 2339 | 659 | 1442 | 11336 | 5174 | 33263
2029 | 2843 | 2259 | 2731 | 723 | 1259 | 2449 | 2349 | 663 | 1454 | 11463 | 5229 | 33422
2030 | 2843 | 2256 | 2712 | 721 | 1254 | 2455 | 2363 | 670 | 1468 | 11624 | 5283 | 33649
2031 | 2850 | 2261 | 2704 | 718 | 1256 | 2466 | 2379 | 678 | 1484 | 11794 | 5336 | 33926
2032 | 2864 | 2268 | 2709 | 716 | 1261 | 2482 | 2397 | 684 | 1499 | 11938 | 5391 | 34209
2033 | 2887 | 2281 | 2723 | 716 | 1272 | 2501 | 2419 | 690 | 1512 | 12038 | 5446 | 34485
2034 | 2915 | 2298 | 2745 | 717 | 1287 | 2527 | 2445 | 694 | 1521 | 12114 | 5501 | 34764
2035 | 2948 | 2317 | 2771 | 720 | 1302 | 2553 | 2473 | 698 | 1528 | 12185 | 5556 | 35051
2036 | 2975 | 2332 | 2792 | 721 | 1316 | 2577 | 2497 | 701 | 1536 | 12257 | 5615 | 35319
2037 | 2997 | 2342 | 2809 | 721 | 1326 | 2596 | 2514 | 704 | 1544 | 12336 | 5672 | 35561
2038 | 3014 | 2351 | 2823 | 721 | 1337 | 2612 | 2528 | 709 | 1552 | 12411 | 5727 | 35785
2039 | 3031 | 2360 | 2836 | 721 | 1347 | 2628 | 2541 | 713 | 1561 | 12491 | 5778 | 36007
2040 | 3046 | 2370 | 2850 | 721 | 1356 | 2643 | 2553 | 716 | 1568 | 12564 | 5823 | 36210
2041 | 3059 | 2378 | 2862 | 721 | 1365 | 2656 | 2564 | 719 | 1575 | 12631 | 5857 | 36387
2042 | 3065 | 2381 | 2869 | 720 | 1373 | 2665 | 2570 | 722 | 1582 | 12692 | 5888 | 36527
2043 | 3070 | 2382 | 2874 | 718 | 1378 | 2671 | 2574 | 725 | 1589 | 12758 | 5920 | 36659
2044 | 3074 | 2384 | 2878 | 716 | 1384 | 2680 | 2579 | 729 | 1598 | 12823 | 5949 | 36794
2045 | 3080 | 2387 | 2885 | 715 | 1391 | 2689 | 2584 | 733 | 1604 | 12884 | 5974 | 36926
2046 | 3088 | 2393 | 2893 | 714 | 1396 | 2699 | 2590 | 735 | 1612 | 12938 | 6000 | 37058
2047 | 3094 | 2396 | 2898 | 713 | 1401 | 2706 | 2596 | 738 | 1617 | 12990 | 6029 | 37178
2048 | 3099 | 2399 | 2902 | 711 | 1405 | 2713 | 2600 | 740 | 1622 | 13030 | 6060 | 37281
2049 | 3104 | 2402 | 2905 | 709 | 1408 | 2719 | 2604 | 743 | 1629 | 13076 | 6089 | 37388
2050 | 3109 | 2405 | 2909 | 708 | 1411 | 2727 | 2609 | 746 | 1635 | 13123 | 6120 | 37502
2051 | 3115 | 2410 | 2914 | 707 | 1415 | 2732 | 2613 | 749 | 1639 | 13176 | 6153 | 37623
2052 | 3117 | 2412 | 2917 | 707 | 1416 | 2736 | 2614 | 750 | 1642 | 13203 | 6169 | 37683
Note: 90th percentile summer peak demand forecast is representative of a warmer than expected summer peak day.
Note: Expected weather conditions include an increasing temperature trend from the NYISO Climate Change Impact Study Phase I report.
Note: Forecast values assume no demand response reductions.

## I-7b
Table I-7b: 10th Percentile Forecast of Baseline Summer Coincident Peak Demand due to Weather
Reflects Impacts of Energy Saving Programs & Behind-the-Meter Generation
10th Percentile of Summer Coincident Peak Demand due to Weather - MW
Year | A | B | C | D | E | F | G | H | I | J | K | NYCA
2022 | 2468 | 1841 | 2504 | 596 | 1234 | 2206 | 2009 | 554 | 1213 | 9675 | 4510 | 28810
2023 | 2528 | 1970 | 2573 | 637 | 1208 | 2175 | 2001 | 557 | 1220 | 9759 | 4416 | 29044
2024 | 2509 | 1970 | 2534 | 637 | 1180 | 2148 | 1994 | 554 | 1213 | 9744 | 4344 | 28827
2025 | 2495 | 1968 | 2495 | 636 | 1154 | 2122 | 1987 | 551 | 1207 | 9699 | 4265 | 28579
2026 | 2484 | 1964 | 2455 | 634 | 1131 | 2101 | 1981 | 549 | 1203 | 9691 | 4233 | 28426
2027 | 2475 | 1962 | 2419 | 631 | 1113 | 2084 | 1979 | 549 | 1203 | 9715 | 4253 | 28383
2028 | 2462 | 1960 | 2387 | 629 | 1098 | 2074 | 1980 | 551 | 1206 | 9769 | 4287 | 28403
2029 | 2460 | 1955 | 2364 | 626 | 1090 | 2073 | 1989 | 555 | 1216 | 9878 | 4332 | 28538
2030 | 2460 | 1953 | 2347 | 624 | 1085 | 2079 | 2000 | 561 | 1228 | 10017 | 4377 | 28731
2031 | 2467 | 1957 | 2340 | 621 | 1087 | 2088 | 2014 | 567 | 1241 | 10163 | 4420 | 28965
2032 | 2479 | 1963 | 2344 | 619 | 1091 | 2101 | 2030 | 572 | 1253 | 10287 | 4466 | 29205
2033 | 2498 | 1974 | 2356 | 619 | 1101 | 2118 | 2049 | 577 | 1265 | 10374 | 4511 | 29442
2034 | 2523 | 1989 | 2376 | 620 | 1114 | 2140 | 2071 | 580 | 1272 | 10439 | 4557 | 29681
2035 | 2551 | 2005 | 2398 | 623 | 1127 | 2162 | 2094 | 584 | 1278 | 10501 | 4602 | 29925
2036 | 2575 | 2018 | 2417 | 624 | 1139 | 2182 | 2114 | 586 | 1284 | 10563 | 4651 | 30153
2037 | 2594 | 2027 | 2431 | 624 | 1148 | 2198 | 2129 | 589 | 1291 | 10631 | 4699 | 30361
2038 | 2608 | 2034 | 2443 | 624 | 1157 | 2212 | 2141 | 593 | 1298 | 10695 | 4744 | 30549
2039 | 2623 | 2043 | 2455 | 624 | 1166 | 2225 | 2152 | 596 | 1305 | 10764 | 4787 | 30740
2040 | 2636 | 2051 | 2467 | 624 | 1174 | 2238 | 2162 | 599 | 1312 | 10827 | 4823 | 30913
2041 | 2647 | 2058 | 2477 | 624 | 1181 | 2249 | 2171 | 601 | 1317 | 10885 | 4852 | 31062
2042 | 2653 | 2060 | 2483 | 623 | 1188 | 2256 | 2176 | 604 | 1323 | 10938 | 4878 | 31182
2043 | 2657 | 2061 | 2487 | 621 | 1192 | 2262 | 2180 | 607 | 1329 | 10994 | 4904 | 31294
2044 | 2660 | 2063 | 2491 | 619 | 1198 | 2269 | 2183 | 609 | 1336 | 11050 | 4928 | 31406
2045 | 2666 | 2066 | 2497 | 618 | 1204 | 2277 | 2188 | 613 | 1342 | 11103 | 4949 | 31523
2046 | 2672 | 2071 | 2504 | 618 | 1208 | 2285 | 2193 | 615 | 1348 | 11149 | 4971 | 31634
2047 | 2678 | 2073 | 2508 | 617 | 1213 | 2292 | 2198 | 617 | 1352 | 11194 | 4995 | 31737
2048 | 2682 | 2076 | 2511 | 616 | 1216 | 2297 | 2202 | 619 | 1357 | 11229 | 5020 | 31825
2049 | 2686 | 2079 | 2514 | 614 | 1218 | 2303 | 2205 | 622 | 1362 | 11268 | 5044 | 31915
2050 | 2691 | 2082 | 2518 | 613 | 1221 | 2309 | 2209 | 623 | 1367 | 11309 | 5070 | 32012
2051 | 2696 | 2085 | 2522 | 612 | 1225 | 2314 | 2213 | 626 | 1371 | 11355 | 5097 | 32116
2052 | 2697 | 2087 | 2524 | 612 | 1226 | 2316 | 2213 | 627 | 1373 | 11377 | 5111 | 32163
Note: 10th percentile summer peak demand forecast is representative of a cooler than expected summer peak day.
Note: Expected weather conditions include an increasing temperature trend from the NYISO Climate Change Impact Study Phase I report.
Note: Forecast values assume no demand response reductions.

## I-7c
Table I-7c: 90th Percentile Forecast of Baseline Winter Coincident Peak Demand due to Weather
Reflects Impacts of Energy Saving Programs & Behind-the-Meter Generation
90th Percentile of Winter Coincident Peak Demand due to Weather - MW
Year | A | B | C | D | E | F | G | H | I | J | K | NYCA
2022-23 | 2343 | 1729 | 2671 | 920 | 1335 | 2058 | 1600 | 508 | 895 | 7734 | 3330 | 25123
2023-24 | 2380 | 1755 | 2812 | 925 | 1348 | 2073 | 1624 | 512 | 903 | 7825 | 3378 | 25535
2024-25 | 2427 | 1781 | 2823 | 925 | 1354 | 2087 | 1649 | 514 | 904 | 7880 | 3395 | 25739
2025-26 | 2474 | 1808 | 2833 | 925 | 1363 | 2106 | 1677 | 515 | 908 | 7968 | 3430 | 26007
2026-27 | 2521 | 1838 | 2844 | 925 | 1373 | 2130 | 1710 | 516 | 919 | 8122 | 3490 | 26388
2027-28 | 2569 | 1873 | 2860 | 925 | 1388 | 2162 | 1747 | 520 | 934 | 8342 | 3571 | 26891
2028-29 | 2620 | 1907 | 2883 | 925 | 1407 | 2202 | 1794 | 525 | 954 | 8630 | 3671 | 27518
2029-30 | 2681 | 1943 | 2915 | 927 | 1432 | 2250 | 1849 | 532 | 977 | 8971 | 3789 | 28266
2030-31 | 2754 | 1988 | 2956 | 929 | 1466 | 2310 | 1916 | 540 | 1005 | 9351 | 3929 | 29144
2031-32 | 2842 | 2044 | 3016 | 933 | 1507 | 2383 | 1994 | 553 | 1043 | 9831 | 4091 | 30237
2032-33 | 2944 | 2109 | 3087 | 937 | 1556 | 2462 | 2081 | 567 | 1088 | 10406 | 4257 | 31494
2033-34 | 3054 | 2178 | 3172 | 942 | 1611 | 2549 | 2172 | 582 | 1139 | 11078 | 4419 | 32896
2034-35 | 3168 | 2247 | 3257 | 947 | 1668 | 2637 | 2266 | 597 | 1189 | 11764 | 4575 | 34315
2035-36 | 3284 | 2318 | 3344 | 954 | 1725 | 2727 | 2359 | 613 | 1241 | 12443 | 4734 | 35742
2036-37 | 3412 | 2398 | 3441 | 960 | 1791 | 2829 | 2464 | 631 | 1297 | 13170 | 4909 | 37302
2037-38 | 3553 | 2487 | 3549 | 966 | 1863 | 2943 | 2577 | 652 | 1360 | 13948 | 5105 | 39003
2038-39 | 3691 | 2573 | 3654 | 973 | 1934 | 3055 | 2690 | 673 | 1420 | 14694 | 5294 | 40651
2039-40 | 3808 | 2648 | 3742 | 977 | 1996 | 3154 | 2789 | 692 | 1474 | 15314 | 5463 | 42057
2040-41 | 3905 | 2710 | 3815 | 981 | 2046 | 3235 | 2874 | 707 | 1519 | 15777 | 5598 | 43167
2041-42 | 3989 | 2765 | 3876 | 984 | 2090 | 3308 | 2949 | 719 | 1558 | 16136 | 5713 | 44087
2042-43 | 4061 | 2812 | 3926 | 986 | 2126 | 3370 | 3014 | 731 | 1593 | 16404 | 5813 | 44836
2043-44 | 4122 | 2850 | 3969 | 988 | 2156 | 3425 | 3073 | 741 | 1623 | 16616 | 5904 | 45467
2044-45 | 4177 | 2886 | 4006 | 989 | 2184 | 3475 | 3125 | 751 | 1652 | 16781 | 5989 | 46015
2045-46 | 4223 | 2916 | 4034 | 989 | 2206 | 3517 | 3169 | 759 | 1677 | 16890 | 6063 | 46443
2046-47 | 4253 | 2936 | 4050 | 989 | 2220 | 3548 | 3203 | 764 | 1697 | 16938 | 6117 | 46715
2047-48 | 4268 | 2945 | 4053 | 988 | 2225 | 3564 | 3224 | 766 | 1712 | 16941 | 6154 | 46840
2048-49 | 4274 | 2949 | 4048 | 987 | 2225 | 3575 | 3236 | 768 | 1722 | 16920 | 6182 | 46886
2049-50 | 4274 | 2949 | 4039 | 985 | 2222 | 3582 | 3247 | 768 | 1733 | 16892 | 6206 | 46897
2050-51 | 4272 | 2947 | 4026 | 982 | 2217 | 3585 | 3252 | 769 | 1741 | 16864 | 6226 | 46881
2051-52 | 4267 | 2943 | 4012 | 981 | 2212 | 3587 | 3257 | 768 | 1749 | 16841 | 6244 | 46861
2052-53 | 4263 | 2940 | 4004 | 980 | 2208 | 3587 | 3257 | 766 | 1752 | 16829 | 6252 | 46838
Note: 90th percentile winter peak demand forecast is representative of a colder than expected winter peak day.
Note: Expected weather conditions include an increasing temperature trend from the NYISO Climate Change Impact Study Phase I report.

## I-7d
Table I-7d: 10th Percentile Forecast of Baseline Winter Coincident Peak Demand due to Weather
Reflects Impacts of Energy Saving Programs & Behind-the-Meter Generation
10th Percentile of Winter Coincident Peak Demand due to Weather - MW
Year | A | B | C | D | E | F | G | H | I | J | K | NYCA
2022-23 | 2098 | 1548 | 2391 | 824 | 1196 | 1843 | 1433 | 455 | 801 | 6926 | 2982 | 22497
2023-24 | 2132 | 1571 | 2518 | 829 | 1207 | 1857 | 1455 | 459 | 809 | 7007 | 3025 | 22869
2024-25 | 2173 | 1595 | 2528 | 829 | 1213 | 1869 | 1476 | 460 | 810 | 7057 | 3040 | 23050
2025-26 | 2215 | 1619 | 2536 | 829 | 1220 | 1886 | 1502 | 461 | 813 | 7135 | 3071 | 23287
2026-27 | 2258 | 1646 | 2547 | 829 | 1230 | 1908 | 1531 | 462 | 823 | 7273 | 3125 | 23632
2027-28 | 2300 | 1677 | 2561 | 829 | 1243 | 1936 | 1565 | 466 | 836 | 7470 | 3197 | 24080
2028-29 | 2346 | 1708 | 2582 | 829 | 1260 | 1972 | 1606 | 470 | 854 | 7728 | 3287 | 24642
2029-30 | 2401 | 1740 | 2610 | 830 | 1282 | 2015 | 1656 | 476 | 875 | 8033 | 3393 | 25311
2030-31 | 2466 | 1780 | 2647 | 832 | 1312 | 2069 | 1715 | 484 | 900 | 8374 | 3518 | 26097
2031-32 | 2545 | 1830 | 2700 | 835 | 1349 | 2133 | 1785 | 495 | 934 | 8803 | 3663 | 27072
2032-33 | 2636 | 1889 | 2764 | 839 | 1393 | 2205 | 1863 | 507 | 974 | 9318 | 3812 | 28200
2033-34 | 2735 | 1950 | 2841 | 844 | 1442 | 2282 | 1945 | 522 | 1020 | 9920 | 3957 | 29458
2034-35 | 2837 | 2012 | 2917 | 848 | 1493 | 2361 | 2029 | 535 | 1065 | 10535 | 4097 | 30729
2035-36 | 2940 | 2076 | 2994 | 854 | 1545 | 2442 | 2113 | 549 | 1111 | 11142 | 4239 | 32005
2036-37 | 3055 | 2148 | 3082 | 860 | 1603 | 2534 | 2206 | 565 | 1162 | 11794 | 4396 | 33405
2037-38 | 3181 | 2227 | 3178 | 865 | 1668 | 2635 | 2308 | 584 | 1217 | 12490 | 4571 | 34924
2038-39 | 3305 | 2304 | 3272 | 871 | 1731 | 2736 | 2408 | 603 | 1272 | 13158 | 4741 | 36401
2039-40 | 3410 | 2371 | 3351 | 875 | 1787 | 2825 | 2498 | 620 | 1320 | 13713 | 4892 | 37662
2040-41 | 3497 | 2426 | 3416 | 878 | 1832 | 2897 | 2573 | 633 | 1361 | 14128 | 5013 | 38654
2041-42 | 3572 | 2476 | 3470 | 881 | 1872 | 2962 | 2641 | 644 | 1395 | 14450 | 5116 | 39479
2042-43 | 3636 | 2518 | 3516 | 883 | 1904 | 3018 | 2699 | 654 | 1426 | 14690 | 5206 | 40150
2043-44 | 3691 | 2552 | 3554 | 885 | 1931 | 3067 | 2752 | 664 | 1454 | 14879 | 5287 | 40716
2044-45 | 3741 | 2584 | 3587 | 886 | 1956 | 3112 | 2798 | 672 | 1479 | 15027 | 5363 | 41205
2045-46 | 3781 | 2611 | 3613 | 886 | 1975 | 3149 | 2838 | 680 | 1502 | 15125 | 5429 | 41589
2046-47 | 3808 | 2629 | 3627 | 886 | 1988 | 3177 | 2868 | 684 | 1520 | 15167 | 5478 | 41832
2047-48 | 3822 | 2637 | 3630 | 885 | 1992 | 3192 | 2887 | 686 | 1533 | 15170 | 5511 | 41945
2048-49 | 3827 | 2641 | 3625 | 884 | 1992 | 3201 | 2898 | 687 | 1542 | 15151 | 5536 | 41984
2049-50 | 3827 | 2641 | 3616 | 882 | 1989 | 3208 | 2907 | 687 | 1552 | 15127 | 5557 | 41993
2050-51 | 3825 | 2639 | 3605 | 879 | 1986 | 3211 | 2912 | 688 | 1559 | 15101 | 5575 | 41980
2051-52 | 3821 | 2635 | 3593 | 878 | 1981 | 3212 | 2917 | 687 | 1566 | 15080 | 5592 | 41962
2052-53 | 3817 | 2633 | 3585 | 878 | 1977 | 3212 | 2917 | 686 | 1569 | 15070 | 5598 | 41942
Note: 10th percentile winter peak demand forecast is representative of a warmer than expected winter peak day.
Note: Expected weather conditions include an increasing temperature trend from the NYISO Climate Change Impact Study Phase I report.

## I-7e
Table I-7e: 99th Percentile Forecast of Baseline Summer Coincident Peak Demand due to Weather
Reflects Impacts of Energy Saving Programs & Behind-the-Meter Generation
99th Percentile of Summer Coincident Peak Demand due to Weather - MW
Year | A | B | C | D | E | F | G | H | I | J | K | NYCA
2022 | 2996 | 2235 | 3040 | 724 | 1499 | 2755 | 2508 | 695 | 1523 | 11701 | 5760 | 35436
2023 | 3069 | 2392 | 3124 | 773 | 1467 | 2716 | 2499 | 700 | 1531 | 11802 | 5640 | 35713
2024 | 3047 | 2391 | 3077 | 773 | 1432 | 2682 | 2490 | 695 | 1523 | 11785 | 5548 | 35443
2025 | 3030 | 2389 | 3030 | 772 | 1401 | 2650 | 2481 | 692 | 1516 | 11729 | 5448 | 35138
2026 | 3016 | 2385 | 2981 | 770 | 1374 | 2623 | 2474 | 690 | 1510 | 11721 | 5407 | 34951
2027 | 3005 | 2382 | 2937 | 767 | 1351 | 2603 | 2471 | 690 | 1510 | 11749 | 5432 | 34897
2028 | 2989 | 2380 | 2898 | 763 | 1333 | 2590 | 2473 | 692 | 1514 | 11814 | 5475 | 34921
2029 | 2987 | 2373 | 2870 | 760 | 1323 | 2589 | 2483 | 696 | 1527 | 11947 | 5533 | 35088
2030 | 2987 | 2371 | 2850 | 758 | 1317 | 2596 | 2498 | 704 | 1541 | 12114 | 5590 | 35326
2031 | 2995 | 2376 | 2842 | 754 | 1320 | 2607 | 2515 | 712 | 1558 | 12292 | 5646 | 35617
2032 | 3009 | 2383 | 2846 | 752 | 1325 | 2624 | 2534 | 718 | 1573 | 12442 | 5704 | 35910
2033 | 3033 | 2397 | 2861 | 752 | 1336 | 2645 | 2558 | 724 | 1588 | 12546 | 5762 | 36202
2034 | 3064 | 2415 | 2884 | 753 | 1352 | 2672 | 2586 | 728 | 1597 | 12625 | 5820 | 36496
2035 | 3097 | 2434 | 2912 | 757 | 1368 | 2699 | 2615 | 733 | 1604 | 12699 | 5878 | 36796
2036 | 3127 | 2450 | 2934 | 758 | 1383 | 2725 | 2640 | 736 | 1612 | 12774 | 5941 | 37080
2037 | 3149 | 2461 | 2952 | 758 | 1394 | 2745 | 2658 | 739 | 1621 | 12857 | 6001 | 37335
2038 | 3167 | 2470 | 2967 | 758 | 1405 | 2762 | 2673 | 744 | 1630 | 12934 | 6059 | 37569
2039 | 3185 | 2480 | 2980 | 758 | 1415 | 2779 | 2687 | 748 | 1639 | 13018 | 6114 | 37803
2040 | 3201 | 2490 | 2995 | 758 | 1425 | 2795 | 2699 | 752 | 1647 | 13094 | 6161 | 38017
2041 | 3214 | 2498 | 3007 | 758 | 1434 | 2808 | 2711 | 755 | 1653 | 13164 | 6197 | 38199
2042 | 3221 | 2502 | 3015 | 757 | 1442 | 2817 | 2717 | 758 | 1661 | 13228 | 6230 | 38348
2043 | 3226 | 2503 | 3020 | 754 | 1448 | 2824 | 2722 | 762 | 1669 | 13296 | 6263 | 38487
2044 | 3230 | 2505 | 3024 | 752 | 1455 | 2833 | 2727 | 765 | 1678 | 13364 | 6294 | 38627
2045 | 3237 | 2508 | 3032 | 751 | 1461 | 2844 | 2732 | 769 | 1684 | 13428 | 6321 | 38767
2046 | 3245 | 2514 | 3040 | 750 | 1467 | 2854 | 2739 | 772 | 1692 | 13483 | 6349 | 38905
2047 | 3252 | 2517 | 3045 | 749 | 1473 | 2862 | 2745 | 775 | 1698 | 13538 | 6379 | 39033
2048 | 3256 | 2521 | 3049 | 748 | 1476 | 2869 | 2749 | 777 | 1703 | 13580 | 6411 | 39139
2049 | 3262 | 2524 | 3052 | 745 | 1479 | 2875 | 2754 | 781 | 1710 | 13628 | 6442 | 39252
2050 | 3267 | 2528 | 3057 | 744 | 1483 | 2883 | 2758 | 783 | 1717 | 13677 | 6475 | 39372
2051 | 3273 | 2532 | 3062 | 743 | 1487 | 2889 | 2763 | 786 | 1721 | 13732 | 6510 | 39498
2052 | 3275 | 2534 | 3065 | 743 | 1488 | 2893 | 2764 | 787 | 1724 | 13760 | 6527 | 39560
Note: 99th percentile summer peak demand forecast is representative of an extremely hot and humid (well above expected weather) summer peak day.
Note: Expected weather conditions include an increasing temperature trend from the NYISO Climate Change Impact Study Phase I report.
Note: Forecast values assume no demand response reductions.

## I-7f
Table I-7f: 99th Percentile Forecast of Baseline Winter Coincident Peak Demand due to Weather
Reflects Impacts of Energy Saving Programs & Behind-the-Meter Generation
99th Percentile of Winter Coincident Peak Demand due to Weather - MW
Year | A | B | C | D | E | F | G | H | I | J | K | NYCA
2022-23 | 2463 | 1818 | 2808 | 967 | 1404 | 2164 | 1683 | 534 | 941 | 8133 | 3502 | 26417
2023-24 | 2503 | 1845 | 2957 | 973 | 1417 | 2180 | 1708 | 538 | 950 | 8228 | 3552 | 26851
2024-25 | 2552 | 1873 | 2969 | 973 | 1424 | 2195 | 1734 | 541 | 951 | 8287 | 3570 | 27069
2025-26 | 2602 | 1902 | 2979 | 973 | 1433 | 2215 | 1764 | 542 | 955 | 8379 | 3607 | 27351
2026-27 | 2651 | 1933 | 2991 | 973 | 1444 | 2240 | 1798 | 543 | 966 | 8541 | 3670 | 27750
2027-28 | 2701 | 1969 | 3007 | 973 | 1459 | 2273 | 1838 | 547 | 982 | 8772 | 3755 | 28276
2028-29 | 2755 | 2006 | 3032 | 973 | 1479 | 2315 | 1886 | 552 | 1003 | 9075 | 3860 | 28936
2029-30 | 2819 | 2043 | 3065 | 975 | 1506 | 2366 | 1945 | 559 | 1027 | 9433 | 3985 | 29723
2030-31 | 2896 | 2091 | 3108 | 977 | 1541 | 2429 | 2014 | 568 | 1057 | 9834 | 4132 | 30647
2031-32 | 2989 | 2149 | 3171 | 981 | 1584 | 2505 | 2096 | 582 | 1097 | 10338 | 4302 | 31794
2032-33 | 3096 | 2218 | 3246 | 985 | 1636 | 2589 | 2188 | 596 | 1144 | 10943 | 4477 | 33118
2033-34 | 3212 | 2290 | 3336 | 991 | 1694 | 2680 | 2284 | 613 | 1197 | 11649 | 4647 | 34593
2034-35 | 3331 | 2363 | 3425 | 996 | 1754 | 2773 | 2383 | 628 | 1250 | 12371 | 4811 | 36085
2035-36 | 3453 | 2438 | 3516 | 1003 | 1814 | 2868 | 2481 | 645 | 1305 | 13084 | 4978 | 37585
2036-37 | 3588 | 2522 | 3619 | 1009 | 1883 | 2975 | 2591 | 663 | 1364 | 13849 | 5162 | 39225
2037-38 | 3736 | 2615 | 3732 | 1016 | 1959 | 3095 | 2710 | 686 | 1430 | 14668 | 5368 | 41015
2038-39 | 3881 | 2706 | 3842 | 1023 | 2033 | 3213 | 2828 | 708 | 1494 | 15451 | 5567 | 42746
2039-40 | 4005 | 2784 | 3935 | 1027 | 2099 | 3317 | 2933 | 728 | 1550 | 16104 | 5745 | 44227
2040-41 | 4106 | 2849 | 4011 | 1032 | 2152 | 3402 | 3022 | 743 | 1598 | 16590 | 5886 | 45391
2041-42 | 4195 | 2908 | 4075 | 1035 | 2198 | 3478 | 3101 | 756 | 1639 | 16968 | 6008 | 46361
2042-43 | 4270 | 2957 | 4128 | 1037 | 2236 | 3544 | 3170 | 768 | 1675 | 17250 | 6113 | 47148
2043-44 | 4334 | 2997 | 4174 | 1039 | 2268 | 3601 | 3232 | 779 | 1707 | 17473 | 6208 | 47812
2044-45 | 4393 | 3035 | 4213 | 1040 | 2296 | 3654 | 3286 | 789 | 1737 | 17646 | 6298 | 48387
2045-46 | 4440 | 3066 | 4242 | 1040 | 2320 | 3698 | 3332 | 798 | 1764 | 17761 | 6375 | 48836
2046-47 | 4472 | 3087 | 4259 | 1040 | 2334 | 3730 | 3368 | 804 | 1785 | 17811 | 6433 | 49123
2047-48 | 4488 | 3097 | 4262 | 1039 | 2340 | 3748 | 3390 | 806 | 1800 | 17814 | 6471 | 49255
2048-49 | 4494 | 3101 | 4257 | 1038 | 2340 | 3759 | 3403 | 807 | 1811 | 17792 | 6501 | 49303
2049-50 | 4494 | 3101 | 4247 | 1036 | 2336 | 3767 | 3414 | 807 | 1822 | 17763 | 6526 | 49313
2050-51 | 4492 | 3099 | 4234 | 1033 | 2332 | 3770 | 3420 | 808 | 1831 | 17734 | 6547 | 49300
2051-52 | 4487 | 3095 | 4219 | 1032 | 2326 | 3772 | 3425 | 807 | 1839 | 17709 | 6566 | 49277
2052-53 | 4482 | 3091 | 4210 | 1030 | 2322 | 3772 | 3425 | 806 | 1842 | 17697 | 6574 | 49251
Note: 99th percentile winter peak demand forecast is representative of an extremely cold (well below expected weather) winter peak day.
Note: Expected weather conditions include an increasing temperature trend from the NYISO Climate Change Impact Study Phase I report.

## I-8a
Table I-8a: Energy Efficiency and Codes & Standards Energy Impacts
Reflects Cumulative Impacts
Estimated Historical Cumulative Reductions in Annual Energy by Zone - GWh
Year | A | B | C | D | E | F | G | H | I | J | K | NYCA
2004 | 228 | 114 | 224 | 21 | 105 | 168 | 46 | 29 | 42 | 371 | 21 | 1369
2005 | 320 | 163 | 316 | 29 | 148 | 237 | 68 | 42 | 63 | 555 | 36 | 1977
2006 | 451 | 236 | 447 | 41 | 210 | 334 | 100 | 61 | 92 | 804 | 57 | 2833
2007 | 540 | 287 | 537 | 49 | 253 | 401 | 131 | 76 | 118 | 1039 | 81 | 3512
2008 | 588 | 347 | 587 | 53 | 275 | 441 | 153 | 82 | 130 | 1125 | 255 | 4036
2009 | 703 | 423 | 698 | 63 | 331 | 535 | 228 | 99 | 157 | 1371 | 429 | 5037
2010 | 873 | 507 | 838 | 75 | 411 | 672 | 297 | 120 | 207 | 1840 | 639 | 6479
2011 | 1124 | 651 | 1049 | 94 | 525 | 865 | 439 | 152 | 273 | 2433 | 880 | 8485
2012 | 1279 | 758 | 1192 | 107 | 602 | 988 | 534 | 172 | 311 | 2768 | 1173 | 9884
2013 | 1442 | 886 | 1353 | 121 | 687 | 1125 | 643 | 197 | 356 | 3206 | 1513 | 11529
2014 | 1641 | 1031 | 1542 | 137 | 787 | 1284 | 771 | 225 | 412 | 3687 | 1852 | 13369
2015 | 1859 | 1170 | 1742 | 154 | 896 | 1471 | 897 | 252 | 459 | 4105 | 2228 | 15233
2016 | 2052 | 1260 | 1898 | 168 | 989 | 1643 | 1055 | 271 | 504 | 4508 | 2647 | 16995
2017 | 2279 | 1397 | 2097 | 186 | 1102 | 1839 | 1258 | 302 | 580 | 5195 | 2986 | 19221
2018 | 2500 | 1517 | 2290 | 203 | 1212 | 2030 | 1467 | 333 | 658 | 5901 | 3377 | 21488
2019 | 2745 | 1650 | 2501 | 222 | 1333 | 2244 | 1711 | 369 | 760 | 6814 | 3803 | 24152
2020 | 2987 | 1778 | 2709 | 241 | 1452 | 2455 | 1934 | 404 | 855 | 7664 | 4264 | 26743
2021 | 3259 | 1894 | 2929 | 263 | 1583 | 2697 | 2146 | 436 | 944 | 8455 | 4609 | 29215
Forecast of Cumulative Reductions in Annual Energy by Zone Relative to 2021 - GWh
Year | A | B | C | D | E | F | G | H | I | J | K | NYCA
2022 | 276 | 142 | 239 | 21 | 136 | 240 | 220 | 37 | 96 | 858 | 351 | 2616
2023 | 572 | 310 | 509 | 44 | 284 | 491 | 449 | 82 | 203 | 1807 | 707 | 5458
2024 | 895 | 499 | 814 | 71 | 447 | 762 | 679 | 133 | 322 | 2868 | 1067 | 8557
2025 | 1245 | 699 | 1185 | 103 | 631 | 1040 | 905 | 199 | 446 | 3977 | 1432 | 11862
2026 | 1598 | 920 | 1571 | 136 | 819 | 1315 | 1125 | 268 | 571 | 5096 | 1799 | 15218
2027 | 1938 | 1139 | 1948 | 168 | 1001 | 1579 | 1339 | 336 | 691 | 6160 | 2167 | 18466
2028 | 2259 | 1354 | 2314 | 199 | 1175 | 1824 | 1535 | 402 | 801 | 7143 | 2539 | 21545
2029 | 2563 | 1565 | 2668 | 229 | 1340 | 2053 | 1715 | 466 | 903 | 8054 | 2891 | 24447
2030 | 2850 | 1774 | 3013 | 258 | 1499 | 2266 | 1882 | 528 | 997 | 8895 | 3224 | 27186
2031 | 3124 | 1932 | 3348 | 286 | 1651 | 2466 | 2038 | 589 | 1085 | 9676 | 3540 | 29735
2032 | 3336 | 2067 | 3558 | 304 | 1760 | 2641 | 2180 | 626 | 1166 | 10404 | 3841 | 31883
2033 | 3535 | 2195 | 3754 | 321 | 1862 | 2804 | 2313 | 661 | 1242 | 11081 | 4126 | 33894
2034 | 3720 | 2313 | 3936 | 337 | 1957 | 2955 | 2436 | 693 | 1313 | 11713 | 4397 | 35770
2035 | 3892 | 2425 | 4106 | 351 | 2045 | 3097 | 2549 | 723 | 1379 | 12303 | 4657 | 37527
2036 | 4052 | 2529 | 4265 | 365 | 2128 | 3229 | 2657 | 751 | 1442 | 12860 | 4904 | 39182
2037 | 4203 | 2628 | 4414 | 378 | 2205 | 3352 | 2755 | 778 | 1500 | 13383 | 5140 | 40736
2038 | 4344 | 2721 | 4553 | 390 | 2277 | 3468 | 2849 | 803 | 1556 | 13876 | 5368 | 42205
2039 | 4476 | 2810 | 4684 | 401 | 2345 | 3577 | 2936 | 826 | 1608 | 14342 | 5585 | 43590
2040 | 4601 | 2893 | 4808 | 412 | 2409 | 3679 | 3019 | 849 | 1657 | 14784 | 5795 | 44906
2041 | 4719 | 2973 | 4925 | 422 | 2470 | 3776 | 3098 | 870 | 1705 | 15207 | 5998 | 46163
2042 | 4831 | 3050 | 5037 | 432 | 2528 | 3867 | 3174 | 890 | 1750 | 15608 | 6193 | 47360
2043 | 4937 | 3125 | 5143 | 441 | 2582 | 3954 | 3244 | 909 | 1792 | 15988 | 6382 | 48497
2044 | 5037 | 3194 | 5243 | 449 | 2634 | 4036 | 3311 | 928 | 1833 | 16349 | 6564 | 49578
2045 | 5134 | 3262 | 5340 | 458 | 2684 | 4114 | 3376 | 945 | 1872 | 16696 | 6746 | 50627
2046 | 5227 | 3327 | 5434 | 466 | 2732 | 4191 | 3438 | 962 | 1909 | 17030 | 6925 | 51641
2047 | 5318 | 3393 | 5526 | 474 | 2779 | 4265 | 3500 | 979 | 1946 | 17358 | 7104 | 52642
2048 | 5407 | 3456 | 5616 | 481 | 2825 | 4336 | 3559 | 996 | 1982 | 17675 | 7281 | 53614
2049 | 5492 | 3520 | 5703 | 489 | 2869 | 4405 | 3616 | 1012 | 2016 | 17980 | 7454 | 54556
2050 | 5572 | 3578 | 5785 | 496 | 2911 | 4470 | 3672 | 1027 | 2048 | 18268 | 7624 | 55451
2051 | 5652 | 3638 | 5868 | 503 | 2953 | 4534 | 3727 | 1042 | 2080 | 18554 | 7797 | 56348
2052 | 5728 | 3695 | 5946 | 510 | 2992 | 4595 | 3778 | 1056 | 2111 | 18826 | 7963 | 57200

## I-8b
Table I-8b: Energy Efficiency and Codes & Standards Summer Peak Impacts
Reflects Cumulative Impacts
Reductions in Summer Coincident Peak Demand by Zone Relative to 2021 - MW
Year | A | B | C | D | E | F | G | H | I | J | K | NYCA
2022 | 34 | 23 | 34 | 3 | 18 | 27 | 25 | 6 | 14 | 122 | 59 | 365
2023 | 71 | 52 | 75 | 6 | 37 | 56 | 51 | 14 | 29 | 258 | 120 | 769
2024 | 112 | 84 | 122 | 10 | 59 | 87 | 78 | 23 | 46 | 409 | 183 | 1213
2025 | 158 | 117 | 182 | 15 | 86 | 120 | 104 | 35 | 64 | 569 | 246 | 1696
2026 | 206 | 156 | 246 | 21 | 114 | 154 | 129 | 47 | 82 | 731 | 311 | 2197
2027 | 253 | 195 | 309 | 26 | 140 | 185 | 155 | 60 | 99 | 887 | 378 | 2687
2028 | 298 | 234 | 371 | 31 | 167 | 215 | 179 | 72 | 116 | 1033 | 444 | 3160
2029 | 341 | 272 | 431 | 36 | 192 | 244 | 201 | 84 | 131 | 1169 | 509 | 3610
2030 | 382 | 311 | 492 | 41 | 217 | 271 | 222 | 96 | 145 | 1296 | 571 | 4044
2031 | 422 | 340 | 550 | 46 | 241 | 296 | 243 | 108 | 159 | 1416 | 630 | 4451
2032 | 451 | 366 | 584 | 49 | 257 | 318 | 261 | 114 | 171 | 1527 | 688 | 4786
2033 | 478 | 388 | 616 | 52 | 272 | 338 | 278 | 121 | 183 | 1632 | 743 | 5101
2034 | 504 | 410 | 646 | 54 | 285 | 357 | 293 | 127 | 194 | 1732 | 795 | 5397
2035 | 527 | 430 | 673 | 56 | 298 | 375 | 309 | 132 | 204 | 1823 | 845 | 5672
2036 | 549 | 451 | 699 | 59 | 310 | 392 | 324 | 137 | 214 | 1910 | 892 | 5937
2037 | 570 | 470 | 723 | 61 | 322 | 407 | 337 | 142 | 223 | 1991 | 939 | 6185
2038 | 590 | 486 | 746 | 63 | 332 | 422 | 349 | 146 | 232 | 2066 | 983 | 6415
2039 | 608 | 502 | 766 | 64 | 342 | 436 | 362 | 151 | 240 | 2138 | 1025 | 6634
2040 | 624 | 517 | 785 | 66 | 351 | 448 | 374 | 154 | 247 | 2205 | 1064 | 6835
2041 | 640 | 531 | 803 | 67 | 360 | 460 | 384 | 158 | 254 | 2268 | 1102 | 7027
2042 | 654 | 545 | 819 | 69 | 367 | 471 | 393 | 161 | 261 | 2325 | 1138 | 7203
2043 | 667 | 557 | 834 | 70 | 374 | 481 | 403 | 164 | 267 | 2380 | 1172 | 7369
2044 | 679 | 569 | 848 | 71 | 381 | 491 | 412 | 167 | 272 | 2429 | 1204 | 7523
2045 | 691 | 580 | 860 | 72 | 387 | 500 | 418 | 169 | 277 | 2475 | 1233 | 7662
2046 | 702 | 590 | 873 | 73 | 393 | 508 | 425 | 172 | 282 | 2520 | 1263 | 7801
2047 | 712 | 600 | 884 | 74 | 398 | 516 | 433 | 174 | 287 | 2562 | 1291 | 7931
2048 | 722 | 608 | 895 | 75 | 404 | 524 | 441 | 176 | 292 | 2602 | 1318 | 8057
2049 | 731 | 616 | 906 | 76 | 409 | 531 | 449 | 178 | 296 | 2641 | 1343 | 8176
2050 | 740 | 626 | 915 | 77 | 413 | 537 | 454 | 180 | 300 | 2676 | 1366 | 8284
2051 | 747 | 633 | 923 | 78 | 417 | 544 | 460 | 182 | 304 | 2710 | 1391 | 8389
2052 | 755 | 641 | 931 | 78 | 421 | 550 | 465 | 184 | 307 | 2742 | 1413 | 8487

## I-8c
Table I-8c: Energy Efficiency and Codes & Standards Winter Peak Impacts
Reflects Cumulative Impacts
Reductions in Winter Coincident Peak Demand by Zone Relative to 2021-22 - MW
Year | A | B | C | D | E | F | G | H | I | J | K | NYCA
2022-23 | 22 | 14 | 22 | 2 | 11 | 17 | 15 | 4 | 8 | 76 | 36 | 227
2023-24 | 46 | 32 | 49 | 4 | 24 | 36 | 32 | 9 | 18 | 160 | 73 | 483
2024-25 | 72 | 53 | 79 | 7 | 38 | 56 | 47 | 15 | 29 | 255 | 112 | 763
2025-26 | 103 | 74 | 119 | 10 | 56 | 78 | 66 | 23 | 40 | 355 | 150 | 1074
2026-27 | 135 | 98 | 162 | 14 | 74 | 100 | 81 | 31 | 51 | 457 | 190 | 1393
2027-28 | 166 | 124 | 205 | 17 | 93 | 121 | 98 | 39 | 63 | 558 | 231 | 1715
2028-29 | 197 | 148 | 248 | 21 | 111 | 142 | 114 | 48 | 74 | 656 | 272 | 2031
2029-30 | 228 | 172 | 292 | 24 | 129 | 162 | 129 | 56 | 84 | 749 | 313 | 2338
2030-31 | 258 | 199 | 335 | 28 | 147 | 182 | 143 | 65 | 94 | 841 | 353 | 2645
2031-32 | 290 | 218 | 381 | 32 | 166 | 202 | 159 | 74 | 104 | 930 | 391 | 2947
2032-33 | 314 | 235 | 409 | 34 | 179 | 220 | 173 | 79 | 115 | 1022 | 432 | 3212
2033-34 | 338 | 254 | 438 | 37 | 192 | 238 | 187 | 85 | 125 | 1116 | 471 | 3481
2034-35 | 361 | 269 | 466 | 39 | 205 | 255 | 200 | 91 | 136 | 1211 | 511 | 3744
2035-36 | 384 | 286 | 494 | 41 | 218 | 272 | 213 | 97 | 146 | 1305 | 551 | 4007
2036-37 | 408 | 303 | 522 | 44 | 231 | 290 | 229 | 102 | 157 | 1401 | 592 | 4279
2037-38 | 432 | 320 | 550 | 46 | 244 | 308 | 243 | 108 | 169 | 1505 | 634 | 4559
2038-39 | 455 | 335 | 578 | 48 | 257 | 325 | 257 | 114 | 180 | 1608 | 678 | 4835
2039-40 | 480 | 355 | 606 | 51 | 270 | 344 | 270 | 120 | 192 | 1714 | 721 | 5123
2040-41 | 504 | 371 | 635 | 53 | 284 | 362 | 286 | 126 | 204 | 1819 | 765 | 5409
2041-42 | 528 | 388 | 662 | 56 | 296 | 380 | 300 | 131 | 216 | 1926 | 810 | 5693
2042-43 | 551 | 405 | 689 | 58 | 309 | 398 | 317 | 137 | 228 | 2032 | 855 | 5979
2043-44 | 575 | 423 | 716 | 60 | 322 | 416 | 332 | 143 | 239 | 2133 | 899 | 6258
2044-45 | 601 | 442 | 745 | 63 | 336 | 436 | 348 | 148 | 250 | 2231 | 942 | 6542
2045-46 | 627 | 460 | 774 | 65 | 350 | 456 | 365 | 154 | 261 | 2325 | 986 | 6823
2046-47 | 654 | 480 | 804 | 68 | 364 | 477 | 383 | 160 | 271 | 2417 | 1029 | 7107
2047-48 | 683 | 502 | 838 | 71 | 380 | 499 | 401 | 166 | 281 | 2509 | 1074 | 7404
2048-49 | 713 | 525 | 871 | 73 | 396 | 523 | 423 | 171 | 291 | 2598 | 1118 | 7702
2049-50 | 744 | 549 | 906 | 76 | 413 | 547 | 444 | 177 | 300 | 2680 | 1162 | 7998
2050-51 | 775 | 574 | 939 | 79 | 429 | 570 | 463 | 183 | 309 | 2752 | 1203 | 8276
2051-52 | 807 | 596 | 973 | 82 | 446 | 595 | 484 | 188 | 316 | 2821 | 1246 | 8554
2052-53 | 838 | 620 | 1008 | 85 | 463 | 620 | 506 | 193 | 324 | 2886 | 1286 | 8829

## I-9a
Table I-9a: Solar PV Nameplate Capacity, Behind-the-Meter
Reflects Total Cumulative Nameplate Capacity
Nameplate Capacity by Zone - MW DC
Year | A | B | C | D | E | F | G | H | I | J | K | NYCA
2012 | 12 | 2 | 8 | 1 | 5 | 17 | 16 | 2 | 4 | 16 | 88 | 171
2013 | 17 | 4 | 16 | 1 | 7 | 35 | 28 | 3 | 10 | 27 | 122 | 270
2014 | 22 | 10 | 26 | 1 | 14 | 64 | 52 | 5 | 16 | 48 | 186 | 444
2015 | 32 | 20 | 45 | 2 | 28 | 99 | 95 | 10 | 25 | 73 | 286 | 715
2016 | 43 | 31 | 71 | 2 | 41 | 151 | 137 | 16 | 34 | 108 | 392 | 1026
2017 | 66 | 55 | 96 | 3 | 68 | 221 | 161 | 20 | 41 | 146 | 473 | 1350
2018 | 94 | 77 | 131 | 5 | 99 | 309 | 201 | 25 | 48 | 190 | 537 | 1716
2019 | 128 | 102 | 196 | 20 | 135 | 354 | 296 | 30 | 56 | 234 | 693 | 2244
2020 | 200 | 112 | 265 | 20 | 225 | 453 | 379 | 37 | 64 | 277 | 754 | 2786
2021 | 287 | 178 | 422 | 30 | 307 | 522 | 488 | 47 | 77 | 338 | 827 | 3523
2022 | 443 | 225 | 573 | 50 | 443 | 628 | 530 | 55 | 85 | 367 | 870 | 4269
2023 | 615 | 289 | 743 | 62 | 589 | 770 | 609 | 59 | 94 | 401 | 921 | 5152
2024 | 822 | 349 | 910 | 70 | 729 | 911 | 674 | 70 | 109 | 439 | 988 | 6071
2025 | 953 | 402 | 1051 | 81 | 842 | 1049 | 759 | 80 | 128 | 494 | 1087 | 6926
2026 | 1079 | 452 | 1185 | 91 | 951 | 1181 | 834 | 90 | 146 | 549 | 1182 | 7740
2027 | 1197 | 499 | 1311 | 100 | 1053 | 1304 | 899 | 98 | 164 | 603 | 1272 | 8500
2028 | 1299 | 538 | 1419 | 108 | 1140 | 1407 | 947 | 106 | 179 | 666 | 1353 | 9162
2029 | 1384 | 570 | 1507 | 114 | 1212 | 1491 | 979 | 111 | 192 | 721 | 1424 | 9705
2030 | 1439 | 590 | 1563 | 118 | 1258 | 1544 | 998 | 114 | 202 | 763 | 1479 | 10068
2031 | 1472 | 603 | 1598 | 121 | 1286 | 1578 | 1020 | 117 | 206 | 780 | 1521 | 10302
2032 | 1496 | 613 | 1625 | 123 | 1307 | 1604 | 1037 | 119 | 210 | 793 | 1557 | 10484
2033 | 1517 | 621 | 1647 | 125 | 1325 | 1626 | 1051 | 120 | 213 | 803 | 1589 | 10637
2034 | 1535 | 629 | 1666 | 126 | 1341 | 1645 | 1063 | 122 | 215 | 813 | 1617 | 10772
2035 | 1551 | 635 | 1684 | 127 | 1355 | 1662 | 1074 | 123 | 218 | 821 | 1641 | 10891
2036 | 1565 | 641 | 1700 | 129 | 1367 | 1678 | 1084 | 124 | 220 | 829 | 1662 | 10999
2037 | 1579 | 647 | 1714 | 130 | 1379 | 1692 | 1093 | 125 | 221 | 836 | 1681 | 11097
2038 | 1591 | 652 | 1727 | 131 | 1390 | 1705 | 1102 | 126 | 223 | 842 | 1697 | 11186
2039 | 1602 | 656 | 1739 | 132 | 1399 | 1717 | 1109 | 127 | 225 | 848 | 1711 | 11265
2040 | 1612 | 661 | 1751 | 132 | 1408 | 1728 | 1116 | 128 | 226 | 853 | 1724 | 11339
2041 | 1622 | 664 | 1761 | 133 | 1417 | 1738 | 1123 | 129 | 227 | 858 | 1735 | 11407
2042 | 1630 | 668 | 1770 | 134 | 1424 | 1747 | 1128 | 129 | 229 | 863 | 1745 | 11467
2043 | 1638 | 671 | 1778 | 135 | 1431 | 1755 | 1134 | 130 | 230 | 867 | 1753 | 11522
2044 | 1645 | 674 | 1786 | 135 | 1437 | 1763 | 1138 | 131 | 231 | 870 | 1760 | 11570
2045 | 1652 | 677 | 1793 | 136 | 1442 | 1770 | 1143 | 131 | 232 | 874 | 1766 | 11616
2046 | 1657 | 679 | 1799 | 136 | 1448 | 1776 | 1147 | 132 | 232 | 877 | 1772 | 11655
2047 | 1663 | 681 | 1805 | 137 | 1452 | 1782 | 1151 | 132 | 233 | 880 | 1777 | 11693
2048 | 1668 | 683 | 1811 | 137 | 1457 | 1787 | 1154 | 132 | 234 | 882 | 1781 | 11726
2049 | 1673 | 685 | 1816 | 137 | 1461 | 1792 | 1157 | 133 | 235 | 885 | 1785 | 11759
2050 | 1677 | 687 | 1820 | 138 | 1464 | 1797 | 1160 | 133 | 235 | 887 | 1788 | 11786
2051 | 1681 | 688 | 1824 | 138 | 1468 | 1801 | 1163 | 133 | 236 | 889 | 1791 | 11812
2052 | 1684 | 690 | 1828 | 138 | 1471 | 1805 | 1165 | 134 | 236 | 891 | 1794 | 11836
Note: Historical values reflect information from New York State's "Solar Electric Programs Reported by NYSERDA" database, and from
Standardized Interconnection Requiriements (SIR) Inventory Information submitted by Transmission Owners.
Note: Nameplate values reflect aggregate MW DC rating of installed panels.

## I-9b
Table I-9b: Solar PV Annual Energy Reductions, Behind-the-Meter
Reflects Total Cumulative Impacts
Reductions in Annual Energy by Zone - GWh
Year | A | B | C | D | E | F | G | H | I | J | K | NYCA
2022 | 463 | 235 | 590 | 56 | 537 | 679 | 604 | 67 | 99 | 391 | 914 | 4635
2023 | 643 | 303 | 768 | 69 | 716 | 834 | 694 | 71 | 111 | 428 | 968 | 5605
2024 | 861 | 368 | 942 | 78 | 886 | 987 | 770 | 86 | 129 | 469 | 1040 | 6616
2025 | 1001 | 424 | 1088 | 90 | 1026 | 1138 | 867 | 98 | 152 | 530 | 1145 | 7559
2026 | 1147 | 480 | 1242 | 102 | 1165 | 1295 | 962 | 110 | 174 | 594 | 1261 | 8532
2027 | 1288 | 534 | 1392 | 113 | 1296 | 1444 | 1046 | 120 | 196 | 659 | 1374 | 9462
2028 | 1414 | 580 | 1525 | 123 | 1410 | 1574 | 1112 | 131 | 215 | 735 | 1479 | 10298
2029 | 1525 | 620 | 1640 | 131 | 1507 | 1685 | 1160 | 137 | 232 | 803 | 1576 | 11016
2030 | 1604 | 646 | 1722 | 137 | 1572 | 1763 | 1193 | 142 | 245 | 858 | 1656 | 11538
2031 | 1648 | 663 | 1769 | 141 | 1611 | 1809 | 1224 | 146 | 251 | 880 | 1711 | 11853
2032 | 1683 | 676 | 1807 | 144 | 1641 | 1846 | 1249 | 148 | 256 | 898 | 1760 | 12108
2033 | 1714 | 687 | 1840 | 146 | 1667 | 1878 | 1271 | 150 | 260 | 913 | 1804 | 12330
2034 | 1742 | 698 | 1870 | 148 | 1691 | 1907 | 1290 | 153 | 264 | 928 | 1844 | 12535
2035 | 1769 | 707 | 1899 | 150 | 1713 | 1935 | 1308 | 154 | 268 | 941 | 1880 | 12724
2036 | 1793 | 716 | 1926 | 153 | 1732 | 1961 | 1325 | 156 | 271 | 954 | 1913 | 12900
2037 | 1817 | 725 | 1951 | 154 | 1752 | 1985 | 1341 | 157 | 273 | 965 | 1943 | 13063
2038 | 1839 | 733 | 1975 | 156 | 1770 | 2008 | 1357 | 159 | 276 | 976 | 1971 | 13220
2039 | 1860 | 739 | 1998 | 158 | 1786 | 2030 | 1370 | 160 | 279 | 987 | 1996 | 13363
2040 | 1880 | 747 | 2021 | 158 | 1801 | 2050 | 1384 | 162 | 281 | 996 | 2020 | 13500
2041 | 1895 | 752 | 2036 | 159 | 1815 | 2066 | 1395 | 163 | 283 | 1004 | 2036 | 13604
2042 | 1908 | 758 | 2050 | 161 | 1827 | 2080 | 1404 | 163 | 286 | 1012 | 2052 | 13701
2043 | 1921 | 762 | 2063 | 162 | 1838 | 2093 | 1413 | 165 | 288 | 1018 | 2065 | 13788
2044 | 1933 | 767 | 2076 | 162 | 1849 | 2106 | 1421 | 166 | 289 | 1024 | 2077 | 13870
2045 | 1945 | 771 | 2088 | 164 | 1858 | 2118 | 1430 | 166 | 291 | 1030 | 2088 | 13949
2046 | 1954 | 775 | 2099 | 164 | 1868 | 2128 | 1437 | 168 | 292 | 1036 | 2098 | 14019
2047 | 1965 | 778 | 2110 | 165 | 1876 | 2139 | 1444 | 168 | 293 | 1041 | 2108 | 14087
2048 | 1975 | 782 | 2121 | 165 | 1885 | 2148 | 1451 | 168 | 295 | 1045 | 2117 | 14152
2049 | 1985 | 785 | 2131 | 166 | 1893 | 2158 | 1457 | 170 | 297 | 1051 | 2125 | 14218
2050 | 1993 | 789 | 2139 | 167 | 1899 | 2167 | 1463 | 170 | 297 | 1055 | 2133 | 14272
2051 | 2002 | 791 | 2148 | 167 | 1907 | 2176 | 1469 | 170 | 299 | 1060 | 2140 | 14329
2052 | 2009 | 795 | 2157 | 167 | 1913 | 2184 | 1474 | 172 | 299 | 1064 | 2147 | 14381

## I-9c
Table I-9c: Solar PV Peak Reductions, Behind-the-Meter
Reflects Total Cumulative Impacts
Reductions in Summer Coincident Peak Demand by Zone - MW AC
Year | A | B | C | D | E | F | G | H | I | J | K | NYCA
2022 | 98 | 54 | 126 | 9 | 91 | 147 | 123 | 13 | 20 | 94 | 210 | 985
2023 | 127 | 67 | 153 | 10 | 112 | 170 | 133 | 13 | 21 | 96 | 211 | 1113
2024 | 158 | 74 | 175 | 11 | 129 | 187 | 137 | 14 | 22 | 98 | 211 | 1216
2025 | 174 | 81 | 192 | 12 | 142 | 203 | 146 | 15 | 25 | 105 | 219 | 1314
2026 | 187 | 87 | 205 | 12 | 150 | 216 | 151 | 16 | 27 | 110 | 225 | 1386
2027 | 194 | 89 | 211 | 13 | 155 | 223 | 152 | 17 | 28 | 113 | 226 | 1421
2028 | 195 | 90 | 213 | 13 | 156 | 223 | 149 | 17 | 28 | 116 | 223 | 1423
2029 | 197 | 90 | 212 | 12 | 156 | 222 | 145 | 16 | 28 | 118 | 220 | 1416
2030 | 192 | 87 | 207 | 12 | 152 | 216 | 138 | 16 | 28 | 117 | 214 | 1379
2031 | 184 | 83 | 197 | 12 | 144 | 205 | 131 | 15 | 27 | 112 | 205 | 1315
2032 | 177 | 80 | 189 | 11 | 139 | 196 | 126 | 14 | 25 | 107 | 197 | 1261
2033 | 169 | 76 | 181 | 11 | 133 | 187 | 119 | 13 | 25 | 102 | 189 | 1205
2034 | 161 | 72 | 172 | 10 | 126 | 176 | 113 | 13 | 23 | 96 | 180 | 1142
2035 | 153 | 69 | 162 | 9 | 119 | 166 | 106 | 12 | 22 | 91 | 170 | 1079
2036 | 146 | 65 | 155 | 9 | 114 | 157 | 101 | 12 | 20 | 86 | 161 | 1026
2037 | 138 | 62 | 146 | 9 | 108 | 148 | 95 | 11 | 20 | 81 | 152 | 970
2038 | 131 | 58 | 139 | 8 | 103 | 140 | 90 | 10 | 18 | 76 | 144 | 917
2039 | 124 | 55 | 131 | 8 | 97 | 132 | 85 | 10 | 17 | 72 | 135 | 866
2040 | 117 | 51 | 124 | 8 | 92 | 124 | 80 | 9 | 16 | 67 | 127 | 815
2041 | 109 | 48 | 115 | 7 | 86 | 116 | 74 | 9 | 15 | 62 | 118 | 759
2042 | 102 | 44 | 108 | 7 | 81 | 108 | 69 | 8 | 14 | 58 | 109 | 708
2043 | 94 | 41 | 100 | 6 | 75 | 100 | 64 | 7 | 13 | 53 | 101 | 654
2044 | 87 | 38 | 93 | 6 | 69 | 91 | 58 | 7 | 12 | 49 | 92 | 602
2045 | 81 | 35 | 86 | 5 | 64 | 84 | 54 | 6 | 11 | 45 | 84 | 555
2046 | 74 | 32 | 79 | 5 | 59 | 77 | 49 | 6 | 10 | 41 | 77 | 509
2047 | 69 | 29 | 74 | 5 | 56 | 72 | 46 | 5 | 9 | 38 | 71 | 474
2048 | 65 | 27 | 69 | 4 | 53 | 67 | 43 | 5 | 9 | 35 | 66 | 443
2049 | 61 | 26 | 65 | 4 | 50 | 63 | 41 | 5 | 8 | 33 | 62 | 418
2050 | 57 | 25 | 62 | 4 | 47 | 60 | 38 | 4 | 8 | 31 | 59 | 395
2051 | 55 | 23 | 58 | 4 | 45 | 57 | 36 | 4 | 8 | 29 | 56 | 375
2052 | 52 | 22 | 55 | 4 | 43 | 54 | 35 | 4 | 7 | 28 | 53 | 357
Note: The actual impact of solar PV varies considerably by hour of day. The hour of the NYCA coincident peak varies annually. Currently, the NYCA summer peak typically occurs in late afternoon. The NYCA summer peak will likely shift into the evening as additional BTM PV is added to the system, and as electric vehicle charging impacts increase during the evening hours.
Note: The winter coincident peak behind-the-meter solar PV impact is zero because the system typically peaks after sunset.

## I-9d
Table I-9d: Maximum Solar PV Generation, Behind-the-Meter
Reflects Total Cumulative Impacts
Maximum Hourly NYCA BTM Solar PV Generation - MW AC
Year | A | B | C | D | E | F | G | H | I | J | K | NYCA
2022 | 267 | 153 | 318 | 15 | 245 | 365 | 398 | 38 | 61 | 244 | 651 | 2755
2023 | 398 | 194 | 426 | 23 | 345 | 441 | 439 | 44 | 68 | 265 | 686 | 3329
2024 | 546 | 244 | 542 | 28 | 448 | 535 | 499 | 48 | 76 | 290 | 730 | 3986
2025 | 700 | 291 | 653 | 32 | 544 | 629 | 554 | 57 | 88 | 320 | 788 | 4656
2026 | 807 | 333 | 750 | 37 | 625 | 720 | 621 | 64 | 103 | 359 | 864 | 5283
2027 | 908 | 373 | 841 | 41 | 702 | 807 | 677 | 71 | 118 | 398 | 936 | 5872
2028 | 1002 | 409 | 925 | 45 | 773 | 885 | 726 | 78 | 131 | 437 | 1004 | 6415
2029 | 1082 | 438 | 997 | 48 | 832 | 950 | 761 | 83 | 141 | 480 | 1066 | 6878
2030 | 1146 | 462 | 1052 | 51 | 879 | 1001 | 785 | 86 | 150 | 517 | 1118 | 7247
2031 | 1185 | 476 | 1087 | 52 | 909 | 1033 | 800 | 89 | 156 | 542 | 1158 | 7487
2032 | 1211 | 487 | 1110 | 54 | 928 | 1055 | 817 | 92 | 160 | 552 | 1189 | 7655
2033 | 1230 | 494 | 1127 | 55 | 942 | 1071 | 830 | 92 | 162 | 562 | 1216 | 7781
2034 | 1246 | 501 | 1142 | 55 | 956 | 1085 | 841 | 94 | 166 | 570 | 1240 | 7896
2035 | 1260 | 507 | 1155 | 55 | 966 | 1097 | 851 | 94 | 168 | 575 | 1262 | 7990
2036 | 1275 | 512 | 1168 | 56 | 976 | 1109 | 859 | 95 | 169 | 582 | 1280 | 8081
2037 | 1285 | 517 | 1177 | 57 | 985 | 1120 | 866 | 96 | 171 | 587 | 1295 | 8156
2038 | 1296 | 521 | 1187 | 57 | 993 | 1128 | 873 | 98 | 172 | 591 | 1309 | 8225
2039 | 1307 | 524 | 1196 | 58 | 1000 | 1137 | 880 | 98 | 174 | 596 | 1322 | 8292
2040 | 1315 | 528 | 1205 | 58 | 1007 | 1145 | 886 | 99 | 173 | 599 | 1332 | 8347
2041 | 1322 | 532 | 1213 | 58 | 1013 | 1152 | 892 | 99 | 174 | 603 | 1342 | 8400
2042 | 1330 | 535 | 1219 | 58 | 1020 | 1158 | 896 | 100 | 176 | 606 | 1351 | 8449
2043 | 1337 | 537 | 1224 | 59 | 1025 | 1164 | 901 | 100 | 176 | 610 | 1358 | 8491
2044 | 1344 | 540 | 1231 | 59 | 1030 | 1169 | 905 | 100 | 177 | 613 | 1365 | 8533
2045 | 1350 | 542 | 1235 | 59 | 1034 | 1174 | 909 | 101 | 178 | 616 | 1369 | 8567
2046 | 1355 | 545 | 1241 | 60 | 1037 | 1180 | 912 | 101 | 179 | 618 | 1374 | 8602
2047 | 1360 | 546 | 1245 | 60 | 1041 | 1183 | 915 | 102 | 179 | 621 | 1378 | 8630
2048 | 1363 | 548 | 1249 | 60 | 1044 | 1186 | 918 | 102 | 180 | 622 | 1382 | 8654
2049 | 1367 | 550 | 1253 | 60 | 1048 | 1190 | 921 | 102 | 181 | 623 | 1385 | 8680
2050 | 1371 | 551 | 1257 | 60 | 1051 | 1193 | 923 | 103 | 182 | 625 | 1388 | 8704
2051 | 1374 | 552 | 1260 | 61 | 1053 | 1196 | 926 | 103 | 182 | 627 | 1390 | 8724
2052 | 1377 | 554 | 1262 | 61 | 1056 | 1199 | 928 | 103 | 182 | 628 | 1393 | 8743
Note: These values represent the hour with maximum BTM solar generation across the NYCA.

## I-10a
Table I-10a: Non-Solar Distributed Generation Nameplate Capacity, Behind-the-Meter
Reflects Total Cumulative Namplate Capacity
Namplate Capacity by Zone - MW
Year | A | B | C | D | E | F | G | H | I | J | K | NYCA
2012 | 16 | 2 | 36 | 0 | 4 | 9 | 3 | 1 | 3 | 65 | 0 | 139
2013 | 16 | 2 | 36 | 0 | 6 | 9 | 4 | 1 | 5 | 72 | 0 | 151
2014 | 16 | 2 | 42 | 0 | 8 | 11 | 4 | 1 | 5 | 73 | 0 | 162
2015 | 16 | 2 | 43 | 0 | 10 | 12 | 4 | 1 | 5 | 75 | 2 | 170
2016 | 16 | 2 | 45 | 0 | 12 | 14 | 5 | 1 | 7 | 79 | 5 | 186
2017 | 16 | 2 | 46 | 1 | 13 | 23 | 7 | 1 | 8 | 84 | 7 | 208
2018 | 17 | 2 | 47 | 1 | 13 | 32 | 7 | 1 | 8 | 102 | 9 | 239
2019 | 17 | 2 | 48 | 1 | 13 | 32 | 7 | 1 | 8 | 131 | 12 | 272
2020 | 17 | 2 | 49 | 1 | 14 | 33 | 7 | 1 | 11 | 147 | 24 | 306
2021 | 17 | 2 | 49 | 1 | 18 | 35 | 8 | 1 | 11 | 157 | 37 | 336
2022 | 18 | 3 | 52 | 1 | 27 | 36 | 8 | 1 | 12 | 163 | 39 | 360
2023 | 19 | 3 | 55 | 1 | 27 | 42 | 9 | 1 | 12 | 169 | 38 | 376
2024 | 20 | 3 | 58 | 1 | 28 | 45 | 10 | 1 | 14 | 175 | 42 | 397
2025 | 20 | 3 | 60 | 1 | 30 | 47 | 10 | 1 | 14 | 181 | 43 | 410
2026 | 21 | 3 | 63 | 1 | 31 | 48 | 10 | 2 | 15 | 186 | 43 | 423
2027 | 22 | 3 | 65 | 1 | 32 | 49 | 10 | 2 | 15 | 192 | 44 | 435
2028 | 22 | 3 | 66 | 1 | 33 | 51 | 10 | 2 | 16 | 197 | 44 | 445
2029 | 22 | 3 | 68 | 1 | 34 | 52 | 10 | 2 | 17 | 202 | 45 | 456
2030 | 23 | 4 | 70 | 1 | 35 | 53 | 10 | 2 | 17 | 207 | 45 | 467
2031 | 23 | 4 | 71 | 2 | 36 | 54 | 11 | 2 | 18 | 212 | 45 | 478
2032 | 23 | 4 | 72 | 2 | 37 | 55 | 11 | 2 | 18 | 217 | 46 | 487
2033 | 23 | 4 | 73 | 2 | 37 | 57 | 11 | 2 | 19 | 221 | 46 | 495
2034 | 24 | 4 | 74 | 2 | 38 | 58 | 11 | 2 | 19 | 225 | 47 | 504
2035 | 24 | 4 | 75 | 2 | 39 | 59 | 11 | 2 | 20 | 230 | 47 | 513
2036 | 24 | 4 | 76 | 2 | 40 | 60 | 11 | 2 | 20 | 234 | 47 | 520
2037 | 24 | 4 | 76 | 2 | 41 | 61 | 11 | 2 | 21 | 238 | 48 | 528
2038 | 24 | 4 | 77 | 2 | 41 | 62 | 11 | 2 | 21 | 242 | 48 | 534
2039 | 24 | 4 | 77 | 2 | 42 | 63 | 12 | 2 | 22 | 246 | 49 | 543
2040 | 24 | 4 | 78 | 2 | 43 | 63 | 12 | 3 | 22 | 249 | 49 | 549
2041 | 24 | 4 | 78 | 2 | 43 | 64 | 12 | 3 | 22 | 253 | 49 | 554
2042 | 24 | 4 | 79 | 2 | 44 | 65 | 12 | 3 | 23 | 256 | 50 | 562
2043 | 24 | 4 | 79 | 2 | 45 | 66 | 12 | 3 | 23 | 260 | 50 | 568
2044 | 24 | 4 | 79 | 2 | 45 | 67 | 12 | 3 | 23 | 263 | 50 | 572
2045 | 24 | 4 | 80 | 2 | 46 | 67 | 12 | 3 | 24 | 266 | 50 | 578
2046 | 24 | 4 | 80 | 2 | 47 | 68 | 12 | 3 | 24 | 269 | 51 | 584
2047 | 24 | 4 | 80 | 2 | 47 | 69 | 12 | 3 | 25 | 272 | 51 | 589
2048 | 25 | 4 | 80 | 2 | 48 | 70 | 12 | 3 | 25 | 275 | 51 | 595
2049 | 25 | 4 | 80 | 3 | 48 | 70 | 12 | 3 | 25 | 278 | 52 | 600
2050 | 25 | 4 | 81 | 3 | 49 | 71 | 12 | 3 | 25 | 280 | 52 | 605
2051 | 25 | 4 | 81 | 3 | 49 | 72 | 13 | 3 | 26 | 283 | 52 | 611
2052 | 25 | 4 | 81 | 3 | 50 | 72 | 13 | 3 | 26 | 285 | 52 | 614
Note: Historical values reflect information from NYSERDA's "DER Integrated Data System" and from Transmission Owners.
Note: Resources include combined heat and power, anaerobic digesters, fuel cell facilities, small wind resources, and others.

## I-10b
Table I-10b: Non-Solar Distributed Generation Annual Energy Reductions, Behind-the-Meter
Reflects Total Cumulative Impacts
Reductions in Annual Energy by Zone - GWh
Year | A | B | C | D | E | F | G | H | I | J | K | NYCA
2022 | 104 | 17 | 301 | 6 | 156 | 208 | 46 | 6 | 69 | 600 | 143 | 1656
2023 | 110 | 17 | 318 | 6 | 156 | 243 | 52 | 6 | 69 | 622 | 140 | 1739
2024 | 116 | 17 | 335 | 6 | 162 | 260 | 58 | 6 | 81 | 644 | 155 | 1840
2025 | 116 | 17 | 347 | 6 | 173 | 272 | 58 | 6 | 81 | 666 | 158 | 1900
2026 | 121 | 17 | 364 | 6 | 179 | 278 | 58 | 12 | 87 | 684 | 158 | 1964
2027 | 127 | 17 | 376 | 6 | 185 | 283 | 58 | 12 | 87 | 706 | 162 | 2019
2028 | 127 | 17 | 382 | 6 | 191 | 295 | 58 | 12 | 93 | 725 | 162 | 2068
2029 | 127 | 17 | 393 | 6 | 197 | 301 | 58 | 12 | 98 | 743 | 166 | 2118
2030 | 133 | 23 | 405 | 6 | 202 | 306 | 58 | 12 | 98 | 762 | 166 | 2171
2031 | 133 | 23 | 410 | 12 | 208 | 312 | 64 | 12 | 104 | 780 | 166 | 2224
2032 | 133 | 23 | 416 | 12 | 214 | 318 | 64 | 12 | 104 | 798 | 169 | 2263
2033 | 133 | 23 | 422 | 12 | 214 | 330 | 64 | 12 | 110 | 813 | 169 | 2302
2034 | 139 | 23 | 428 | 12 | 220 | 335 | 64 | 12 | 110 | 828 | 173 | 2344
2035 | 139 | 23 | 434 | 12 | 225 | 341 | 64 | 12 | 116 | 846 | 173 | 2385
2036 | 139 | 23 | 439 | 12 | 231 | 347 | 64 | 12 | 116 | 861 | 173 | 2417
2037 | 139 | 23 | 439 | 12 | 237 | 353 | 64 | 12 | 121 | 876 | 177 | 2453
2038 | 139 | 23 | 445 | 12 | 237 | 358 | 64 | 12 | 121 | 890 | 177 | 2478
2039 | 139 | 23 | 445 | 12 | 243 | 364 | 69 | 12 | 127 | 905 | 180 | 2519
2040 | 139 | 23 | 451 | 12 | 249 | 364 | 69 | 17 | 127 | 916 | 180 | 2547
2041 | 139 | 23 | 451 | 12 | 249 | 370 | 69 | 17 | 127 | 931 | 180 | 2568
2042 | 139 | 23 | 457 | 12 | 254 | 376 | 69 | 17 | 133 | 942 | 184 | 2606
2043 | 139 | 23 | 457 | 12 | 260 | 382 | 69 | 17 | 133 | 957 | 184 | 2633
2044 | 139 | 23 | 457 | 12 | 260 | 387 | 69 | 17 | 133 | 968 | 184 | 2649
2045 | 139 | 23 | 463 | 12 | 266 | 387 | 69 | 17 | 139 | 979 | 184 | 2678
2046 | 139 | 23 | 463 | 12 | 272 | 393 | 69 | 17 | 139 | 990 | 188 | 2705
2047 | 139 | 23 | 463 | 12 | 272 | 399 | 69 | 17 | 145 | 1001 | 188 | 2728
2048 | 145 | 23 | 463 | 12 | 278 | 405 | 69 | 17 | 145 | 1012 | 188 | 2757
2049 | 145 | 23 | 463 | 17 | 278 | 405 | 69 | 17 | 145 | 1023 | 191 | 2776
2050 | 145 | 23 | 468 | 17 | 283 | 410 | 69 | 17 | 145 | 1030 | 191 | 2798
2051 | 145 | 23 | 468 | 17 | 283 | 416 | 75 | 17 | 150 | 1041 | 191 | 2826
2052 | 145 | 23 | 468 | 17 | 289 | 416 | 75 | 17 | 150 | 1049 | 191 | 2840

## I-10c
Table I-10c: Non-Solar Distributed Generation Peak Reductions, Behind-the-Meter
Reflects Total Cumulative Impacts
Reductions in Summer and Winter Coincident Peak Demand by Zone - MW
Year | A | B | C | D | E | F | G | H | I | J | K | NYCA
2022 | 16 | 3 | 45 | 1 | 23 | 31 | 7 | 1 | 10 | 122 | 29 | 288
2023 | 17 | 3 | 48 | 1 | 23 | 37 | 8 | 1 | 10 | 127 | 29 | 304
2024 | 17 | 3 | 50 | 1 | 24 | 39 | 9 | 1 | 12 | 131 | 32 | 319
2025 | 17 | 3 | 52 | 1 | 26 | 41 | 9 | 1 | 12 | 136 | 32 | 330
2026 | 18 | 3 | 55 | 1 | 27 | 42 | 9 | 2 | 13 | 140 | 32 | 342
2027 | 19 | 3 | 57 | 1 | 28 | 43 | 9 | 2 | 13 | 144 | 33 | 352
2028 | 19 | 3 | 57 | 1 | 29 | 44 | 9 | 2 | 14 | 148 | 33 | 359
2029 | 19 | 3 | 59 | 1 | 30 | 45 | 9 | 2 | 15 | 152 | 34 | 369
2030 | 20 | 3 | 61 | 1 | 30 | 46 | 9 | 2 | 15 | 155 | 34 | 376
2031 | 20 | 3 | 62 | 2 | 31 | 47 | 10 | 2 | 16 | 159 | 34 | 386
2032 | 20 | 3 | 63 | 2 | 32 | 48 | 10 | 2 | 16 | 163 | 35 | 394
2033 | 20 | 3 | 64 | 2 | 32 | 50 | 10 | 2 | 17 | 166 | 35 | 401
2034 | 21 | 3 | 64 | 2 | 33 | 50 | 10 | 2 | 17 | 169 | 35 | 406
2035 | 21 | 3 | 65 | 2 | 34 | 51 | 10 | 2 | 17 | 173 | 35 | 413
2036 | 21 | 3 | 66 | 2 | 35 | 52 | 10 | 2 | 17 | 176 | 35 | 419
2037 | 21 | 3 | 66 | 2 | 36 | 53 | 10 | 2 | 18 | 179 | 36 | 426
2038 | 21 | 3 | 67 | 2 | 36 | 54 | 10 | 2 | 18 | 182 | 36 | 431
2039 | 21 | 3 | 67 | 2 | 37 | 55 | 10 | 2 | 19 | 185 | 37 | 438
2040 | 21 | 3 | 68 | 2 | 37 | 55 | 10 | 3 | 19 | 187 | 37 | 442
2041 | 21 | 3 | 68 | 2 | 37 | 56 | 10 | 3 | 19 | 190 | 37 | 446
2042 | 21 | 3 | 69 | 2 | 38 | 57 | 10 | 3 | 20 | 192 | 38 | 453
2043 | 21 | 3 | 69 | 2 | 39 | 57 | 10 | 3 | 20 | 195 | 38 | 457
2044 | 21 | 3 | 69 | 2 | 39 | 58 | 10 | 3 | 20 | 197 | 38 | 460
2045 | 21 | 3 | 70 | 2 | 40 | 58 | 10 | 3 | 21 | 200 | 38 | 466
2046 | 21 | 3 | 70 | 2 | 41 | 59 | 10 | 3 | 21 | 202 | 38 | 470
2047 | 21 | 3 | 70 | 2 | 41 | 60 | 10 | 3 | 22 | 204 | 38 | 474
2048 | 22 | 3 | 70 | 2 | 42 | 61 | 10 | 3 | 22 | 206 | 38 | 479
2049 | 22 | 3 | 70 | 3 | 42 | 61 | 10 | 3 | 22 | 209 | 39 | 484
2050 | 22 | 3 | 70 | 3 | 43 | 62 | 10 | 3 | 22 | 210 | 39 | 487
2051 | 22 | 3 | 70 | 3 | 43 | 63 | 11 | 3 | 23 | 212 | 39 | 492
2052 | 22 | 3 | 70 | 3 | 44 | 63 | 11 | 3 | 23 | 214 | 39 | 495
Note: Peak reductions reflect estimated summer reductions for the year listed, along with reductions for the following winter.
For example, the values listed for 2022 reflect reductions to the 2022 summer peak and the 2022-23 winter peak.

## I-11a
Table I-11a: Electric Vehicle Stock Forecast
Reflects Total NYCA Stock
Number of Electric Vehicles by Type - NYCA
Year | LDV (1) | MHDV (2) | Buses (3) | Total Stock
2022 | 158100 | 500 | 1600 | 160200
2023 | 242700 | 1300 | 1800 | 245800
2024 | 351900 | 2500 | 2100 | 356500
2025 | 498300 | 4200 | 2400 | 504900
2026 | 698100 | 6600 | 2800 | 707500
2027 | 966400 | 9800 | 3300 | 979500
2028 | 1311600 | 14000 | 3800 | 1329400
2029 | 1734700 | 19300 | 4500 | 1758500
2030 | 2231200 | 25900 | 5300 | 2262400
2031 | 2789800 | 33900 | 6300 | 2830000
2032 | 3390900 | 43100 | 7400 | 3441400
2033 | 4012700 | 53800 | 8600 | 4075100
2034 | 4633000 | 65700 | 9900 | 4708600
2035 | 5235400 | 78900 | 11300 | 5325600
2036 | 5802900 | 93100 | 12900 | 5908900
2037 | 6323200 | 108200 | 14500 | 6445900
2038 | 6790100 | 123800 | 16200 | 6930100
2039 | 7195300 | 139700 | 18000 | 7353000
2040 | 7532700 | 155500 | 19700 | 7707900
2041 | 7752000 | 170800 | 21400 | 7944200
2042 | 7872100 | 185400 | 23100 | 8080600
2043 | 7959200 | 199000 | 24600 | 8182800
2044 | 8018600 | 211200 | 26100 | 8255900
2045 | 8053000 | 222000 | 27400 | 8302400
2046 | 8066000 | 231100 | 28500 | 8325600
2047 | 8061000 | 238600 | 29500 | 8329100
2048 | 8041900 | 244700 | 30200 | 8316800
2049 | 8016000 | 249300 | 30900 | 8296200
2050 | 7989500 | 252600 | 31400 | 8273500
2051 | 7962900 | 254800 | 31700 | 8249400
2052 | 7936500 | 256100 | 32000 | 8224600
(1) - Light Duty Vehicles, at most 8,500 lb.
(2) - Medium and Heavy Duty Vehicles, greater than 8,500 lb.
(3) - Includes school and transit buses.
Note: For reference, according to the New York State Department of Motor Vehicles, there are approximately
9.4 million LDVs, 550,000 MHDVs, and 60,000 buses currently registered in the state.

## I-11b
Table I-11b: Electric Vehicle Annual Energy Usage
Reflects Total Cumulative Impacts
Total Annual Energy Usage by Zone - GWh
Year | A | B | C | D | E | F | G | H | I | J | K | NYCA
2022 | 35 | 32 | 35 | 2 | 16 | 41 | 47 | 17 | 39 | 152 | 151 | 567
2023 | 57 | 51 | 57 | 4 | 27 | 65 | 75 | 25 | 59 | 216 | 232 | 868
2024 | 88 | 76 | 87 | 6 | 43 | 97 | 111 | 36 | 84 | 300 | 335 | 1263
2025 | 132 | 109 | 128 | 9 | 66 | 141 | 161 | 49 | 117 | 411 | 472 | 1795
2026 | 194 | 155 | 187 | 13 | 98 | 202 | 230 | 67 | 160 | 562 | 655 | 2523
2027 | 279 | 217 | 267 | 20 | 143 | 285 | 323 | 90 | 217 | 764 | 898 | 3503
2028 | 393 | 296 | 372 | 28 | 202 | 392 | 444 | 118 | 288 | 1025 | 1204 | 4762
2029 | 539 | 395 | 505 | 38 | 279 | 525 | 594 | 151 | 371 | 1344 | 1572 | 6313
2030 | 717 | 512 | 667 | 51 | 374 | 684 | 774 | 187 | 466 | 1722 | 1997 | 8151
2031 | 928 | 646 | 856 | 66 | 487 | 867 | 981 | 226 | 568 | 2149 | 2466 | 10240
2032 | 1167 | 792 | 1068 | 84 | 617 | 1069 | 1208 | 265 | 673 | 2614 | 2961 | 12518
2033 | 1429 | 947 | 1299 | 103 | 760 | 1285 | 1449 | 302 | 776 | 3099 | 3463 | 14912
2034 | 1708 | 1106 | 1542 | 124 | 913 | 1508 | 1698 | 335 | 872 | 3590 | 3954 | 17350
2035 | 1988 | 1264 | 1787 | 145 | 1068 | 1732 | 1947 | 367 | 966 | 4074 | 4437 | 19775
2036 | 2260 | 1418 | 2026 | 165 | 1221 | 1952 | 2188 | 399 | 1057 | 4541 | 4904 | 22131
2037 | 2516 | 1565 | 2254 | 185 | 1365 | 2161 | 2416 | 430 | 1146 | 4982 | 5352 | 24372
2038 | 2748 | 1701 | 2463 | 203 | 1498 | 2357 | 2628 | 461 | 1232 | 5391 | 5778 | 26460
2039 | 2951 | 1825 | 2650 | 219 | 1614 | 2535 | 2818 | 493 | 1316 | 5757 | 6181 | 28359
2040 | 3131 | 1935 | 2818 | 233 | 1720 | 2694 | 2986 | 521 | 1389 | 6076 | 6534 | 30037
2041 | 3271 | 2020 | 2950 | 245 | 1805 | 2820 | 3115 | 542 | 1443 | 6310 | 6797 | 31318
2042 | 3376 | 2082 | 3052 | 254 | 1871 | 2916 | 3210 | 556 | 1481 | 6474 | 6982 | 32254
2043 | 3465 | 2136 | 3139 | 262 | 1929 | 2999 | 3290 | 568 | 1511 | 6610 | 7136 | 33045
2044 | 3539 | 2180 | 3212 | 268 | 1978 | 3068 | 3356 | 578 | 1536 | 6719 | 7261 | 33695
2045 | 3599 | 2215 | 3272 | 274 | 2018 | 3124 | 3409 | 586 | 1555 | 6804 | 7359 | 34215
2046 | 3645 | 2242 | 3319 | 278 | 2050 | 3168 | 3448 | 591 | 1569 | 6865 | 7431 | 34606
2047 | 3678 | 2261 | 3353 | 281 | 2074 | 3200 | 3477 | 595 | 1578 | 6905 | 7478 | 34880
2048 | 3700 | 2274 | 3377 | 284 | 2090 | 3222 | 3495 | 597 | 1582 | 6927 | 7506 | 35054
2049 | 3713 | 2281 | 3392 | 285 | 2101 | 3236 | 3505 | 598 | 1584 | 6936 | 7519 | 35150
2050 | 3720 | 2285 | 3401 | 286 | 2108 | 3244 | 3510 | 598 | 1585 | 6939 | 7524 | 35200
2051 | 3722 | 2286 | 3405 | 286 | 2112 | 3248 | 3511 | 598 | 1584 | 6934 | 7521 | 35207
2052 | 3721 | 2285 | 3404 | 287 | 2112 | 3247 | 3509 | 597 | 1581 | 6926 | 7512 | 35181

## I-11c
Table I-11c: Electric Vehicle Summer Coincident Peak Demand
Reflects Total Cumulative Impacts
Total Increase in Summer Coincident Peak Demand by Zone - MW
Year | A | B | C | D | E | F | G | H | I | J | K | NYCA
2022 | 4 | 4 | 5 | 0 | 2 | 5 | 6 | 2 | 5 | 16 | 9 | 58
2023 | 8 | 7 | 8 | 1 | 4 | 9 | 10 | 3 | 8 | 24 | 14 | 96
2024 | 12 | 10 | 12 | 1 | 6 | 13 | 15 | 5 | 11 | 34 | 20 | 139
2025 | 17 | 14 | 17 | 1 | 9 | 18 | 21 | 6 | 15 | 48 | 27 | 193
2026 | 25 | 20 | 24 | 2 | 12 | 26 | 29 | 9 | 20 | 66 | 36 | 269
2027 | 34 | 26 | 32 | 2 | 17 | 34 | 39 | 11 | 27 | 88 | 49 | 359
2028 | 45 | 34 | 42 | 3 | 23 | 45 | 51 | 14 | 34 | 115 | 65 | 471
2029 | 60 | 44 | 56 | 4 | 31 | 58 | 67 | 17 | 42 | 148 | 83 | 610
2030 | 81 | 58 | 75 | 6 | 42 | 77 | 88 | 22 | 54 | 193 | 105 | 801
2031 | 106 | 74 | 97 | 7 | 55 | 99 | 113 | 26 | 66 | 245 | 137 | 1025
2032 | 130 | 89 | 119 | 9 | 68 | 119 | 136 | 30 | 77 | 292 | 177 | 1246
2033 | 156 | 104 | 141 | 11 | 82 | 140 | 159 | 34 | 86 | 338 | 217 | 1468
2034 | 181 | 117 | 162 | 13 | 95 | 159 | 180 | 36 | 94 | 381 | 257 | 1675
2035 | 203 | 130 | 182 | 15 | 108 | 177 | 200 | 38 | 100 | 418 | 296 | 1867
2036 | 222 | 140 | 199 | 16 | 119 | 192 | 216 | 40 | 105 | 448 | 336 | 2033
2037 | 238 | 148 | 213 | 17 | 128 | 204 | 229 | 41 | 109 | 471 | 377 | 2175
2038 | 249 | 154 | 223 | 18 | 136 | 214 | 239 | 42 | 112 | 488 | 413 | 2288
2039 | 258 | 159 | 232 | 19 | 141 | 222 | 246 | 43 | 115 | 500 | 450 | 2385
2040 | 266 | 164 | 240 | 20 | 147 | 230 | 253 | 44 | 117 | 511 | 479 | 2471
2041 | 273 | 168 | 247 | 21 | 152 | 237 | 259 | 45 | 119 | 518 | 506 | 2545
2042 | 278 | 171 | 253 | 21 | 156 | 242 | 263 | 45 | 120 | 522 | 520 | 2591
2043 | 282 | 173 | 258 | 22 | 160 | 246 | 266 | 46 | 120 | 523 | 531 | 2627
2044 | 285 | 174 | 262 | 22 | 163 | 250 | 268 | 46 | 120 | 522 | 541 | 2653
2045 | 287 | 176 | 265 | 22 | 165 | 253 | 270 | 46 | 120 | 520 | 548 | 2672
2046 | 289 | 176 | 268 | 23 | 168 | 256 | 271 | 45 | 119 | 517 | 553 | 2685
2047 | 290 | 177 | 269 | 23 | 169 | 257 | 271 | 45 | 119 | 517 | 557 | 2694
2048 | 291 | 177 | 270 | 23 | 170 | 258 | 271 | 45 | 119 | 515 | 559 | 2698
2049 | 291 | 177 | 271 | 23 | 171 | 259 | 272 | 45 | 118 | 514 | 560 | 2701
2050 | 292 | 177 | 272 | 23 | 171 | 259 | 272 | 45 | 118 | 514 | 560 | 2703
2051 | 292 | 178 | 272 | 23 | 171 | 259 | 272 | 45 | 118 | 513 | 560 | 2703
2052 | 292 | 178 | 272 | 23 | 172 | 260 | 272 | 45 | 118 | 513 | 559 | 2704
Note: The baseline electric vehicle peak forecast assumes an increasing share of managed charging over time.

## I-11d
Table I-11d: Electric Vehicle Winter Coincident Peak Demand
Reflects Total Cumulative Impacts
Total Increase in Winter Coincident Peak Demand by Zone - MW
Year | A | B | C | D | E | F | G | H | I | J | K | NYCA
2022-23 | 6 | 5 | 6 | 0 | 3 | 7 | 8 | 3 | 7 | 21 | 12 | 78
2023-24 | 9 | 8 | 9 | 1 | 4 | 11 | 12 | 4 | 10 | 31 | 19 | 118
2024-25 | 14 | 12 | 14 | 1 | 7 | 16 | 18 | 6 | 14 | 44 | 27 | 173
2025-26 | 20 | 18 | 20 | 1 | 10 | 22 | 26 | 8 | 20 | 62 | 37 | 244
2026-27 | 30 | 25 | 29 | 2 | 14 | 32 | 37 | 11 | 27 | 86 | 50 | 343
2027-28 | 41 | 33 | 39 | 3 | 20 | 42 | 49 | 14 | 35 | 114 | 67 | 457
2028-29 | 55 | 43 | 51 | 4 | 27 | 55 | 65 | 18 | 44 | 149 | 86 | 597
2029-30 | 72 | 55 | 67 | 5 | 35 | 70 | 83 | 22 | 55 | 189 | 107 | 760
2030-31 | 92 | 68 | 84 | 6 | 45 | 88 | 103 | 26 | 66 | 234 | 135 | 947
2031-32 | 124 | 89 | 112 | 8 | 61 | 115 | 135 | 33 | 83 | 305 | 173 | 1238
2032-33 | 153 | 107 | 137 | 10 | 76 | 139 | 163 | 38 | 96 | 365 | 217 | 1501
2033-34 | 183 | 124 | 162 | 12 | 91 | 162 | 191 | 42 | 108 | 424 | 261 | 1760
2034-35 | 213 | 140 | 187 | 14 | 107 | 184 | 217 | 45 | 118 | 478 | 305 | 2008
2035-36 | 240 | 155 | 209 | 16 | 121 | 204 | 240 | 48 | 126 | 527 | 348 | 2234
2036-37 | 262 | 167 | 228 | 18 | 133 | 221 | 260 | 50 | 133 | 567 | 392 | 2431
2037-38 | 280 | 177 | 243 | 19 | 142 | 234 | 275 | 51 | 138 | 599 | 424 | 2582
2038-39 | 294 | 184 | 254 | 20 | 149 | 244 | 287 | 53 | 143 | 623 | 470 | 2721
2039-40 | 303 | 190 | 262 | 21 | 154 | 252 | 296 | 54 | 147 | 643 | 506 | 2828
2040-41 | 312 | 195 | 270 | 21 | 159 | 259 | 304 | 56 | 151 | 660 | 539 | 2926
2041-42 | 318 | 200 | 276 | 22 | 162 | 265 | 311 | 57 | 154 | 674 | 565 | 3004
2042-43 | 323 | 203 | 281 | 22 | 165 | 269 | 316 | 58 | 156 | 684 | 580 | 3057
2043-44 | 327 | 205 | 283 | 23 | 167 | 272 | 319 | 58 | 158 | 692 | 593 | 3097
2044-45 | 329 | 206 | 285 | 23 | 168 | 274 | 321 | 59 | 159 | 697 | 603 | 3124
2045-46 | 330 | 207 | 287 | 23 | 169 | 275 | 322 | 59 | 159 | 700 | 611 | 3142
2046-47 | 331 | 208 | 287 | 23 | 169 | 276 | 323 | 59 | 160 | 702 | 617 | 3155
2047-48 | 335 | 210 | 290 | 23 | 171 | 279 | 327 | 59 | 162 | 709 | 621 | 3186
2048-49 | 336 | 211 | 291 | 23 | 172 | 279 | 328 | 60 | 162 | 711 | 623 | 3196
2049-50 | 336 | 211 | 292 | 23 | 172 | 280 | 328 | 60 | 162 | 713 | 624 | 3201
2050-51 | 337 | 211 | 292 | 23 | 172 | 280 | 329 | 60 | 163 | 714 | 625 | 3206
2051-52 | 337 | 212 | 293 | 23 | 172 | 281 | 329 | 60 | 163 | 715 | 625 | 3210
2052-53 | 337 | 212 | 293 | 23 | 172 | 281 | 329 | 60 | 163 | 715 | 624 | 3209
Note: The baseline electric vehicle peak forecast assumes an increasing share of managed charging over time.

## I-12a
Table I-12a: Energy Storage Nameplate Capacity
Reflects Total Cumulative Nameplate Capacity - Including Wholesale and Behind-the-Meter
Nameplate Capacity by Zone - MW
NYCA
Year | A | B | C | D | E | F | G | H | I | J | K | Total | Wholesale | BTM
2022 | 28 | 5 | 54 | 35 | 23 | 81 | 234 | 23 | 9 | 86 | 60 | 638 | 425 | 213
2023 | 41 | 6 | 77 | 38 | 33 | 104 | 254 | 43 | 15 | 158 | 113 | 882 | 540 | 342
2024 | 60 | 9 | 113 | 43 | 47 | 139 | 285 | 71 | 24 | 263 | 341 | 1395 | 888 | 507
2025 | 82 | 12 | 149 | 45 | 54 | 163 | 318 | 109 | 30 | 375 | 441 | 1778 | 1209 | 569
2026 | 111 | 17 | 197 | 48 | 65 | 195 | 361 | 159 | 39 | 523 | 572 | 2287 | 1652 | 635
2027 | 147 | 22 | 256 | 52 | 77 | 233 | 414 | 220 | 49 | 704 | 733 | 2907 | 2206 | 701
2028 | 188 | 30 | 324 | 56 | 92 | 276 | 476 | 289 | 61 | 914 | 917 | 3623 | 2856 | 767
2029 | 234 | 38 | 397 | 60 | 107 | 320 | 541 | 366 | 74 | 1145 | 1119 | 4401 | 3570 | 831
2030 | 281 | 46 | 473 | 65 | 123 | 366 | 609 | 444 | 88 | 1384 | 1329 | 5208 | 4314 | 894
2031 | 316 | 54 | 530 | 69 | 134 | 397 | 660 | 503 | 99 | 1566 | 1488 | 5816 | 4860 | 956
2032 | 346 | 61 | 575 | 72 | 144 | 421 | 702 | 550 | 108 | 1716 | 1617 | 6312 | 5297 | 1015
2033 | 375 | 68 | 619 | 75 | 153 | 444 | 742 | 595 | 117 | 1862 | 1741 | 6791 | 5719 | 1072
2034 | 403 | 75 | 661 | 78 | 162 | 466 | 781 | 638 | 126 | 2002 | 1859 | 7251 | 6125 | 1126
2035 | 430 | 83 | 701 | 81 | 171 | 488 | 817 | 679 | 135 | 2138 | 1972 | 7695 | 6516 | 1179
2036 | 456 | 91 | 740 | 84 | 180 | 508 | 852 | 717 | 144 | 2268 | 2079 | 8119 | 6889 | 1230
2037 | 481 | 99 | 777 | 87 | 188 | 527 | 885 | 753 | 152 | 2393 | 2180 | 8522 | 7245 | 1277
2038 | 505 | 107 | 812 | 90 | 196 | 545 | 917 | 787 | 160 | 2513 | 2276 | 8908 | 7585 | 1323
2039 | 528 | 115 | 846 | 93 | 204 | 562 | 948 | 819 | 167 | 2628 | 2368 | 9278 | 7910 | 1368
2040 | 550 | 123 | 878 | 96 | 212 | 578 | 977 | 849 | 174 | 2738 | 2454 | 9629 | 8218 | 1411
2041 | 571 | 131 | 908 | 99 | 220 | 594 | 1004 | 878 | 181 | 2843 | 2536 | 9965 | 8514 | 1451
2042 | 592 | 139 | 937 | 102 | 227 | 608 | 1030 | 904 | 188 | 2943 | 2614 | 10284 | 8797 | 1487
2043 | 612 | 147 | 964 | 105 | 234 | 621 | 1054 | 928 | 195 | 3040 | 2687 | 10587 | 9064 | 1523
2044 | 631 | 155 | 990 | 108 | 241 | 634 | 1077 | 951 | 202 | 3132 | 2756 | 10877 | 9320 | 1557
2045 | 649 | 163 | 1015 | 111 | 248 | 646 | 1099 | 973 | 209 | 3220 | 2821 | 11154 | 9564 | 1590
2046 | 666 | 170 | 1039 | 114 | 255 | 657 | 1120 | 993 | 215 | 3304 | 2883 | 11416 | 9795 | 1621
2047 | 683 | 177 | 1061 | 117 | 262 | 668 | 1140 | 1012 | 221 | 3384 | 2940 | 11665 | 10014 | 1651
2048 | 699 | 184 | 1082 | 120 | 269 | 678 | 1159 | 1030 | 226 | 3460 | 2994 | 11901 | 10221 | 1680
2049 | 714 | 191 | 1102 | 123 | 276 | 688 | 1177 | 1047 | 231 | 3532 | 3045 | 12126 | 10418 | 1708
2050 | 729 | 198 | 1121 | 126 | 282 | 697 | 1193 | 1063 | 236 | 3602 | 3094 | 12341 | 10607 | 1734
2051 | 742 | 205 | 1139 | 129 | 288 | 705 | 1209 | 1078 | 241 | 3668 | 3140 | 12544 | 10787 | 1757
2052 | 755 | 212 | 1156 | 132 | 294 | 713 | 1224 | 1092 | 246 | 3731 | 3182 | 12737 | 10959 | 1778
Note: Nameplate capacity values include both wholesale market and behind-the-meter storage.
Pumped Storage is not included. See Table III-2 for current resources.

## I-12b
Table I-12b: Energy Storage Energy Impacts
Reflects Total Cumulative Impacts - Including Wholesale and Behind-the-Meter
Annual Net Electricity Consumption by Zone - GWh
Year | A | B | C | D | E | F | G | H | I | J | K | NYCA
2022 | 3 | 1 | 6 | 2 | 3 | 8 | 4 | 3 | 1 | 9 | 7 | 47
2023 | 4 | 0 | 8 | 2 | 3 | 9 | 6 | 5 | 2 | 18 | 13 | 70
2024 | 6 | 1 | 12 | 2 | 4 | 12 | 10 | 9 | 3 | 33 | 25 | 117
2025 | 10 | 1 | 18 | 2 | 6 | 16 | 16 | 16 | 4 | 53 | 42 | 184
2026 | 15 | 3 | 26 | 3 | 8 | 22 | 23 | 25 | 6 | 79 | 65 | 275
2027 | 22 | 4 | 37 | 4 | 10 | 29 | 32 | 35 | 7 | 110 | 93 | 383
2028 | 29 | 5 | 49 | 4 | 12 | 36 | 44 | 48 | 10 | 148 | 125 | 510
2029 | 37 | 5 | 62 | 5 | 15 | 44 | 54 | 61 | 12 | 188 | 162 | 645
2030 | 45 | 7 | 75 | 6 | 19 | 52 | 67 | 74 | 15 | 229 | 197 | 786
2031 | 51 | 8 | 85 | 6 | 21 | 57 | 76 | 84 | 16 | 262 | 225 | 891
2032 | 57 | 10 | 93 | 7 | 21 | 62 | 83 | 93 | 18 | 288 | 248 | 980
2033 | 62 | 11 | 101 | 7 | 23 | 66 | 90 | 101 | 19 | 313 | 269 | 1062
2034 | 66 | 12 | 108 | 8 | 25 | 69 | 97 | 108 | 21 | 338 | 291 | 1143
2035 | 72 | 14 | 115 | 8 | 27 | 73 | 103 | 116 | 22 | 362 | 310 | 1222
2036 | 76 | 15 | 122 | 9 | 28 | 76 | 109 | 122 | 24 | 385 | 329 | 1295
2037 | 80 | 17 | 128 | 9 | 30 | 80 | 115 | 128 | 25 | 407 | 347 | 1366
2038 | 85 | 18 | 134 | 10 | 31 | 84 | 121 | 135 | 27 | 427 | 364 | 1436
2039 | 88 | 20 | 141 | 11 | 33 | 86 | 126 | 140 | 28 | 447 | 379 | 1499
2040 | 92 | 21 | 146 | 11 | 33 | 90 | 131 | 146 | 29 | 467 | 394 | 1560
2041 | 96 | 22 | 152 | 12 | 35 | 92 | 136 | 151 | 31 | 486 | 409 | 1622
2042 | 100 | 23 | 156 | 12 | 36 | 94 | 141 | 155 | 32 | 502 | 422 | 1673
2043 | 103 | 25 | 161 | 13 | 38 | 97 | 145 | 159 | 32 | 520 | 435 | 1728
2044 | 107 | 27 | 166 | 13 | 39 | 99 | 148 | 163 | 34 | 536 | 447 | 1779
2045 | 110 | 28 | 170 | 14 | 40 | 101 | 153 | 168 | 35 | 551 | 459 | 1829
2046 | 112 | 29 | 174 | 14 | 42 | 103 | 156 | 171 | 36 | 567 | 470 | 1874
2047 | 116 | 30 | 178 | 15 | 43 | 105 | 159 | 174 | 37 | 580 | 480 | 1917
2048 | 118 | 31 | 182 | 15 | 43 | 107 | 163 | 177 | 39 | 594 | 489 | 1958
2049 | 122 | 33 | 185 | 16 | 45 | 109 | 166 | 180 | 39 | 606 | 498 | 1999
2050 | 124 | 34 | 189 | 16 | 46 | 110 | 169 | 182 | 40 | 619 | 507 | 2036
2051 | 126 | 35 | 191 | 17 | 47 | 111 | 171 | 186 | 41 | 629 | 515 | 2069
2052 | 128 | 36 | 194 | 17 | 48 | 113 | 175 | 188 | 41 | 641 | 522 | 2103
Note: Net energy consumption values include both wholesale and behind-the-meter Storage.
Note: Values listed reflect net energy consumption due to charging cycle efficiency.

## I-12c
Table I-12c: Energy Storage Summer Coincident Peak Reductions, Behind-the-Meter
Reflects Total Cumulative Impacts
Reductions in Summer Coincident Peak Demand by Zone - MW
Year | A | B | C | D | E | F | G | H | I | J | K | NYCA
2022 | 2 | 3 | 20 | 0 | 20 | 16 | 18 | 6 | 7 | 41 | 15 | 148
2023 | 4 | 4 | 26 | 0 | 28 | 23 | 25 | 10 | 12 | 82 | 30 | 244
2024 | 7 | 5 | 32 | 0 | 39 | 32 | 34 | 15 | 19 | 133 | 49 | 365
2025 | 9 | 6 | 35 | 0 | 43 | 35 | 37 | 18 | 21 | 155 | 57 | 416
2026 | 10 | 7 | 38 | 0 | 47 | 39 | 41 | 20 | 24 | 178 | 65 | 469
2027 | 12 | 8 | 42 | 0 | 52 | 44 | 46 | 23 | 26 | 201 | 74 | 528
2028 | 14 | 8 | 46 | 0 | 56 | 48 | 50 | 25 | 29 | 225 | 82 | 583
2029 | 15 | 9 | 49 | 0 | 61 | 52 | 54 | 28 | 32 | 249 | 91 | 640
2030 | 17 | 10 | 53 | 0 | 66 | 55 | 58 | 30 | 34 | 274 | 100 | 697
2031 | 19 | 11 | 57 | 0 | 70 | 59 | 62 | 33 | 37 | 298 | 109 | 755
2032 | 21 | 12 | 60 | 0 | 75 | 63 | 66 | 35 | 40 | 322 | 118 | 812
2033 | 23 | 13 | 63 | 0 | 79 | 67 | 70 | 37 | 43 | 347 | 126 | 868
2034 | 25 | 14 | 66 | 0 | 84 | 71 | 74 | 39 | 46 | 370 | 134 | 923
2035 | 27 | 15 | 70 | 0 | 88 | 76 | 77 | 42 | 49 | 393 | 143 | 980
2036 | 29 | 16 | 73 | 0 | 92 | 79 | 81 | 44 | 52 | 417 | 151 | 1034
2037 | 31 | 17 | 77 | 0 | 96 | 82 | 84 | 46 | 54 | 439 | 159 | 1085
2038 | 32 | 18 | 79 | 0 | 99 | 85 | 87 | 48 | 56 | 456 | 165 | 1125
2039 | 34 | 19 | 82 | 0 | 101 | 88 | 89 | 49 | 58 | 473 | 171 | 1164
2040 | 36 | 20 | 84 | 0 | 104 | 90 | 92 | 51 | 60 | 488 | 176 | 1201
2041 | 37 | 20 | 86 | 0 | 106 | 93 | 94 | 53 | 61 | 502 | 181 | 1233
2042 | 39 | 21 | 88 | 0 | 108 | 94 | 95 | 54 | 63 | 516 | 186 | 1264
2043 | 41 | 22 | 89 | 0 | 110 | 96 | 97 | 54 | 65 | 530 | 191 | 1295
2044 | 43 | 23 | 91 | 0 | 111 | 98 | 99 | 55 | 66 | 542 | 196 | 1324
2045 | 44 | 24 | 93 | 0 | 113 | 99 | 100 | 56 | 68 | 554 | 200 | 1351
2046 | 46 | 25 | 94 | 0 | 115 | 101 | 102 | 57 | 69 | 565 | 204 | 1378
2047 | 48 | 26 | 96 | 0 | 116 | 103 | 104 | 58 | 70 | 576 | 207 | 1404
2048 | 49 | 26 | 98 | 0 | 118 | 105 | 105 | 59 | 71 | 587 | 211 | 1429
2049 | 51 | 27 | 99 | 0 | 120 | 106 | 107 | 60 | 71 | 596 | 214 | 1451
2050 | 53 | 28 | 101 | 0 | 121 | 108 | 108 | 60 | 72 | 605 | 218 | 1474
2051 | 54 | 29 | 103 | 0 | 122 | 109 | 109 | 61 | 73 | 614 | 221 | 1495
2052 | 54 | 30 | 104 | 0 | 122 | 110 | 110 | 62 | 74 | 622 | 224 | 1512
Note: Peak Reductions due to behind-the-meter storage. Wholesale market storage is assumed to be dispatched as generation.

## I-12d
Table I-12d: Energy Storage Winter Coincident Peak Reductions, Behind-the-Meter
Reflects Total Cumulative Impacts
Reductions in Winter Coincident Peak Demand by Zone - MW
Year | A | B | C | D | E | F | G | H | I | J | K | NYCA
2022-23 | 2 | 2 | 16 | 0 | 16 | 13 | 14 | 4 | 6 | 32 | 12 | 117
2023-24 | 3 | 3 | 21 | 0 | 23 | 18 | 20 | 8 | 10 | 66 | 24 | 196
2024-25 | 6 | 4 | 27 | 0 | 32 | 26 | 28 | 12 | 15 | 109 | 40 | 299
2025-26 | 7 | 5 | 29 | 0 | 36 | 29 | 31 | 15 | 18 | 129 | 48 | 347
2026-27 | 9 | 6 | 33 | 0 | 40 | 33 | 35 | 17 | 20 | 151 | 55 | 399
2027-28 | 10 | 7 | 36 | 0 | 45 | 38 | 40 | 20 | 23 | 174 | 64 | 457
2028-29 | 12 | 7 | 40 | 0 | 50 | 42 | 44 | 22 | 25 | 198 | 72 | 512
2029-30 | 14 | 8 | 44 | 0 | 55 | 46 | 48 | 25 | 28 | 224 | 81 | 573
2030-31 | 16 | 9 | 48 | 0 | 60 | 50 | 53 | 28 | 31 | 249 | 91 | 635
2031-32 | 18 | 10 | 53 | 0 | 65 | 55 | 57 | 31 | 34 | 275 | 101 | 699
2032-33 | 20 | 11 | 56 | 0 | 71 | 59 | 62 | 33 | 38 | 302 | 110 | 762
2033-34 | 22 | 12 | 60 | 0 | 75 | 64 | 66 | 35 | 41 | 330 | 120 | 825
2034-35 | 24 | 13 | 64 | 0 | 81 | 69 | 71 | 38 | 44 | 356 | 130 | 890
2035-36 | 26 | 15 | 68 | 0 | 86 | 74 | 75 | 41 | 48 | 384 | 139 | 956
2036-37 | 28 | 16 | 72 | 0 | 91 | 78 | 80 | 43 | 51 | 412 | 149 | 1020
2037-38 | 31 | 17 | 77 | 0 | 96 | 82 | 84 | 46 | 54 | 439 | 159 | 1085
2038-39 | 32 | 18 | 79 | 0 | 99 | 85 | 87 | 48 | 56 | 456 | 165 | 1125
2039-40 | 34 | 19 | 82 | 0 | 101 | 88 | 89 | 49 | 58 | 473 | 171 | 1164
2040-41 | 36 | 20 | 84 | 0 | 104 | 90 | 92 | 51 | 60 | 488 | 176 | 1201
2041-42 | 37 | 20 | 86 | 0 | 106 | 93 | 94 | 53 | 61 | 502 | 181 | 1233
2042-43 | 39 | 21 | 88 | 0 | 108 | 94 | 95 | 54 | 63 | 516 | 186 | 1264
2043-44 | 41 | 22 | 89 | 0 | 110 | 96 | 97 | 54 | 65 | 530 | 191 | 1295
2044-45 | 43 | 23 | 91 | 0 | 111 | 98 | 99 | 55 | 66 | 542 | 196 | 1324
2045-46 | 44 | 24 | 93 | 0 | 113 | 99 | 100 | 56 | 68 | 554 | 200 | 1351
2046-47 | 46 | 25 | 94 | 0 | 115 | 101 | 102 | 57 | 69 | 565 | 204 | 1378
2047-48 | 48 | 26 | 96 | 0 | 116 | 103 | 104 | 58 | 70 | 576 | 207 | 1404
2048-49 | 49 | 26 | 98 | 0 | 118 | 105 | 105 | 59 | 71 | 587 | 211 | 1429
2049-50 | 51 | 27 | 99 | 0 | 120 | 106 | 107 | 60 | 71 | 596 | 214 | 1451
2050-51 | 53 | 28 | 101 | 0 | 121 | 108 | 108 | 60 | 72 | 605 | 218 | 1474
2051-52 | 54 | 29 | 103 | 0 | 122 | 109 | 109 | 61 | 73 | 614 | 221 | 1495
2052-53 | 54 | 30 | 104 | 0 | 122 | 110 | 110 | 62 | 74 | 622 | 224 | 1512
Note: Peak Reductions due to behind-the-meter storage. Wholesale market storage is assumed to be dispatched as generation.

## I-13a
Table I-13a: Building Electrification Annual Energy Usage
Reflects Cumulative Future Impacts
Total Annual Energy Usage by Zone - GWh
Year | A | B | C | D | E | F | G | H | I | J | K | NYCA
2022 | 44 | 27 | 36 | 2 | 24 | 35 | 32 | 7 | 17 | 179 | 85 | 488
2023 | 109 | 68 | 90 | 6 | 60 | 86 | 81 | 18 | 42 | 464 | 210 | 1234
2024 | 180 | 112 | 148 | 9 | 99 | 142 | 133 | 30 | 70 | 798 | 389 | 2110
2025 | 259 | 162 | 212 | 13 | 142 | 205 | 192 | 43 | 101 | 1194 | 515 | 3038
2026 | 348 | 218 | 286 | 18 | 192 | 276 | 260 | 58 | 136 | 1674 | 718 | 4184
2027 | 450 | 282 | 370 | 23 | 248 | 358 | 337 | 75 | 176 | 2254 | 968 | 5541
2028 | 565 | 355 | 465 | 29 | 311 | 450 | 425 | 95 | 222 | 2953 | 1239 | 7109
2029 | 691 | 434 | 569 | 35 | 381 | 552 | 521 | 117 | 272 | 3733 | 1562 | 8867
2030 | 835 | 526 | 688 | 43 | 460 | 669 | 633 | 141 | 330 | 4617 | 1906 | 10848
2031 | 997 | 628 | 822 | 51 | 549 | 801 | 757 | 169 | 395 | 5579 | 2281 | 13029
2032 | 1179 | 744 | 973 | 60 | 650 | 950 | 899 | 201 | 468 | 6654 | 2635 | 15413
2033 | 1372 | 866 | 1132 | 70 | 756 | 1107 | 1049 | 234 | 546 | 7878 | 2950 | 17960
2034 | 1583 | 1001 | 1307 | 81 | 873 | 1282 | 1215 | 271 | 632 | 9185 | 3243 | 20673
2035 | 1807 | 1144 | 1493 | 92 | 996 | 1467 | 1392 | 310 | 723 | 10502 | 3573 | 23499
2036 | 2045 | 1296 | 1690 | 104 | 1127 | 1664 | 1580 | 352 | 820 | 11820 | 3895 | 26393
2037 | 2279 | 1446 | 1884 | 116 | 1255 | 1859 | 1767 | 393 | 916 | 13050 | 4192 | 29157
2038 | 2518 | 1600 | 2083 | 128 | 1387 | 2060 | 1959 | 435 | 1015 | 14266 | 4454 | 31905
2039 | 2755 | 1752 | 2279 | 140 | 1517 | 2259 | 2150 | 477 | 1112 | 15407 | 4717 | 34565
2040 | 2990 | 1903 | 2473 | 151 | 1645 | 2458 | 2341 | 518 | 1209 | 16476 | 4973 | 37137
2041 | 3201 | 2040 | 2649 | 162 | 1760 | 2638 | 2515 | 556 | 1298 | 17348 | 5235 | 39402
2042 | 3405 | 2172 | 2818 | 172 | 1871 | 2813 | 2683 | 593 | 1383 | 18115 | 5513 | 41538
2043 | 3591 | 2292 | 2972 | 181 | 1972 | 2974 | 2838 | 626 | 1461 | 18738 | 5805 | 43450
2044 | 3768 | 2408 | 3119 | 189 | 2067 | 3129 | 2988 | 658 | 1536 | 19283 | 6065 | 45210
2045 | 3909 | 2500 | 3236 | 196 | 2143 | 3255 | 3111 | 684 | 1597 | 19623 | 6295 | 46549
2046 | 4041 | 2587 | 3345 | 202 | 2213 | 3373 | 3226 | 709 | 1654 | 19896 | 6500 | 47746
2047 | 4154 | 2662 | 3438 | 207 | 2273 | 3476 | 3326 | 730 | 1703 | 20080 | 6719 | 48768
2048 | 4255 | 2729 | 3522 | 212 | 2326 | 3570 | 3419 | 749 | 1748 | 20247 | 6907 | 49684
2049 | 4314 | 2770 | 3571 | 214 | 2356 | 3629 | 3478 | 761 | 1775 | 20278 | 7070 | 50216
2050 | 4365 | 2805 | 3613 | 216 | 2381 | 3681 | 3530 | 771 | 1800 | 20311 | 7206 | 50679
2051 | 4407 | 2834 | 3648 | 218 | 2401 | 3726 | 3576 | 780 | 1820 | 20326 | 7374 | 51110
2052 | 4453 | 2867 | 3686 | 219 | 2424 | 3775 | 3626 | 790 | 1843 | 20360 | 7504 | 51547
Note: Reflects end-use electrification of space heating, water heating, cooking, and other end-uses.

## I-13b
Table I-13b: Building Electrification Summer Coincident Peak Demand
Reflects Cumulative Future Impacts
Total Increase in Summer Coincident Peak Demand by Zone - MW
Year | A | B | C | D | E | F | G | H | I | J | K | NYCA
2022 | 3 | 2 | 2 | 0 | 2 | 2 | 2 | 0 | 1 | 12 | 6 | 32
2023 | 5 | 3 | 4 | 0 | 3 | 4 | 4 | 1 | 2 | 21 | 10 | 57
2024 | 7 | 5 | 6 | 0 | 4 | 6 | 5 | 1 | 3 | 32 | 14 | 83
2025 | 10 | 6 | 9 | 1 | 6 | 8 | 8 | 2 | 4 | 47 | 21 | 122
2026 | 13 | 8 | 11 | 1 | 7 | 10 | 10 | 2 | 5 | 62 | 27 | 156
2027 | 17 | 11 | 14 | 1 | 9 | 13 | 13 | 3 | 7 | 83 | 35 | 206
2028 | 21 | 13 | 17 | 1 | 11 | 16 | 16 | 3 | 8 | 106 | 44 | 256
2029 | 25 | 16 | 21 | 1 | 14 | 20 | 19 | 4 | 10 | 133 | 53 | 316
2030 | 30 | 19 | 25 | 2 | 16 | 24 | 23 | 5 | 12 | 163 | 63 | 382
2031 | 35 | 22 | 29 | 2 | 19 | 28 | 27 | 6 | 14 | 195 | 74 | 451
2032 | 41 | 26 | 34 | 2 | 23 | 33 | 31 | 7 | 16 | 230 | 87 | 530
2033 | 48 | 30 | 40 | 2 | 26 | 39 | 37 | 8 | 19 | 273 | 98 | 620
2034 | 55 | 35 | 46 | 3 | 30 | 45 | 42 | 9 | 22 | 318 | 109 | 714
2035 | 63 | 40 | 52 | 3 | 35 | 51 | 48 | 11 | 25 | 364 | 121 | 813
2036 | 71 | 45 | 59 | 4 | 39 | 58 | 55 | 12 | 28 | 409 | 134 | 914
2037 | 79 | 50 | 66 | 4 | 44 | 65 | 62 | 14 | 32 | 453 | 147 | 1016
2038 | 88 | 56 | 73 | 4 | 49 | 72 | 68 | 15 | 35 | 497 | 161 | 1118
2039 | 97 | 61 | 80 | 5 | 53 | 79 | 75 | 17 | 39 | 539 | 173 | 1218
2040 | 105 | 67 | 87 | 5 | 58 | 86 | 82 | 18 | 42 | 577 | 185 | 1312
2041 | 113 | 72 | 94 | 6 | 62 | 93 | 89 | 20 | 46 | 613 | 198 | 1406
2042 | 122 | 77 | 101 | 6 | 67 | 100 | 96 | 21 | 49 | 645 | 211 | 1495
2043 | 131 | 83 | 108 | 7 | 72 | 108 | 103 | 23 | 53 | 681 | 226 | 1595
2044 | 141 | 90 | 117 | 7 | 77 | 117 | 112 | 25 | 57 | 720 | 242 | 1705
2045 | 150 | 96 | 125 | 8 | 82 | 125 | 120 | 27 | 61 | 751 | 257 | 1802
2046 | 159 | 102 | 132 | 8 | 87 | 133 | 127 | 28 | 65 | 782 | 271 | 1894
2047 | 167 | 107 | 138 | 8 | 91 | 140 | 134 | 29 | 68 | 806 | 284 | 1972
2048 | 175 | 112 | 144 | 9 | 95 | 146 | 140 | 31 | 72 | 829 | 296 | 2049
2049 | 181 | 116 | 150 | 9 | 99 | 152 | 146 | 32 | 74 | 848 | 306 | 2113
2050 | 186 | 119 | 154 | 9 | 101 | 157 | 150 | 33 | 77 | 864 | 314 | 2164
2051 | 194 | 125 | 161 | 10 | 106 | 164 | 158 | 34 | 80 | 895 | 328 | 2255
2052 | 198 | 128 | 165 | 11 | 109 | 168 | 162 | 35 | 82 | 911 | 335 | 2304
Note: Reflects end-use electrification of space conditioning, water heating, cooking, and other end-uses.

## I-13c
Table I-13c: Building Electrification Winter Coincident Peak Demand
Reflects Cumulative Future Impacts
Total Increase in Winter Coincident Peak Demand by Zone - MW
Year | A | B | C | D | E | F | G | H | I | J | K | NYCA
2022-23 | 31 | 19 | 25 | 2 | 17 | 24 | 23 | 5 | 12 | 128 | 43 | 329
2023-24 | 64 | 40 | 52 | 3 | 35 | 50 | 47 | 11 | 25 | 278 | 122 | 727
2024-25 | 101 | 63 | 83 | 5 | 56 | 80 | 76 | 17 | 40 | 462 | 196 | 1179
2025-26 | 143 | 89 | 117 | 7 | 79 | 113 | 107 | 24 | 56 | 678 | 285 | 1698
2026-27 | 188 | 118 | 155 | 10 | 104 | 150 | 141 | 32 | 74 | 932 | 391 | 2295
2027-28 | 240 | 151 | 198 | 12 | 133 | 192 | 181 | 41 | 95 | 1240 | 512 | 2995
2028-29 | 300 | 188 | 247 | 15 | 165 | 240 | 226 | 51 | 118 | 1611 | 642 | 3803
2029-30 | 366 | 230 | 301 | 19 | 201 | 293 | 277 | 62 | 144 | 2025 | 788 | 4706
2030-31 | 439 | 276 | 362 | 22 | 242 | 352 | 333 | 75 | 174 | 2481 | 947 | 5703
2031-32 | 516 | 326 | 426 | 26 | 285 | 416 | 394 | 88 | 205 | 2950 | 1116 | 6748
2032-33 | 608 | 384 | 502 | 31 | 335 | 491 | 465 | 104 | 242 | 3493 | 1294 | 7949
2033-34 | 704 | 445 | 581 | 36 | 388 | 569 | 540 | 120 | 281 | 4110 | 1455 | 9229
2034-35 | 807 | 510 | 666 | 41 | 445 | 654 | 621 | 138 | 323 | 4749 | 1613 | 10567
2035-36 | 909 | 576 | 751 | 46 | 501 | 739 | 702 | 156 | 364 | 5355 | 1773 | 11872
2036-37 | 1035 | 656 | 856 | 53 | 571 | 844 | 802 | 178 | 416 | 6058 | 1962 | 13431
2037-38 | 1180 | 748 | 976 | 61 | 649 | 964 | 917 | 204 | 475 | 6807 | 2181 | 15162
2038-39 | 1311 | 833 | 1085 | 67 | 722 | 1074 | 1022 | 227 | 529 | 7490 | 2377 | 16737
2039-40 | 1431 | 910 | 1184 | 73 | 788 | 1175 | 1119 | 248 | 579 | 8065 | 2555 | 18127
2040-41 | 1540 | 981 | 1275 | 78 | 848 | 1268 | 1208 | 267 | 624 | 8547 | 2707 | 19343
2041-42 | 1638 | 1044 | 1355 | 83 | 901 | 1351 | 1288 | 285 | 665 | 8930 | 2847 | 20387
2042-43 | 1722 | 1099 | 1425 | 87 | 946 | 1424 | 1359 | 300 | 700 | 9212 | 2971 | 21245
2043-44 | 1799 | 1149 | 1490 | 91 | 988 | 1492 | 1425 | 314 | 733 | 9441 | 3090 | 22012
2044-45 | 1877 | 1200 | 1554 | 94 | 1030 | 1560 | 1491 | 328 | 766 | 9652 | 3209 | 22761
2045-46 | 1945 | 1245 | 1610 | 98 | 1066 | 1621 | 1550 | 341 | 795 | 9805 | 3313 | 23389
2046-47 | 1998 | 1280 | 1654 | 100 | 1094 | 1670 | 1598 | 351 | 819 | 9876 | 3390 | 23830
2047-48 | 2034 | 1304 | 1684 | 102 | 1113 | 1704 | 1632 | 358 | 835 | 9912 | 3440 | 24118
2048-49 | 2061 | 1323 | 1706 | 103 | 1126 | 1731 | 1659 | 363 | 848 | 9930 | 3476 | 24326
2049-50 | 2093 | 1344 | 1733 | 104 | 1143 | 1763 | 1690 | 370 | 862 | 9939 | 3524 | 24565
2050-51 | 2116 | 1361 | 1752 | 105 | 1154 | 1787 | 1715 | 374 | 874 | 9944 | 3560 | 24742
2051-52 | 2130 | 1371 | 1763 | 105 | 1160 | 1803 | 1731 | 378 | 881 | 9947 | 3580 | 24849
2052-53 | 2150 | 1385 | 1780 | 106 | 1170 | 1825 | 1754 | 382 | 891 | 9949 | 3612 | 25004
Note: Reflects end-use electrification of space heating, water heating, cooking, and other end-uses.

## I-13d
Table I-13d: Electrification Impacts by Scenario
Reflects Cumulative Impacts
NYCA Annual Energy Usage - GWh
Year | Low Load Scenario |  |  | Baseline Forecast |  |  | High Load Scenario
| EV | Building | Total | EV | Building | Total | EV | Building | Total
2022 | 565 | 208 | 773 | 567 | 488 | 1055 | 569 | 597 | 1166
2023 | 851 | 675 | 1526 | 868 | 1234 | 2102 | 884 | 1433 | 2317
2024 | 1199 | 1205 | 2404 | 1263 | 2110 | 3373 | 1326 | 2387 | 3713
2025 | 1614 | 1837 | 3451 | 1795 | 3038 | 4833 | 1978 | 3475 | 5453
2026 | 2114 | 2587 | 4701 | 2523 | 4184 | 6707 | 2931 | 4762 | 7693
2027 | 2725 | 3476 | 6201 | 3503 | 5541 | 9044 | 4275 | 6274 | 10549
2028 | 3480 | 4509 | 7989 | 4762 | 7109 | 11871 | 6042 | 8007 | 14049
2029 | 4428 | 5653 | 10081 | 6313 | 8867 | 15180 | 8199 | 9931 | 18130
2030 | 5588 | 6943 | 12531 | 8151 | 10848 | 18999 | 10717 | 12105 | 22822
2031 | 6943 | 8377 | 15320 | 10240 | 13029 | 23269 | 13538 | 14526 | 28064
2032 | 8489 | 9991 | 18480 | 12518 | 15413 | 27931 | 16548 | 17233 | 33781
2033 | 10192 | 11715 | 21907 | 14912 | 17960 | 32872 | 19632 | 20087 | 39719
2034 | 11991 | 13580 | 25571 | 17350 | 20673 | 38023 | 22711 | 23158 | 45869
2035 | 13845 | 15506 | 29351 | 19775 | 23499 | 43274 | 25708 | 26346 | 52054
2036 | 15724 | 17511 | 33235 | 22131 | 26393 | 48524 | 28542 | 29668 | 58210
2037 | 17575 | 19457 | 37032 | 24372 | 29157 | 53529 | 31166 | 32863 | 64029
2038 | 19370 | 21419 | 40789 | 26460 | 31905 | 58365 | 33549 | 36061 | 69610
2039 | 21063 | 23299 | 44362 | 28359 | 34565 | 62924 | 35654 | 39131 | 74785
2040 | 22622 | 25134 | 47756 | 30037 | 37137 | 67174 | 37451 | 42113 | 79564
2041 | 24010 | 26756 | 50766 | 31318 | 39402 | 70720 | 38626 | 44707 | 83333
2042 | 25214 | 28287 | 53501 | 32254 | 41538 | 73792 | 39291 | 47148 | 86439
2043 | 26232 | 29631 | 55863 | 33045 | 43450 | 76495 | 39852 | 49288 | 89140
2044 | 27070 | 30881 | 57951 | 33695 | 45210 | 78905 | 40321 | 51290 | 91611
2045 | 27736 | 31825 | 59561 | 34215 | 46549 | 80764 | 40693 | 52773 | 93466
2046 | 28247 | 32683 | 60930 | 34606 | 47746 | 82352 | 40964 | 54118 | 95082
2047 | 28624 | 33386 | 62010 | 34880 | 48768 | 83648 | 41135 | 55206 | 96341
2048 | 28889 | 34011 | 62900 | 35054 | 49684 | 84738 | 41217 | 56191 | 97408
2049 | 29080 | 34352 | 63432 | 35150 | 50216 | 85366 | 41220 | 56707 | 97927
2050 | 29242 | 34649 | 63891 | 35200 | 50679 | 85879 | 41157 | 57181 | 98338
2051 | 29371 | 34900 | 64271 | 35207 | 51110 | 86317 | 41041 | 57541 | 98582
2052 | 29473 | 35189 | 64662 | 35181 | 51547 | 86728 | 40889 | 57971 | 98860
Note: Electric Vehicle annual energy usage from Tables I-1b, I-11b, I-15a, I-16a.
Includes light duty vehicles, medium and heavy duty vechiles, and buses.
Note: Building electrification annual energy usage from Tables I-1b, I-13a, I-15a, and I-16a.
Includes electrification of space heating, water heating, cooking, and other end uses.

## I-14
Table I-14: Interconnecting Large Loads Forecast
Reflects Cumulative Existing and Future Load Impacts of Large Load Projects
Annual Energy by Zone - GWh
Year | A | B | C | D | E | F | G | H | I | J | K | NYCA
2022 | 120 | 200 | 0 | 1000 | 0 | 0 | 0 | 0 | 0 | 0 | 0 | 1320
2023 | 760 | 1190 | 580 | 1290 | 0 | 0 | 0 | 0 | 0 | 0 | 0 | 3820
2024 | 850 | 1250 | 860 | 1290 | 0 | 0 | 0 | 0 | 0 | 0 | 0 | 4250
2025 | 1010 | 1330 | 860 | 1290 | 0 | 0 | 0 | 0 | 0 | 0 | 0 | 4490
2026 | 1170 | 1410 | 860 | 1290 | 0 | 0 | 0 | 0 | 0 | 0 | 0 | 4730
2027 | 1310 | 1490 | 860 | 1290 | 0 | 0 | 0 | 0 | 0 | 0 | 0 | 4950
2028 | 1340 | 1560 | 860 | 1290 | 0 | 0 | 0 | 0 | 0 | 0 | 0 | 5050
2029 | 1340 | 1580 | 860 | 1290 | 0 | 0 | 0 | 0 | 0 | 0 | 0 | 5070
2030 | 1340 | 1580 | 860 | 1290 | 0 | 0 | 0 | 0 | 0 | 0 | 0 | 5070
2031 | 1340 | 1580 | 860 | 1290 | 0 | 0 | 0 | 0 | 0 | 0 | 0 | 5070
2032 | 1340 | 1580 | 860 | 1290 | 0 | 0 | 0 | 0 | 0 | 0 | 0 | 5070
Note: Forecasts for 2033 through 2052 match the 2032 forecast.
Note: These forecast values are embedded in the econometric and final baseline annual energy forecasts.
Summer Peak Demand by Zone - MW
Year | A | B | C | D | E | F | G | H | I | J | K | NYCA
2022 | 0 | 0 | 0 | 120 | 0 | 0 | 0 | 0 | 0 | 0 | 0 | 120
2023 | 95 | 150 | 110 | 155 | 0 | 0 | 0 | 0 | 0 | 0 | 0 | 510
2024 | 110 | 160 | 110 | 155 | 0 | 0 | 0 | 0 | 0 | 0 | 0 | 535
2025 | 130 | 170 | 110 | 155 | 0 | 0 | 0 | 0 | 0 | 0 | 0 | 565
2026 | 150 | 180 | 110 | 155 | 0 | 0 | 0 | 0 | 0 | 0 | 0 | 595
2027 | 170 | 190 | 110 | 155 | 0 | 0 | 0 | 0 | 0 | 0 | 0 | 625
2028 | 170 | 200 | 110 | 155 | 0 | 0 | 0 | 0 | 0 | 0 | 0 | 635
2029 | 170 | 200 | 110 | 155 | 0 | 0 | 0 | 0 | 0 | 0 | 0 | 635
2030 | 170 | 200 | 110 | 155 | 0 | 0 | 0 | 0 | 0 | 0 | 0 | 635
2031 | 170 | 200 | 110 | 155 | 0 | 0 | 0 | 0 | 0 | 0 | 0 | 635
2032 | 170 | 200 | 110 | 155 | 0 | 0 | 0 | 0 | 0 | 0 | 0 | 635
Note: Forecasts for 2033 through 2052 match the 2032 forecast.
Note: These forecast values are embedded in the econometric and final baseline summer peak demand forecasts.
Winter Peak Demand by Zone - MW
Year | A | B | C | D | E | F | G | H | I | J | K | NYCA
2022-23 | 95 | 150 | 0 | 155 | 0 | 0 | 0 | 0 | 0 | 0 | 0 | 400
2023-24 | 100 | 155 | 110 | 155 | 0 | 0 | 0 | 0 | 0 | 0 | 0 | 520
2024-25 | 120 | 165 | 110 | 155 | 0 | 0 | 0 | 0 | 0 | 0 | 0 | 550
2025-26 | 140 | 175 | 110 | 155 | 0 | 0 | 0 | 0 | 0 | 0 | 0 | 580
2026-27 | 160 | 185 | 110 | 155 | 0 | 0 | 0 | 0 | 0 | 0 | 0 | 610
2027-28 | 170 | 195 | 110 | 155 | 0 | 0 | 0 | 0 | 0 | 0 | 0 | 630
2028-29 | 170 | 200 | 110 | 155 | 0 | 0 | 0 | 0 | 0 | 0 | 0 | 635
2029-30 | 170 | 200 | 110 | 155 | 0 | 0 | 0 | 0 | 0 | 0 | 0 | 635
2030-31 | 170 | 200 | 110 | 155 | 0 | 0 | 0 | 0 | 0 | 0 | 0 | 635
2031-32 | 170 | 200 | 110 | 155 | 0 | 0 | 0 | 0 | 0 | 0 | 0 | 635
2032-33 | 170 | 200 | 110 | 155 | 0 | 0 | 0 | 0 | 0 | 0 | 0 | 635
Note: Forecasts for 2033-34 through 2052-53 match the 2032-33 forecast.
Note: These forecast values are embedded in the econometric and final baseline winter peak demand forecasts.

## I-15
Table I-15a: Summary of NYCA Low Load Scenario Annual Energy Forecasts - GWh | [9 empty] | Table I-15b: Summary of NYCA Low Load Scenario Summer Coincident Peak Demand Forecasts - MW | [9 empty] | Table I-15c: Summary of NYCA Low Load Scenario Winter Coincident Peak Demand Forecasts - MW
Year | (a) | (b) | (c) | (d) | (e) | (f) | (g) | (h) | (i) | Year | (a) | (b) | (c) | (d) | (e) | (f) | (g) | (h) | (i) | Year | (a) | (b) | (c) | (d) | (e) | (f) | (g) | (h) | (i)
|  | (-) | = a - b | (-) | (-) | (+) | (+) | (+) | = c-d-e+f+g+h |  |  | (-) | = a - b | (-) | (-) | (-) | (+) | (+) | = c-d-e-f+g+h |  |  | (-) | = a - b | (-) | (-) | (-) | (+) | (+) | = c-d-e-f+g+h
| Econometric Energy | EE and C&S | End-Use Energy | Solar PV, BTM | Non-Solar DG, BTM | Storage Net Energy Consumption | EV Energy | Building Electrification | Low Load Scenario Annual Energy Forecast |  | Econometric Peak Demand | EE and C&S | End-Use Peak Demand | Solar PV, BTM | Non-Solar DG, BTM | BTM Storage Peak Reductions | EV Peak Demand | Building Electrification | Low Load Scenario Summer Peak Forecast |  | Econometric Peak Demand | EE and C&S | End-Use Peak Demand | Solar PV, BTM | Non-Solar DG, BTM | BTM Storage Peak Reductions | EV Peak Demand | Building Electrification | Low Load Scenario Winter Peak Forecast
2022 | 158374 | 2715 | 155659 | 4675 | 1656 | 49 | 565 | 208 | 150150 | 2022 | 33301 | 379 | 32922 | 993 | 288 | 156 | 57 | 20 | 31562 | 2022-23 | 23945 | 236 | 23709 | 0 | 288 | 124 | 78 | 230 | 23605
2023 | 161055 | 5663 | 155392 | 5693 | 1739 | 74 | 851 | 675 | 149560 | 2023 | 33824 | 799 | 33025 | 1130 | 304 | 263 | 79 | 31 | 31438 | 2023-24 | 24102 | 501 | 23601 | 0 | 304 | 212 | 115 | 484 | 23684
2024 | 163013 | 8877 | 154136 | 6757 | 1840 | 127 | 1199 | 1205 | 148070 | 2024 | 34321 | 1258 | 33063 | 1241 | 319 | 398 | 102 | 45 | 31252 | 2024-25 | 24237 | 793 | 23444 | 0 | 319 | 326 | 160 | 785 | 23744
2025 | 164093 | 12303 | 151790 | 7744 | 1900 | 203 | 1614 | 1837 | 145800 | 2025 | 34700 | 1760 | 32940 | 1346 | 330 | 460 | 132 | 63 | 30999 | 2025-26 | 24267 | 1115 | 23152 | 0 | 330 | 384 | 211 | 1135 | 23784
2026 | 165287 | 15786 | 149501 | 8764 | 1964 | 306 | 2114 | 2587 | 143780 | 2026 | 35079 | 2280 | 32799 | 1423 | 342 | 521 | 154 | 80 | 30747 | 2026-27 | 24296 | 1447 | 22849 | 0 | 342 | 444 | 276 | 1538 | 23877
2027 | 166324 | 19153 | 147171 | 9740 | 2019 | 427 | 2725 | 3476 | 142040 | 2027 | 35454 | 2788 | 32666 | 1463 | 352 | 591 | 186 | 108 | 30554 | 2027-28 | 24330 | 1780 | 22550 | 0 | 352 | 512 | 345 | 2016 | 24047
2028 | 167247 | 22349 | 144898 | 10616 | 2068 | 577 | 3480 | 4509 | 140780 | 2028 | 35845 | 3280 | 32565 | 1469 | 359 | 659 | 222 | 133 | 30433 | 2028-29 | 24342 | 2108 | 22234 | 0 | 359 | 579 | 427 | 2565 | 24288
2029 | 168058 | 25361 | 142697 | 11367 | 2118 | 737 | 4428 | 5653 | 140030 | 2029 | 36251 | 3748 | 32503 | 1462 | 369 | 730 | 273 | 166 | 30381 | 2029-30 | 24346 | 2426 | 21920 | 0 | 369 | 652 | 523 | 3171 | 24593
2030 | 168916 | 28207 | 140709 | 11913 | 2171 | 904 | 5588 | 6943 | 140060 | 2030 | 36649 | 4198 | 32451 | 1424 | 376 | 801 | 330 | 199 | 30379 | 2030-31 | 24370 | 2745 | 21625 | 0 | 376 | 729 | 645 | 3847 | 25012
2031 | 169695 | 30852 | 138843 | 12282 | 2224 | 1043 | 6943 | 8377 | 140700 | 2031 | 37006 | 4621 | 32385 | 1362 | 386 | 885 | 421 | 238 | 30411 | 2031-32 | 24431 | 3059 | 21372 | 0 | 386 | 818 | 813 | 4555 | 25536
2032 | 170281 | 33081 | 137200 | 12614 | 2263 | 1167 | 8489 | 9991 | 141970 | 2032 | 37273 | 4968 | 32305 | 1312 | 394 | 966 | 535 | 280 | 30448 | 2032-33 | 24449 | 3334 | 21115 | 0 | 394 | 906 | 1000 | 5385 | 26200
2033 | 170696 | 35168 | 135528 | 12927 | 2302 | 1284 | 10192 | 11715 | 143490 | 2033 | 37546 | 5296 | 32250 | 1264 | 401 | 1076 | 657 | 329 | 30495 | 2033-34 | 24516 | 3613 | 20903 | 0 | 401 | 1022 | 1191 | 6254 | 26925
2034 | 171130 | 37114 | 134016 | 13238 | 2344 | 1395 | 11991 | 13580 | 145400 | 2034 | 37783 | 5603 | 32180 | 1206 | 406 | 1184 | 785 | 382 | 30551 | 2034-35 | 24594 | 3884 | 20710 | 0 | 406 | 1141 | 1379 | 7165 | 27707
2035 | 171505 | 38935 | 132570 | 13539 | 2385 | 1503 | 13845 | 15506 | 147500 | 2035 | 38016 | 5889 | 32127 | 1149 | 413 | 1297 | 915 | 435 | 30618 | 2035-36 | 24735 | 4158 | 20577 | 0 | 413 | 1264 | 1559 | 8028 | 28487
2036 | 171960 | 40650 | 131310 | 13833 | 2417 | 1605 | 15724 | 17511 | 149900 | 2036 | 38251 | 6163 | 32088 | 1100 | 419 | 1411 | 1050 | 492 | 30700 | 2036-37 | 24815 | 4441 | 20374 | 0 | 419 | 1391 | 1720 | 9395 | 29679
2037 | 172341 | 42264 | 130077 | 14114 | 2453 | 1708 | 17575 | 19457 | 152250 | 2037 | 38469 | 6420 | 32049 | 1050 | 426 | 1526 | 1192 | 548 | 30787 | 2037-38 | 24852 | 4730 | 20122 | 0 | 426 | 1526 | 1851 | 10806 | 30827
2038 | 172787 | 43789 | 128998 | 14379 | 2478 | 1810 | 19370 | 21419 | 154740 | 2038 | 38673 | 6659 | 32014 | 999 | 431 | 1629 | 1327 | 605 | 30887 | 2038-39 | 24926 | 5016 | 19910 | 0 | 431 | 1629 | 1977 | 12171 | 31998
2039 | 173229 | 45225 | 128004 | 14621 | 2519 | 1904 | 21063 | 23299 | 157130 | 2039 | 38867 | 6885 | 31982 | 948 | 438 | 1737 | 1463 | 661 | 30983 | 2039-40 | 25079 | 5314 | 19765 | 0 | 438 | 1737 | 2051 | 13362 | 33003
2040 | 173776 | 46591 | 127185 | 14851 | 2547 | 1997 | 22622 | 25134 | 159540 | 2040 | 39042 | 7093 | 31949 | 897 | 442 | 1844 | 1585 | 766 | 31117 | 2040-41 | 25193 | 5611 | 19582 | 0 | 442 | 1844 | 2128 | 14271 | 33695
2041 | 174244 | 47895 | 126349 | 15039 | 2568 | 2092 | 24010 | 26756 | 161600 | 2041 | 39189 | 7294 | 31895 | 839 | 446 | 1949 | 1703 | 864 | 31228 | 2041-42 | 25244 | 5904 | 19340 | 0 | 446 | 1949 | 2191 | 15053 | 34189
2042 | 174856 | 49137 | 125719 | 15210 | 2606 | 2176 | 25214 | 28287 | 163580 | 2042 | 39341 | 7477 | 31864 | 787 | 453 | 2052 | 1790 | 987 | 31349 | 2042-43 | 25338 | 6199 | 19139 | 0 | 453 | 2052 | 2234 | 15693 | 34561
2043 | 175388 | 50317 | 125071 | 15365 | 2633 | 2264 | 26232 | 29631 | 165200 | 2043 | 39469 | 7650 | 31819 | 729 | 457 | 2163 | 1865 | 1106 | 31441 | 2043-44 | 25415 | 6490 | 18925 | 0 | 457 | 2163 | 2267 | 16262 | 34834
2044 | 175986 | 51438 | 124548 | 15508 | 2649 | 2348 | 27070 | 30881 | 166690 | 2044 | 39579 | 7809 | 31770 | 673 | 460 | 2270 | 1929 | 1224 | 31520 | 2044-45 | 25469 | 6785 | 18684 | 0 | 460 | 2270 | 2290 | 16825 | 35069
2045 | 176508 | 52528 | 123980 | 15644 | 2678 | 2431 | 27736 | 31825 | 167650 | 2045 | 39697 | 7954 | 31743 | 622 | 466 | 2380 | 1977 | 1329 | 31581 | 2045-46 | 25495 | 7076 | 18419 | 0 | 466 | 2380 | 2301 | 17293 | 35167
2046 | 177086 | 53579 | 123507 | 15763 | 2705 | 2511 | 28247 | 32683 | 168480 | 2046 | 39825 | 8099 | 31726 | 573 | 470 | 2493 | 2015 | 1430 | 31635 | 2046-47 | 25581 | 7371 | 18210 | 0 | 470 | 2493 | 2314 | 17620 | 35181
2047 | 177587 | 54618 | 122969 | 15880 | 2728 | 2589 | 28624 | 33386 | 168960 | 2047 | 39956 | 8233 | 31723 | 535 | 474 | 2605 | 2048 | 1522 | 31679 | 2047-48 | 25724 | 7679 | 18045 | 0 | 474 | 2605 | 2320 | 17800 | 35086
2048 | 178181 | 55628 | 122553 | 15989 | 2757 | 2663 | 28889 | 34011 | 169370 | 2048 | 40099 | 8363 | 31736 | 503 | 479 | 2722 | 2076 | 1608 | 31716 | 2048-49 | 25904 | 7989 | 17915 | 0 | 479 | 2722 | 2323 | 17916 | 34953
2049 | 178688 | 56604 | 122084 | 16097 | 2776 | 2737 | 29080 | 34352 | 169380 | 2049 | 40237 | 8488 | 31749 | 473 | 484 | 2834 | 2101 | 1682 | 31741 | 2049-50 | 25991 | 8297 | 17694 | 0 | 484 | 2834 | 2324 | 18102 | 34802
2050 | 179301 | 57535 | 121766 | 16188 | 2798 | 2809 | 29242 | 34649 | 169480 | 2050 | 40378 | 8600 | 31778 | 448 | 487 | 2949 | 2122 | 1751 | 31767 | 2050-51 | 26105 | 8587 | 17518 | 0 | 487 | 2949 | 2322 | 18238 | 34642
2051 | 179937 | 58468 | 121469 | 16280 | 2826 | 2876 | 29371 | 34900 | 169510 | 2051 | 40501 | 8708 | 31793 | 427 | 492 | 3064 | 2138 | 1815 | 31763 | 2051-52 | 26259 | 8875 | 17384 | 0 | 492 | 3064 | 2323 | 18296 | 34447
2052 | 180340 | 59351 | 120989 | 16364 | 2840 | 2943 | 29473 | 35189 | 169390 | 2052 | 40636 | 8811 | 31825 | 407 | 495 | 3173 | 2152 | 1872 | 31774 | 2052-53 | 26362 | 9161 | 17201 | 0 | 495 | 3173 | 2322 | 18424 | 34279
(a) - Econometric Energy Forecast - Reflects impacts of projected weather trends, economic growth, and interconnecting large loads | [9 empty] | (a) - Econometric Summer Peak Demand - Reflects impacts of projected weather trends, economic growth, and interconnecting large loads | [9 empty] | (a) - Econometric Winter Peak Demand - Reflects impacts of projected weather trends, economic growth, and interconnecting large loads
(b) - Table I-8a-L: Energy Efficiency and Codes & Standards Energy Impacts, Relative to 2021 | [9 empty] | (b) - Table I-8b-L: Energy Efficiency and Codes & Standards Summer Coincident Peak Demand Reductions, Relative to 2021 | [9 empty] | (b) - Table I-8c-L: Energy Efficiency and Codes & Standards Winter Coincident Peak Demand Reductions, Relative to 2021-22
(c) - End-Use Energy Consumption - Reflects projected end use energy consumption | [9 empty] | (c) - End-Use Summer Peak Demand - Reflects projected end use summer coincident peak demand | [9 empty] | (c) - End-Use Winter Peak Demand - Reflects projected end use winter coincident peak demand
(d) - Table I-9b-L: Solar PV Impacts, Behind-the-Meter - Total Reductions in Annual Energy | [9 empty] | (d) - Table I-9c-L: Solar PV Impacts, Behind-the-Meter, Total Reductions in Summer Coincident Peak Demand | [9 empty] | (d) - The forecast of solar PV-related reductions to the winter peak is zero because the system typically peaks after sunset
(e) - Table I-10b-L: Non-Solar Distributed Generation Impacts, Behind-the-Meter - Total Reductions in Annual Energy | [9 empty] | (e) - Table I-10c-L: Non-Solar Distributed Generation Impacts, Behind-the-Meter, Total Reductions in Coincident Peak Demand | [9 empty] | (e) - Table I-10c-L: Non-Solar Distributed Generation Impacts, Behind-the-Meter, Total Reductions in Coincident Peak Demand
(f) - Table I-12b-L: Storage Annual Net Energy Consumption, both wholesale and behind-the-meter (pumped storage is not included - see Table III-2 for current resources) | [9 empty] | (f) - Table I-12c-L: Storage Impacts, Behind-the-Meter, Reductions in Summer Coincident Peak Demand (pumped storage is not included - see Table III-2 for current resources) | [9 empty] | (f) - Table I-12d-L: Storage Impacts, Behind-the-Meter, Reductions in Winter Coincident Peak Demand (pumped storage is not included - see Table III-2 for current resources)
(g) - Table I-11b-L: Electric Vehicle Energy Usage | [9 empty] | (g) - Table I-11c-L: Electric Vehicle Summer Coincident Peak Demand | [9 empty] | (g) - Table I-11d-L: Electric Vehicle Winter Coincident Peak Demand
(h) - Table I-13a-L: Building Electrification Energy Usage - future end-use electrification including heat pumps, water heating, cooking, and other end-uses | [9 empty] | (h) - Table I-13b-L: Building Electrification Summer Coincident Peak Demand - future end-use electrification including heat pumps, water heating, cooking, and other end-uses | [9 empty] | (h) - Table I-13c-L: Building Electrification Winter Coincident Peak Demand - future end-use electrification including heat pumps, water heating, cooking, and other end-uses
(i) - Table I-2-L: Low Load Scenario Annual Energy Forecast | [9 empty] | (i) - Table I-3a-L: Low Load Scenario Summer Coincident Peak Demand Forecast | [9 empty] | (i) - Table I-3b-L: Low Load Scenario Winter Coincident Peak Demand Forecast

## I-16
Table I-16a: Summary of NYCA High Load Scenario Annual Energy Forecasts - GWh | [9 empty] | Table I-16b: Summary of NYCA High Load Scenario Summer Coincident Peak Demand Forecasts - MW | [9 empty] | Table I-16c: Summary of NYCA High Load Scenario Winter Coincident Peak Demand Forecasts - MW
Year | (a) | (b) | (c) | (d) | (e) | (f) | (g) | (h) | (i) | Year | (a) | (b) | (c) | (d) | (e) | (f) | (g) | (h) | (i) | Year | (a) | (b) | (c) | (d) | (e) | (f) | (g) | (h) | (i)
|  | (-) | = a - b | (-) | (-) | (+) | (+) | (+) | = c-d-e+f+g+h |  |  | (-) | = a - b | (-) | (-) | (-) | (+) | (+) | = c-d-e-f+g+h |  |  | (-) | = a - b | (-) | (-) | (-) | (+) | (+) | = c-d-e-f+g+h
| Econometric Energy | EE and C&S | End-Use Energy | Solar PV, BTM | Non-Solar DG, BTM | Storage Net Energy Consumption | EV Energy | Building Electrification | High Load Scenario Annual Energy Forecast |  | Econometric Peak Demand | EE and C&S | End-Use Peak Demand | Solar PV, BTM | Non-Solar DG, BTM | BTM Storage Peak Reductions | EV Peak Demand | Building Electrification | High Load Scenario Summer Peak Forecast |  | Econometric Peak Demand | EE and C&S | End-Use Peak Demand | Solar PV, BTM | Non-Solar DG, BTM | BTM Storage Peak Reductions | EV Peak Demand | Building Electrification | High Load Scenario Winter Peak Forecast
2022 | 160378 | 1829 | 158549 | 4441 | 1656 | 42 | 569 | 597 | 153660 | 2022 | 33689 | 257 | 33432 | 944 | 288 | 125 | 68 | 36 | 32179 | 2022-23 | 24281 | 158 | 24123 | 0 | 288 | 98 | 92 | 396 | 24225
2023 | 164754 | 3816 | 160938 | 5154 | 1739 | 58 | 884 | 1433 | 156420 | 2023 | 34666 | 538 | 34128 | 1023 | 304 | 198 | 114 | 63 | 32780 | 2023-24 | 24690 | 337 | 24353 | 0 | 304 | 160 | 142 | 834 | 24865
2024 | 166463 | 5979 | 160484 | 5879 | 1840 | 92 | 1326 | 2387 | 156570 | 2024 | 35126 | 847 | 34279 | 1082 | 319 | 289 | 168 | 92 | 32849 | 2024-25 | 24834 | 532 | 24302 | 0 | 319 | 234 | 214 | 1352 | 25315
2025 | 167637 | 8285 | 159352 | 6616 | 1900 | 141 | 1978 | 3475 | 156430 | 2025 | 35454 | 1185 | 34269 | 1151 | 330 | 318 | 253 | 131 | 32854 | 2025-26 | 24927 | 751 | 24176 | 0 | 330 | 264 | 320 | 1943 | 25845
2026 | 168937 | 10625 | 158312 | 7462 | 1964 | 201 | 2931 | 4762 | 156780 | 2026 | 35839 | 1535 | 34304 | 1212 | 342 | 346 | 371 | 171 | 32946 | 2026-27 | 24996 | 974 | 24022 | 0 | 342 | 294 | 471 | 2623 | 26480
2027 | 170221 | 12892 | 157329 | 8352 | 2019 | 273 | 4275 | 6274 | 157780 | 2027 | 36235 | 1877 | 34358 | 1254 | 352 | 377 | 536 | 222 | 33133 | 2027-28 | 25061 | 1199 | 23862 | 0 | 352 | 325 | 670 | 3421 | 27276
2028 | 171100 | 15043 | 156057 | 9239 | 2068 | 351 | 6042 | 8007 | 159150 | 2028 | 36688 | 2210 | 34478 | 1277 | 359 | 400 | 743 | 279 | 33464 | 2028-29 | 25089 | 1421 | 23668 | 0 | 359 | 350 | 947 | 4344 | 28250
2029 | 172158 | 17069 | 155089 | 10028 | 2118 | 427 | 8199 | 9931 | 161500 | 2029 | 37119 | 2523 | 34596 | 1288 | 369 | 423 | 1056 | 343 | 33915 | 2029-30 | 25144 | 1633 | 23511 | 0 | 369 | 379 | 1284 | 5359 | 29406
2030 | 173090 | 18984 | 154106 | 10689 | 2171 | 502 | 10717 | 12105 | 164570 | 2030 | 37535 | 2827 | 34708 | 1278 | 376 | 445 | 1453 | 413 | 34475 | 2030-31 | 25148 | 1848 | 23300 | 0 | 376 | 406 | 1744 | 6488 | 30750
2031 | 174306 | 20766 | 153540 | 11183 | 2224 | 573 | 13538 | 14526 | 168770 | 2031 | 37920 | 3111 | 34809 | 1240 | 386 | 485 | 1890 | 492 | 35080 | 2031-32 | 25269 | 2059 | 23210 | 0 | 386 | 450 | 2248 | 7669 | 32291
2032 | 175075 | 22266 | 152809 | 11552 | 2263 | 635 | 16548 | 17233 | 173410 | 2032 | 38258 | 3347 | 34911 | 1202 | 394 | 527 | 2330 | 580 | 35698 | 2032-33 | 25320 | 2245 | 23075 | 0 | 394 | 492 | 2787 | 9047 | 34023
2033 | 175908 | 23671 | 152237 | 11806 | 2302 | 692 | 19632 | 20087 | 178540 | 2033 | 38550 | 3567 | 34983 | 1154 | 401 | 566 | 2777 | 677 | 36316 | 2033-34 | 25439 | 2434 | 23005 | 0 | 401 | 538 | 3325 | 10453 | 35844
2034 | 176525 | 24982 | 151543 | 11978 | 2344 | 750 | 22711 | 23158 | 183840 | 2034 | 38844 | 3773 | 35071 | 1091 | 406 | 606 | 3216 | 777 | 36961 | 2034-35 | 25537 | 2615 | 22922 | 0 | 406 | 585 | 3874 | 11918 | 37723
2035 | 177449 | 26209 | 151240 | 12128 | 2385 | 809 | 25708 | 26346 | 189590 | 2035 | 39115 | 3966 | 35149 | 1028 | 413 | 648 | 3671 | 884 | 37615 | 2035-36 | 25777 | 2800 | 22977 | 0 | 413 | 633 | 4392 | 13339 | 39662
2036 | 178287 | 27365 | 150922 | 12250 | 2417 | 865 | 28542 | 29668 | 195330 | 2036 | 39405 | 4150 | 35255 | 975 | 419 | 690 | 4100 | 996 | 38267 | 2036-37 | 25882 | 2990 | 22892 | 0 | 419 | 681 | 4862 | 14788 | 41442
2037 | 179313 | 28453 | 150860 | 12354 | 2453 | 918 | 31166 | 32863 | 201000 | 2037 | 39690 | 4325 | 35365 | 919 | 426 | 729 | 4486 | 1107 | 38884 | 2037-38 | 25899 | 3183 | 22716 | 0 | 426 | 729 | 5282 | 16630 | 43473
2038 | 180180 | 29479 | 150701 | 12446 | 2478 | 973 | 33549 | 36061 | 206360 | 2038 | 39966 | 4484 | 35482 | 865 | 431 | 764 | 4830 | 1244 | 39496 | 2038-39 | 26070 | 3380 | 22690 | 0 | 431 | 764 | 5641 | 18753 | 45889
2039 | 181392 | 30447 | 150945 | 12526 | 2519 | 1025 | 35654 | 39131 | 211710 | 2039 | 40239 | 4639 | 35600 | 812 | 438 | 795 | 5123 | 1418 | 40096 | 2039-40 | 26288 | 3579 | 22709 | 0 | 438 | 795 | 5947 | 20159 | 47582
2040 | 182452 | 31365 | 151087 | 12596 | 2547 | 1072 | 37451 | 42113 | 216580 | 2040 | 40485 | 4781 | 35704 | 762 | 442 | 825 | 5367 | 1595 | 40637 | 2040-41 | 26455 | 3779 | 22676 | 0 | 442 | 825 | 6305 | 21507 | 49221
2041 | 183752 | 32246 | 151506 | 12642 | 2568 | 1121 | 38626 | 44707 | 220750 | 2041 | 40733 | 4915 | 35818 | 707 | 446 | 854 | 5504 | 1762 | 41077 | 2041-42 | 26509 | 3974 | 22535 | 0 | 446 | 854 | 6769 | 22666 | 50670
2042 | 184942 | 33084 | 151858 | 12687 | 2606 | 1166 | 39291 | 47148 | 224170 | 2042 | 40990 | 5039 | 35951 | 655 | 453 | 882 | 5553 | 1923 | 41437 | 2042-43 | 26709 | 4176 | 22533 | 0 | 453 | 882 | 7137 | 23616 | 51951
2043 | 186415 | 33879 | 152536 | 12727 | 2633 | 1214 | 39852 | 49288 | 227530 | 2043 | 41202 | 5155 | 36047 | 603 | 457 | 909 | 5592 | 2071 | 41741 | 2043-44 | 26891 | 4368 | 22523 | 0 | 457 | 909 | 7428 | 24468 | 53053
2044 | 187631 | 34633 | 152998 | 12768 | 2649 | 1258 | 40321 | 51290 | 230450 | 2044 | 41393 | 5262 | 36131 | 555 | 460 | 936 | 5624 | 2214 | 42018 | 2044-45 | 26972 | 4568 | 22404 | 0 | 460 | 936 | 7685 | 25296 | 53989
2045 | 189034 | 35368 | 153666 | 12807 | 2678 | 1303 | 40693 | 52773 | 232950 | 2045 | 41603 | 5360 | 36243 | 510 | 466 | 961 | 5645 | 2340 | 42291 | 2045-46 | 27084 | 4766 | 22318 | 0 | 466 | 961 | 7887 | 25989 | 54767
2046 | 190178 | 36079 | 154099 | 12841 | 2705 | 1345 | 40964 | 54118 | 234980 | 2046 | 41817 | 5457 | 36360 | 467 | 470 | 986 | 5658 | 2454 | 42549 | 2046-47 | 27250 | 4963 | 22287 | 0 | 470 | 986 | 8046 | 26479 | 55356
2047 | 191665 | 36779 | 154886 | 12876 | 2728 | 1387 | 41135 | 55206 | 237010 | 2047 | 42051 | 5549 | 36502 | 435 | 474 | 1015 | 5662 | 2559 | 42799 | 2047-48 | 27471 | 5171 | 22300 | 0 | 474 | 1015 | 8166 | 26754 | 55731
2048 | 192834 | 37459 | 155375 | 12911 | 2757 | 1425 | 41217 | 56191 | 238540 | 2048 | 42275 | 5638 | 36637 | 404 | 479 | 1039 | 5658 | 2651 | 43024 | 2048-49 | 27689 | 5379 | 22310 | 0 | 479 | 1039 | 8253 | 26930 | 55975
2049 | 194239 | 38119 | 156120 | 12946 | 2776 | 1465 | 41220 | 56707 | 239790 | 2049 | 42513 | 5720 | 36793 | 381 | 484 | 1062 | 5646 | 2734 | 43246 | 2049-50 | 27828 | 5587 | 22241 | 0 | 484 | 1062 | 8308 | 27217 | 56220
2050 | 195402 | 38747 | 156655 | 12975 | 2798 | 1500 | 41157 | 57181 | 240720 | 2050 | 42766 | 5797 | 36969 | 361 | 487 | 1087 | 5629 | 2800 | 43463 | 2050-51 | 27998 | 5781 | 22217 | 0 | 487 | 1087 | 8334 | 27416 | 56393
2051 | 196991 | 39376 | 157615 | 13007 | 2826 | 1536 | 41041 | 57541 | 241900 | 2051 | 42950 | 5871 | 37079 | 342 | 492 | 1110 | 5608 | 2854 | 43597 | 2051-52 | 28225 | 5977 | 22248 | 0 | 492 | 1110 | 8341 | 27501 | 56488
2052 | 198308 | 39973 | 158335 | 13037 | 2840 | 1572 | 40889 | 57971 | 242890 | 2052 | 43087 | 5941 | 37146 | 324 | 495 | 1128 | 5580 | 2897 | 43676 | 2052-53 | 28309 | 6173 | 22136 | 0 | 495 | 1128 | 8310 | 27668 | 56491
(a) - Econometric Energy Forecast - Reflects impacts of projected weather trends, economic growth, and interconnecting large loads | [9 empty] | (a) - Econometric Summer Peak Demand - Reflects impacts of projected weather trends, economic growth, and interconnecting large loads | [9 empty] | (a) - Econometric Winter Peak Demand - Reflects impacts of projected weather trends, economic growth, and interconnecting large loads
(b) - Table I-8a-H: Energy Efficiency and Codes & Standards Energy Impacts, Relative to 2021 | [9 empty] | (b) - Table I-8b-H: Energy Efficiency and Codes & Standards Summer Coincident Peak Demand Reductions, Relative to 2021 | [9 empty] | (b) - Table I-8c-H: Energy Efficiency and Codes & Standards Winter Coincident Peak Demand Reductions, Relative to 2021-22
(c) - End-Use Energy Consumption - Reflects projected end use energy consumption | [9 empty] | (c) - End-Use Summer Peak Demand - Reflects projected end use summer coincident peak demand | [9 empty] | (c) - End-Use Winter Peak Demand - Reflects projected end use winter coincident peak demand
(d) - Table I-9b-H: Solar PV Impacts, Behind-the-Meter - Total Reductions in Annual Energy | [9 empty] | (d) - Table I-9c-H: Solar PV Impacts, Behind-the-Meter, Total Reductions in Summer Coincident Peak Demand | [9 empty] | (d) - The forecast of solar PV-related reductions to the winter peak is zero because the system typically peaks after sunset
(e) - Table I-10b-H: Non-Solar Distributed Generation Impacts, Behind-the-Meter - Total Reductions in Annual Energy | [9 empty] | (e) - Table I-10c-H: Non-Solar Distributed Generation Impacts, Behind-the-Meter, Total Reductions in Coincident Peak Demand | [9 empty] | (e) - Table I-10c-H: Non-Solar Distributed Generation Impacts, Behind-the-Meter, Total Reductions in Coincident Peak Demand
(f) - Table I-12b-H: Storage Annual Net Energy Consumption, both wholesale and behind-the-meter (pumped storage is not included - see Table III-2 for current resources) | [9 empty] | (f) - Table I-12c-H: Storage Impacts, Behind-the-Meter, Reductions in Summer Coincident Peak Demand (pumped storage is not included - see Table III-2 for current resources) | [9 empty] | (f) - Table I-12d-H: Storage Impacts, Behind-the-Meter, Reductions in Winter Coincident Peak Demand (pumped storage is not included - see Table III-2 for current resources)
(g) - Table I-11b-H: Electric Vehicle Energy Usage | [9 empty] | (g) - Table I-11c-H: Electric Vehicle Summer Coincident Peak Demand | [9 empty] | (g) - Table I-11d-H: Electric Vehicle Winter Coincident Peak Demand
(h) - Table I-13a-H: Building Electrification Energy Usage - future end-use electrification including heat pumps, water heating, cooking, and other end-uses | [9 empty] | (h) - Table I-13b-H: Building Electrification Summer Coincident Peak Demand - future end-use electrification including heat pumps, water heating, cooking, and other end-uses | [9 empty] | (h) - Table I-13c-H: Building Electrification Winter Coincident Peak Demand - future end-use electrification including heat pumps, water heating, cooking, and other end-uses
(i) - Table I-2-H: High Load Scenario Annual Energy Forecast | [9 empty] | (i) - Table I-3a-H: High Load Scenario Summer Coincident Peak Demand Forecast | [9 empty] | (i) - Table I-3b-H: High Load Scenario Winter Coincident Peak Demand Forecast

## I-17
Table I-17: Projection of SCR and EDRP Enrollment
Special Case Resources - MW |  |  |  | Emergency Demand Response Program - MW
| Zone | Summer | Winter |  | Zone | Summer | Winter
| A | 223.3 | 124.4 |  | A | 0 | 0
| B | 28.1 | 19.7 |  | B | 0 | 0
| C | 83.9 | 66.9 |  | C | 0 | 0.1
| D | 188.3 | 77.9 |  | D | 0 | 0
| E | 33 | 15.3 |  | E | 0.1 | 0.1
| F | 79.4 | 77 |  | F | 0 | 0
| G | 44.5 | 19.8 |  | G | 0 | 0.1
| H | 11.4 | 8.6 |  | H | 0 | 0.1
| I | 29 | 19.1 |  | I | 0.2 | 0.3
| J | 406.4 | 243 |  | J | 5.4 | 0.1
| K | 36.8 | 21.9 |  | K | 0 | 0
| NYCA | 1164.1 | 693.6 |  | NYCA | 5.7 | 0.8
Note: SCR and EDRP values are based on the projected enrollment for Summer 2022 and Winter 2022-23.
Projected SCR enrollment is assumed to remain constant through the 2032-33 Capability Year in Table V-2.

## I-18
Table I-18: Historical NYCA System Peak Demand
New York Control Area System Coincident Peaks
Summer Coincident Peak Dates & Times |  |  |  | Winter Coincident Peak Dates & Times
May 1 through October 31 |  |  |  | November 1 through following April 30
Year | Date | Hour Beginning | Summer Peak MW | Year | Date | Hour Beginning | Winter Peak MW
1997 | 1997-07-15 | 14 | 28699 | 1997 - 98 | 1997-12-10 | 17 | 22445
1998 | 1998-07-22 | 16 | 28161 | 1998 - 99 | 1999-01-14 | 17 | 23878
1999 | 1999-07-06 | 13 | 30311 | 1999 - 00 | 2000-01-18 | 17 | 24041
2000 | 2000-06-26 | 16 | 28138 | 2000 - 01 | 2000-12-13 | 17 | 23774
2001 | 2001-08-09 | 14 | 30982 | 2001 - 02 | 2002-04-18 | 16 | 23713
2002 | 2002-07-29 | 16 | 30664 | 2002 - 03 | 2003-01-23 | 18 | 24454
2003 | 2003-06-26 | 16 | 30333 | 2003 - 04 | 2004-01-15 | 18 | 25262
2004 | 2004-06-09 | 16 | 28433 | 2004 - 05 | 2004-12-20 | 17 | 25541
2005 | 2005-07-26 | 16 | 32075 | 2005 - 06 | 2005-12-14 | 18 | 25060
2006 | 2006-08-02 | 13 | 33939 | 2006 - 07 | 2007-02-05 | 17 | 25056.7
2007 | 2007-08-08 | 16 | 32169.1 | 2007 - 08 | 2008-01-03 | 18 | 25021.1
2008 | 2008-06-09 | 16 | 32432 | 2008 - 09 | 2008-12-22 | 17 | 24673
2009 | 2009-08-17 | 15 | 30844 | 2009 - 10 | 2009-12-17 | 17 | 24074
2010 | 2010-07-06 | 16 | 33452 | 2010 - 11 | 2010-12-14 | 17 | 24654
2011 | 2011-07-22 | 15 | 33865 | 2011 - 12 | 2012-01-03 | 17 | 23901
2012 | 2012-07-17 | 16 | 32439 | 2012 - 13 | 2013-01-24 | 18 | 24658
2013 | 2013-07-19 | 16 | 33956 | 2013 - 14 | 2014-01-07 | 18 | 25738
2014 | 2014-09-02 | 15 | 29782 | 2014 - 15 | 2015-01-07 | 18 | 24648
2015 | 2015-07-29 | 16 | 31138 | 2015 - 16 | 2016-01-19 | 18 | 23317
2016 | 2016-08-11 | 16 | 32076 | 2016 - 17 | 2016-12-15 | 17 | 24164
2017 | 2017-07-19 | 17 | 29699 | 2017 - 18 | 2018-01-05 | 17 | 25081
2018 | 2018-08-29 | 16 | 31861 | 2018 - 19 | 2019-01-21 | 18 | 24728
2019 | 2019-07-20 | 16 | 30397 | 2019 - 20 | 2019-12-19 | 17 | 23253
2020 | 2020-07-27 | 17 | 30660 | 2020 - 21 | 2020-12-16 | 17 | 22542
2021* | 2021-06-29 | 17 | 30919 | 2021 - 22 | 2022-01-11 | 17 | 23235
Note: Record peaks are highlighted.
Note: Peak hours are reported as hour beginning (e.g., if the peak occurs during the 4 to 5 PM hour, the hour beginning value is 16).
Note: Beginning in 2021, the peak hour for purposes of the ICAP market weather normalization and forecast is constrained to
July and August non-holiday weekdays.
* The ICAP market peak hour in 2021 was 8/26/2021, hour beginning 16.