## Information
2021-2040 System & Resource Outlook Data Document
Date Posted: |  | August 10th 2022
File Description: |  | This file provides selected data and figures from the 2021-2040 System & Resource Outlook Appendix. Figures are presented in order of appearance in the Appendix.
Caution and Disclaimer
The contents of these materials are for information purposes and are provided “as is” without representation or warranty of any kind, including without limitation, accuracy, completeness or fitness for any particular purposes. The New York Independent System Operator (“NYISO”) assumes no responsibility to the reader or any other party for the consequences of any errors or omissions. The NYISO may revise these materials at any time in its sole discretion without notice to the reader.
NYISO System Resources and Planning staff can be reached at 518-356-6000 to address any questions regarding this document or the NYISO’s Economic Planning Process.

## GenByTypeBaseContract
NYCA Generation by Type by Year for Base and Contract Case
Baseline Case Generation (GWh) | Y2021 | Y2022 | Y2023 | Y2024 | Y2025 | Y2026 | Y2027 | Y2028 | Y2029 | Y2030 | Y2031 | Y2032 | Y2033 | Y2034 | Y2035 | Y2036 | Y2037 | Y2038 | Y2039 | Y2040
Combined Cycle | 46601.2182 | 52384.5064 | 56125.766 | 56658.2215 | 56355.6478 | 57123.7443 | 56149.9616 | 56849.4042 | 56341.1107 | 57499.3002 | 57684.351 | 58249.1314 | 57118.0603 | 58863.5759 | 58373.9538 | 59872.1648 | 60057.3303 | 61766.4508 | 61337.6174 | 63736.268
Combustion Turbine | 567.7712 | 530.3897 | 578.2569 | 513.3072 | 342.6755 | 336.9261 | 337.6859 | 332.7512 | 426.6293 | 418.1792 | 444.3407 | 482.2037 | 459.8999 | 502.6418 | 548.7751 | 598.0657 | 661.9269 | 712.3311 | 715.4783 | 900.4172
Conventional Hydro | 28974.058 | 28974.2198 | 28974.3683 | 28974.397 | 28974.6231 | 28974.5883 | 28974.5083 | 28974.3852 | 28974.3418 | 28974.3401 | 28974.6026 | 28974.4445 | 28974.3639 | 28974.3854 | 28974.3433 | 28974.6144 | 28974.5597 | 28974.4322 | 28974.3703 | 28974.3907
Internal Combustion Engine | 0.51031 | 0.48888 | 0.43132 | 0.3914 | 0.288 | 0.21904 | 0.28423 | 0.43871 | 0.91343 | 0.7777 | 0.49684 | 0.44081 | 0.63 | 0.5991 | 1.2511 | 1.467 | 1.2313 | 2.0818 | 3.0123 | 3.876
Landfill Gas | 842.4826 | 862.3155 | 873.6584 | 875.8579 | 874.0057 | 873.2842 | 872.674 | 875.6057 | 872.6101 | 871.7091 | 872.5275 | 875.2506 | 872.7562 | 872.8055 | 873.2005 | 875.5296 | 873.0812 | 872.7782 | 872.2622 | 873.3089
Pumped Storage Hydro | -629.2466 | -554.5136 | -540.7615 | -576.5079 | -624.3159 | -664.4634 | -672.4311 | -624.4256 | -648.3986 | -662.7119 | -655.7959 | -655.0303 | -558.9508 | -551.5035 | -518.4568 | -507.8581 | -490.6293 | -502.2252 | -461.1389 | -426.0773
Solar | 3725.2522 | 5062.7941 | 6011.4631 | 6833.4722 | 7282.5156 | 7654.1061 | 7998.3357 | 8343.2806 | 8607.2852 | 8856.1199 | 9085.529 | 9298.8496 | 9492.6722 | 9670.3519 | 9816.2858 | 9941.1711 | 10012.9436 | 10085.1375 | 10160.2686 | 10223.0121
Steam Turbine (Nuclear) | 30918.6071 | 26993.37 | 28324.6087 | 27510.9108 | 28320.811 | 27002.3062 | 28756.0486 | 27081.547 | 28324.8263 | 27429.6046 | 28320.4654 | 27083.179 | 28756.0486 | 27002.0614 | 28324.0054 | 27512.6134 | 28323.487 | 27002.3974 | 28756.0486 | 27082.3078
Steam Turbine (Oil and Gas) | 5886.3566 | 6259.5816 | 6495.5525 | 6522.1381 | 6338.6499 | 5441.0399 | 5601.7429 | 5746.25 | 5736.9027 | 5548.998 | 5989.6583 | 5400.4533 | 6183.2012 | 5927.6776 | 6082.4345 | 6205.6475 | 6369.859 | 6249.7449 | 6607.2987 | 6662.5403
Other Steam Turbines | 1573.393 | 1573.4061 | 1573.1359 | 1576.6722 | 1572.0293 | 1574.3617 | 1573.9946 | 1579.1677 | 1573.4922 | 1572.6626 | 1572.173 | 1577.8758 | 1573.6759 | 1574.3474 | 1573.9794 | 1577.4224 | 1575.5333 | 1575.1569 | 1574.2529 | 1572.8224
Land Based Wind | 4469.1625 | 4984.3833 | 5685.338 | 5991.2371 | 5954.4528 | 5969.6621 | 5984.0928 | 6026.1751 | 5969.7917 | 5968.5625 | 5952.8972 | 6004.2194 | 6012.1314 | 6015.6288 | 5968.9278 | 5981.7089 | 5968.8 | 5984.0925 | 6011.5938 | 6039.1039
Contract Case Generation (GWh) | Y2021 | Y2022 | Y2023 | Y2024 | Y2025 | Y2026 | Y2027 | Y2028 | Y2029 | Y2030 | Y2031 | Y2032 | Y2033 | Y2034 | Y2035 | Y2036 | Y2037 | Y2038 | Y2039 | Y2040
Combined Cycle | 46588.3619 | 51682.5147 | 53420.5705 | 48916.8383 | 48511.102 | 45180.3921 | 44309.4399 | 44622.66 | 44128.3989 | 45047.7877 | 45137.8042 | 46134.3667 | 45088.4818 | 46750.3446 | 46331.6419 | 47435.0135 | 47996.4005 | 49820.9342 | 49531.9916 | 51937.7793
Combustion Turbine | 556.7505 | 496.3864 | 547.9428 | 403.5148 | 226.7735 | 136.6215 | 158.2609 | 180.0449 | 230.1538 | 248.7503 | 217.6066 | 251.5982 | 276.2442 | 279.3973 | 316.5658 | 353.8437 | 387.1512 | 419.5853 | 432.9478 | 500.2212
Conventional Hydro | 28973.9482 | 28974.2713 | 28974.169 | 28969.6123 | 28962.9157 | 28962.9741 | 28962.9306 | 28962.9092 | 28962.4577 | 28960.7912 | 28963.0193 | 28964.403 | 28963.8431 | 28964.2305 | 28963.8922 | 28963.5261 | 28965.4537 | 28965.7745 | 28964.5306 | 28965.4738
Internal Combustion Engine | 0.51129 | 0.48626 | 0.41391 | 0.09 | 0.10347 | 0.025858 | 0.099 | 0.117 | 0.333 | 0.31562 | 0.22305 | 0.243 | 0.38984 | 0.32398 | 0.72193 | 0.864 | 0.82179 | 1.3395 | 1.7792 | 2.6273
Landfill Gas | 842.1711 | 860.2026 | 869.2326 | 859.3866 | 852.055 | 845.9691 | 845.6665 | 855.5248 | 849.7221 | 853.7739 | 851.9777 | 858.7154 | 858.4326 | 859.9387 | 859.5212 | 863.7291 | 861.7194 | 861.8319 | 862.4312 | 864.3813
Pumped Storage Hydro | -626.1675 | -525.5718 | -488.4529 | -681.6054 | -716.6995 | -880.6623 | -897.2705 | -885.9635 | -876.4269 | -853.7017 | -877.8423 | -858.3044 | -828.7671 | -790.7907 | -763.0271 | -726.2183 | -698.8139 | -643.8359 | -629.336 | -558.5725
Solar | 219.8195 | 1486.0105 | 4220.6025 | 8818.3553 | 8849.1099 | 8841.7001 | 8847.8143 | 8867.8837 | 8835.6315 | 8839.1017 | 8835.207 | 8857.2419 | 8846.2198 | 8851.2995 | 8847.7309 | 8858.3242 | 8847.8577 | 8863.2596 | 8858.7091 | 8872.2732
Steam Turbine (Nuclear) | 30916.8064 | 26992.6859 | 28323.2485 | 27510.5851 | 28319.3353 | 26996.5916 | 28751.0207 | 27079.7794 | 28321.7423 | 27427.932 | 28317.574 | 27079.8292 | 28754.7509 | 27000.9894 | 28322.5008 | 27511.5216 | 28323.2313 | 27001.2717 | 28756.0486 | 27082.2735
Steam Turbine (Oil and Gas) | 7011.9031 | 7926.196 | 7527.3739 | 6476.3196 | 6371.9291 | 5186.8193 | 5443.7846 | 5453.9578 | 5482.5551 | 5336.3841 | 5688.9066 | 5185.106 | 5868.2593 | 5541.1377 | 5699.7932 | 5761.34 | 6069.5947 | 5940.3109 | 6207.6443 | 6162.1863
Other Steam Turbines | 1573.8683 | 1573.2555 | 1573.2195 | 1576.7165 | 1572.0293 | 1574.3617 | 1573.9946 | 1579.1677 | 1573.4922 | 1572.6626 | 1572.173 | 1577.8758 | 1573.6759 | 1574.3474 | 1573.9794 | 1577.4224 | 1575.5333 | 1575.1569 | 1574.2529 | 1572.8224
Offshore Wind | 0 | 0 | 0 | 7333.5628 | 7306.7343 | 15150.3164 | 15096.0657 | 15183.5802 | 15134.1422 | 15181.153 | 15192.7655 | 15201.9054 | 15164.4308 | 15150.6781 | 15170.9399 | 15263.887 | 15211.72 | 15170.3757 | 15203.2842 | 15243.4984
Land Based Wind | 4526.8327 | 5246.8182 | 7586.6078 | 8572.1415 | 8522.8903 | 8537.0267 | 8555.3049 | 8605.9553 | 8536.9438 | 8538.0974 | 8519.9834 | 8584.7074 | 8584.1735 | 8584.1102 | 8538.7198 | 8558.2925 | 8537.9506 | 8561.5174 | 8589.2531 | 8624.9212

## Appendix E-Modeling_Assumptions
Figure 1 |  |  | Figure 5: NYCA Capacity (MW) | [12 empty] | Figure 21: Control Area Capacity Values
| Major Modeling Inputs |  | Year | A | B | C | D | E | F | G | H | I | J | K | NYCA | SUMMER CAP (MW) | 2021 | 2022 | 2023 | 2024 | 2025 | 2026 | 2027 | 2028 | 2029 | 2030
| Input Parameter | Change from 2019 CARIS 1 | 2021 | 3497 | 771 | 6650 | 2056 | 1223 | 4734 | 4704 | 1088 | 0 | 9618 | 5167 | 39508 | IESO | 35646 | 35650 | 36732 | 36732 | 37228 | 35164 | 35164 | 35206 | 35206 | 35206
| Load Forecast | comparable in value, slightly lower | 2022 | 3570 | 791 | 6810 | 2075 | 1347 | 4734 | 4704 | 52 | 0 | 9602 | 5154 | 38839 | Combined Cycle | 6923 | 6923 | 6885 | 6885 | 6885 | 6885 | 6885 | 6885 | 6885 | 6885
|  | Modeled Large Loads from the 2021 Load and Capacity Data Report | 2023 | 3570 | 791 | 7048 | 2075 | 1367 | 4734 | 4666 | 52 | 0 | 9075 | 5043 | 38421 | Combustion Turbine | 716 | 716 | 1836 | 1836 | 3404 | 3404 | 3404 | 3404 | 3404 | 3404
| Natural Gas Price Forecast | higher | 2024 | 3570 | 791 | 7048 | 2075 | 1367 | 4734 | 4666 | 52 | 0 | 9075 | 5043 | 38421 | Conventional Hydro | 7121 | 7163 | 7163 | 7163 | 7121 | 7121 | 7121 | 7163 | 7163 | 7163
| CO2 Price Forecast | higher | 2025 | 3637 | 791 | 7048 | 2056 | 1367 | 4734 | 4666 | 52 | 0 | 9047 | 5043 | 38441 | Other Steam Turbines | 332 | 294 | 294 | 294 | 294 | 294 | 294 | 294 | 294 | 294
| NOx Price Forecast | Annual NOX lower, Ozone NOX high in earlier years and lower in later years | 2026 | 3637 | 791 | 7048 | 2056 | 1367 | 4734 | 4666 | 52 | 0 | 9047 | 5043 | 38441 | Pumped Storage Hydro | 175 | 175 | 175 | 175 | 175 | 175 | 175 | 175 | 175 | 175
| SO2 Price Forecast | same | 2027 | 3637 | 791 | 7048 | 2056 | 1367 | 4734 | 4666 | 52 | 0 | 9047 | 5043 | 38441 | Solar | 478 | 478 | 478 | 478 | 478 | 478 | 478 | 478 | 478 | 478
| Hurdle Rates | PJM lower, MISO higher | 2028 | 3570 | 791 | 7048 | 2075 | 1367 | 4734 | 4666 | 52 | 0 | 9047 | 5043 | 38393 | Steam Turbine (Nuclear) | 12959 | 12959 | 12959 | 12959 | 11929 | 9865 | 9865 | 9865 | 9865 | 9865
| Modeling Changes |  | 2029 | 3570 | 791 | 7048 | 2075 | 1367 | 4734 | 4666 | 52 | 0 | 9047 | 5043 | 38393 | Steam Turbine (Oil and Gas) | 2018 | 2018 | 2018 | 2018 | 2018 | 2018 | 2018 | 2018 | 2018 | 2018
| MAPS Software Upgrades | GE MAPS Version 14.400.1404 was used for production cost simulation | 2030 | 3637 | 791 | 7048 | 2056 | 1367 | 4734 | 4666 | 52 | 0 | 9047 | 5043 | 38441 | Wind | 4924 | 4924 | 4924 | 4924 | 4924 | 4924 | 4924 | 4924 | 4924 | 4924
| PJM/NYISO JOA | same | 2031 | 3637 | 791 | 7048 | 2056 | 1367 | 4734 | 4666 | 52 | 0 | 9047 | 5043 | 38441 | NYISO | 39507 | 38837 | 38421 | 38421 | 38441 | 38441 | 38441 | 38393 | 38393 | 38393
| NY Transmission Upgrades | LTP Updates on Con Edison 345/138 kV PAR controlled feeder lines in NY city. | 2032 | 3637 | 791 | 7048 | 2056 | 1367 | 4734 | 4666 | 52 | 0 | 9047 | 5043 | 38441 | Combined Cycle | 11206 | 11206 | 11206 | 11206 | 11206 | 11206 | 11206 | 11206 | 11206 | 11206
|  | STRP solution for addressing 2023 short-term need | 2033 | 3570 | 791 | 7048 | 2075 | 1367 | 4734 | 4666 | 52 | 0 | 9047 | 5043 | 38393 | Combustion Turbine | 4482 | 4453 | 3778 | 3778 | 3750 | 3750 | 3750 | 3750 | 3750 | 3750
|  | SR in-service on following 345 kV cables: 71, 72, M51, M52 | 2034 | 3570 | 791 | 7048 | 2075 | 1367 | 4734 | 4666 | 52 | 0 | 9047 | 5043 | 38393 | Conventional Hydro | 4489 | 4441 | 4441 | 4441 | 4489 | 4489 | 4489 | 4441 | 4441 | 4441
|  | Bypassing the SR on the following 345 kV cables: 41, 42, Y49 | 2035 | 3570 | 791 | 7048 | 2075 | 1367 | 4734 | 4666 | 52 | 0 | 9047 | 5043 | 38393 | Internal Combustion Engine | 22 | 22 | 22 | 22 | 22 | 22 | 22 | 22 | 22 | 22
|  |  | 2036 | 3637 | 791 | 7048 | 2056 | 1367 | 4734 | 4666 | 52 | 0 | 9047 | 5043 | 38441 | Landfill Gas | 106 | 106 | 106 | 106 | 106 | 106 | 106 | 106 | 106 | 106
Figure 4 |  |  | 2037 | 3637 | 791 | 7048 | 2056 | 1367 | 4734 | 4666 | 52 | 0 | 9047 | 5043 | 38441 | Other Steam Turbines | 209 | 209 | 209 | 209 | 209 | 209 | 209 | 209 | 209 | 209
Timeline of Modeling Changes |  |  | 2038 | 3637 | 791 | 7048 | 2056 | 1367 | 4734 | 4666 | 52 | 0 | 9047 | 5043 | 38441 | Pumped Storage Hydro | 1405 | 1405 | 1405 | 1405 | 1405 | 1405 | 1405 | 1405 | 1405 | 1405
Year | ISD | Resource | 2039 | 3570 | 791 | 7048 | 2075 | 1367 | 4734 | 4666 | 52 | 0 | 9047 | 5043 | 38393 | Solar | 384 | 522 | 542 | 542 | 542 | 542 | 542 | 542 | 542 | 542
2021 | 7/1/2021 | Janis Solar, 20 MW | 2040 | 3570 | 791 | 7048 | 2075 | 1367 | 4734 | 4666 | 52 | 0 | 9047 | 5043 | 38393 | Steam Turbine (Nuclear) | 4378 | 3342 | 3342 | 3342 | 3342 | 3342 | 3342 | 3342 | 3342 | 3342
| 7/6/2021 | Cassadaga Wind, 126.5 MW | Figure 5: NYCA Capacity (MW) Year: Figure 2: Annual Zonal Energy (GWh) | Steam Turbine (Oil and Gas) | 10634 | 10634 | 10634 | 10634 | 10634 | 10634 | 10634 | 10634 | 10634 | 10634
| 8/1/2021 | Puckett Solar, 20 MW | Year | A | B | C | D | E | F | G | H | I | J | K | NYCA | Wind | 2192 | 2497 | 2736 | 2736 | 2736 | 2736 | 2736 | 2736 | 2736 | 2736
| 9/1/2021 | Tayandenega Solar, 20 MW | 2021 | 14866.168 | 10013.212 | 15910.731 | 5570.959 | 8110.037 | 12367.081 | 9588.12 | 2916.035 | 5823.716 | 48647.25 | 20708.136 | 154521.445 | PJM | 202357 | 205746 | 205703 | 204617 | 204652 | 204652 | 204652 | 204617 | 204617 | 204617
| 11/1/2021 | Albany County 1 Solar, 20 MW | 2022 | 15773.648 | 10061.633 | 16095.516 | 6695.562 | 8153.136 | 12441.253 | 9512.513 | 2927.155 | 5840.654 | 48490.589 | 20510.593 | 156502.252 | Combined Cycle | 53770 | 57646 | 58846 | 58846 | 58846 | 58846 | 58846 | 58846 | 58846 | 58846
|  | Albany County 2 Solar, 20 MW | 2023 | 16947.567 | 10052.77 | 16485.286 | 7303.154 | 8179.764 | 12444.849 | 9464.966 | 2934.231 | 5848.603 | 48021.24 | 20213.167 | 157895.597 | Combustion Turbine | 29655 | 29655 | 29611 | 29531 | 29531 | 29531 | 29531 | 29531 | 29531 | 29531
|  | Greene County 1 Solar, 20 MW | 2024 | 17129.697 | 10049.458 | 16657.964 | 7478.195 | 8196.889 | 12448.395 | 9427.688 | 2937.097 | 5809.989 | 47655.575 | 20024.689 | 157815.636 | Conventional Hydro | 2928 | 2893 | 2893 | 2893 | 2928 | 2928 | 2928 | 2893 | 2893 | 2893
|  | Greene County 2 Solar, 10 MW | 2025 | 17361.708 | 9952.008 | 16776.383 | 7657.378 | 8240.179 | 12364.458 | 9440.094 | 2938.938 | 5770.873 | 47476.796 | 19816.724 | 157795.539 | Internal Combustion Engine | 683 | 683 | 683 | 683 | 683 | 683 | 683 | 683 | 683 | 683
|  | North Country Solar, 15 MW | 2026 | 17597.014 | 9901.1 | 16797.252 | 7815.133 | 8282.582 | 12346.352 | 9440.657 | 2949.917 | 5754.757 | 47382.69 | 19600.972 | 157868.426 | Landfill Gas | 521 | 521 | 521 | 521 | 521 | 521 | 521 | 521 | 521 | 521
|  | Pattersonville Solar, 20 MW | 2027 | 17728.965 | 9850.323 | 16786.743 | 7967.014 | 8312.308 | 12354.095 | 9459.227 | 2961.064 | 5764.66 | 47441.62 | 19565.538 | 158191.557 | Other Steam Turbines | 3338 | 3338 | 3338 | 3338 | 3338 | 3338 | 3338 | 3338 | 3338 | 3338
|  | ELP Stillwater Solar, 20 MW | 2028 | 17723.852 | 9832.677 | 16770.251 | 7969.299 | 8333.5 | 12440.257 | 9481.775 | 2973.546 | 5783.653 | 47627.24 | 19707.838 | 158643.888 | Pumped Storage Hydro | 5182 | 5182 | 5182 | 5182 | 5182 | 5182 | 5182 | 5182 | 5182 | 5182
|  | Darby Solar, 20 MW | 2029 | 17743.25 | 9830.365 | 16739.579 | 7968.33 | 8346.693 | 12502.606 | 9488.644 | 2980.844 | 5808.697 | 47878.714 | 19912.177 | 159199.899 | Solar | 4265 | 4925 | 4925 | 4925 | 4925 | 4925 | 4925 | 4925 | 4925 | 4925
|  | Branscomb Solar, 20 MW | 2030 | 17817.858 | 9839.822 | 16730.042 | 7973.015 | 8378.119 | 12569.963 | 9548.055 | 2991.972 | 5837.855 | 48173.995 | 20188.943 | 160049.639 | Steam Turbine (Coal) | 49716 | 48706 | 47507 | 46501 | 46501 | 46501 | 46501 | 46501 | 46501 | 46501
| 2021-12-01 | Grissom Solar, 20 MW | 2031 | 17871.642 | 9874.99 | 16685.138 | 7981.502 | 8408.077 | 12678.892 | 9594.152 | 3005.941 | 5881.897 | 48572.761 | 20453.732 | 161008.724 | Steam Turbine (Nuclear) | 33418 | 33418 | 33418 | 33418 | 33418 | 33418 | 33418 | 33418 | 33418 | 33418
|  | Regan Solar, 20 MW | 2032 | 17935.118 | 9910.188 | 16660.332 | 7989.941 | 8440.607 | 12784.158 | 9648.238 | 3022.225 | 5930.851 | 49024.759 | 20714.991 | 162061.408 | Steam Turbine (Oil and Gas) | 7168 | 7066 | 7066 | 7066 | 7066 | 7066 | 7066 | 7066 | 7066 | 7066
|  | Rock District Solar, 20 MW | 2033 | 18026.2 | 9956.344 | 16662.013 | 8000.388 | 8472.9 | 12899.178 | 9724.78 | 3044.415 | 5992.519 | 49570.197 | 20986.395 | 163335.329 | Wind | 11713 | 11713 | 11713 | 11713 | 11713 | 11713 | 11713 | 11713 | 11713 | 11713
|  | Roaring Brook Wind, 79.7 MW | 2034 | 18137.206 | 10005.585 | 16688.469 | 8010.671 | 8518.415 | 13001.868 | 9803.068 | 3071.39 | 6058.346 | 50152.786 | 21264.793 | 164712.597 | ISO-NE | 32177 | 32883 | 32321 | 32049 | 30416 | 30416 | 30416 | 30443 | 30443 | 30443
2022 | 1/1/2022 | WNY Stamp Load | 2035 | 18263.254 | 10069.458 | 16746.677 | 8024.924 | 8562.702 | 13109.84 | 9897.653 | 3099.896 | 6133.599 | 50811.684 | 21579.231 | 166298.918 | Combined Cycle | 13988 | 14512 | 14449 | 14449 | 13012 | 13012 | 13012 | 13012 | 13012 | 13012
|  | Greenidge Load | 2036 | 18389.466 | 10133.112 | 16836.021 | 8038.937 | 8610.317 | 13223.867 | 10001.399 | 3134.074 | 6217.2 | 51535.346 | 21893.138 | 168012.877 | Combustion Turbine | 3401 | 3556 | 3540 | 3391 | 3373 | 3373 | 3373 | 3373 | 3373 | 3373
|  | Somerset Load | 2037 | 18514.673 | 10206.823 | 16949.647 | 8055.021 | 8657.915 | 13338.866 | 10113.452 | 3171.91 | 6305.585 | 52330.19 | 22221.885 | 169865.967 | Conventional Hydro | 1961 | 1988 | 1988 | 1988 | 1961 | 1961 | 1961 | 1988 | 1988 | 1988
|  | Cayuga Load | 2038 | 18651.384 | 10282.809 | 17084.74 | 8070.186 | 8712.516 | 13467.72 | 10239.28 | 3217.028 | 6401.585 | 53168.225 | 22553.033 | 171848.506 | Internal Combustion Engine | 185 | 185 | 180 | 160 | 144 | 144 | 144 | 144 | 144 | 144
|  | NCDC Load | 2039 | 18798.195 | 10373.278 | 17237.906 | 8091.175 | 8774.731 | 13608.98 | 10398.15 | 3260.435 | 6511.47 | 54125.129 | 22903.563 | 174083.012 | Landfill Gas | 74 | 74 | 74 | 74 | 66 | 66 | 66 | 66 | 66 | 66
| 3/1/2022 | Skyline Solar, 20 MW | 2040 | 18962.581 | 10484.072 | 17425.394 | 8111.75 | 8851.585 | 13756.602 | 10569.381 | 3309.533 | 6621.559 | 55071.106 | 23271.043 | 176434.606 | Other Steam Turbines | 1052 | 1052 | 1052 | 1052 | 1052 | 1052 | 1052 | 1052 | 1052 | 1052
| 5/1/2022 | Dog Corners Solar, 20 MW | Figure 2: Annual Zonal Energy (GWh) Year: Figure 3: Summer Non-Coincident Peak Demand by Zone (MW) | Pumped Storage Hydro | 1860 | 1860 | 1860 | 1860 | 1860 | 1860 | 1860 | 1860 | 1860 | 1860
| 8/1/2022 | Sky High Solar, 20 MW | Year | A | B | C | D | E | F | G | H | I | J | K |  | Solar | 287 | 287 | 387 | 387 | 387 | 387 | 387 | 387 | 387 | 387
| 9/1/2022 | Eight Point Wind Energy, 101.8 MW | 2021 | 2934 | 2127 | 3003 | 845 | 1552 | 2620 | 2447 | 663 | 1444 | 11298 | 5512 |  | Steam Turbine (Nuclear) | 3380 | 3380 | 3380 | 3380 | 3380 | 3380 | 3380 | 3380 | 3380 | 3380
|  | Number 3 Wind Energy, 103.9 MW | 2022 | 3037.1735 | 2072 | 3113.2648 | 952.7763 | 1650 | 2718 | 2465 | 668 | 1425 | 11422 | 5455 |  | Steam Turbine (Oil and Gas) | 4751 | 4751 | 4173 | 4070 | 3943 | 3943 | 3943 | 3943 | 3943 | 3943
| 10/1/2022 | Martin Solar, 20 MW | 2023 | 3194.1507 | 2077 | 3210.0685 | 1037.8539 | 1733 | 2758 | 2477 | 670 | 1424 | 11407 | 5365 |  | Wind | 1238 | 1238 | 1238 | 1238 | 1238 | 1238 | 1238 | 1238 | 1238 | 1238
|  | Bakerstrand Solar, 20 MW | 2024 | 3257.1168 | 2092 | 3278.4363 | 1077.052 | 1799 | 2802 | 2493 | 671 | 1419 | 11405 | 5294 |  | Grand Total | 309687 | 313116 | 313177 | 311819 | 310737 | 308673 | 308673 | 308659 | 308659 | 308659
| 12/1/2022 | Scipio Solar, 18 MW | 2025 | 3226.2009 | 2160 | 3233.7397 | 1079.5251 | 1791 | 2811 | 2489 | 668 | 1442 | 11384 | 5213 |  | Figure 18: PJM Unit Additions and Retirements (MW) | [5 empty] | Figure 19: IESO Unit Additions and Retirements (MW)
|  | Niagara Solar, 20 MW | 2026 | 3266.4384 | 2164 | 3259.7397 | 1103.9315 | 1823 | 2839 | 2494 | 669 | 1441 | 11399 | 5155 |  | Year | Source | Additions | Retirements | Rerates |  | Year | Source | Additions | Retirements | Rerates
|  | Ball Hill Wind, 100 MW | 2027 | 3283.1279 | 2172 | 3279.7397 | 1127.1963 | 1851 | 2867 | 2500 | 673 | 1445 | 11464 | 5127 |  | 2021 | Coal |  | 1010 |  |  | 2021 | Coal
2023 | 6/1/2023 | Watkins Road Solar, 20 MW | 2028 | 3368.9507 | 2117 | 3389.6928 | 1161.1036 | 1930 | 2910 | 2527 | 682 | 1428 | 11548 | 5145 |  |  | Fossil Fuel | 2453 | 215 |  |  |  | Fossil Fuel | 224
| 7/1/2023 | Baron Winds, 238.4 MW | 2029 | 3371.1279 | 2124 | 3399.7397 | 1167.1963 | 1950 | 2935 | 2539 | 686 | 1437 | 11638 | 5178 |  |  | Hydro | [5 empty] | Hydro
2024 |  | Athens SPS retired on 1/2024 | 2030 | 3378.1279 | 2127 | 3405.7397 | 1173.1963 | 1969 | 2960 | 2556 | 691 | 1446 | 11724 | 5236 |  |  | Landfill Gas/Bio | [5 empty] | Landfill Gas/Bio |  | 38
|  |  | 2031 | 3287.1279 | 2186 | 3312.7397 | 1147.1963 | 1931 | 2972 | 2554 | 693 | 1483 | 11808 | 5277 |  |  | Nuclear | [5 empty] | Nuclear
|  |  | 2032 | 3293.9507 | 2189 | 3312.6928 | 1153.1036 | 1946 | 2997 | 2567 | 697 | 1495 | 11885 | 5350 |  |  | Solar | 751 |  |  |  |  | Solar
|  |  | 2033 | 3398.1279 | 2133 | 3407.7397 | 1191.1963 | 2017 | 3039 | 2603 | 709 | 1480 | 11955 | 5451 |  |  | Wind | 560 |  |  |  |  | Wind | 100
|  |  | 2034 | 3410.1279 | 2135 | 3410.7397 | 1198.1963 | 2031 | 3063 | 2617 | 713 | 1490 | 12023 | 5527 |  | 2022 | Coal |  | 1199 |  |  | 2022 | Coal
|  |  | 2035 | 3421.1279 | 2140 | 3412.7397 | 1204.1963 | 2044 | 3085 | 2634 | 718 | 1500 | 12088 | 5603 |  |  | Fossil Fuel | 3988 | 44 |  |  |  | Fossil Fuel |  | 38
|  |  | 2036 | 3430.9507 | 2143 | 3413.6928 | 1211.1036 | 2054 | 3106 | 2650 | 725 | 1510 | 12149 | 5672 |  |  | Hydro | [5 empty] | Hydro
|  |  | 2037 | 3336.1279 | 2202 | 3326.7397 | 1180.1963 | 2012 | 3109 | 2639 | 721 | 1546 | 12218 | 5718 |  |  | Landfill Gas/Bio | [5 empty] | Landfill Gas/Bio
|  |  | 2038 | 3343.1279 | 2202 | 3332.7397 | 1188.1963 | 2021 | 3121 | 2654 | 725 | 1552 | 12274 | 5777 |  |  | Nuclear | [5 empty] | Nuclear
|  |  | 2039 | 3458.1279 | 2156 | 3421.7397 | 1231.1963 | 2083 | 3149 | 2693 | 735 | 1530 | 12307 | 5850 |  |  | Solar | 660 |  |  |  |  | Solar
|  |  | 2040 | 3468.9507 | 2164 | 3426.6928 | 1237.1036 | 2090 | 3163 | 2711 | 737 | 1536 | 12354 | 5899 |  |  | Wind | [5 empty] | Wind
[16 empty] | 2023 | Coal |  | 1006 |  |  | 2023 | Coal
[17 empty] | Fossil Fuel | 1200 | 80 |  |  |  | Fossil Fuel | 896
[17 empty] | Hydro | [5 empty] | Hydro
[17 empty] | Landfill Gas/Bio | [5 empty] | Landfill Gas/Bio
[17 empty] | Nuclear | [5 empty] | Nuclear
[17 empty] | Solar | [5 empty] | Solar
[17 empty] | Wind | [5 empty] | Wind
[16 empty] | Figure 20: ISO-NE Unit Additions and Retirements (MW) | [5 empty] | 2024 | Coal
[16 empty] | Year | Source | Additions | Retirements | Rerates |  |  | Fossil Fuel
[16 empty] | 2021 | Coal |  | 383 |  |  |  | Hydro
[17 empty] | Fossil Fuel | [5 empty] | Landfill Gas/Bio
[17 empty] | Hydro | [5 empty] | Nuclear |  | 1030
[17 empty] | Landfill Gas/Bio | [5 empty] | Solar
[17 empty] | Nuclear | [5 empty] | Wind
[17 empty] | Solar | 227 |  |  |  | 2025 | Coal
[17 empty] | Wind | [5 empty] | Fossil Fuel | 1568
[16 empty] | 2022 | Coal | [5 empty] | Hydro
[17 empty] | Fossil Fuel | 679 | 662 |  |  |  | Landfill Gas/Bio
[17 empty] | Hydro | [5 empty] | Nuclear |  | 2064
[17 empty] | Landfill Gas/Bio | [5 empty] | Solar
[17 empty] | Nuclear | [5 empty] | Wind
[17 empty] | Solar |  |  |  |  | Figure 11: External Areas Fuel Forecast Regional Multiplier
[17 empty] | Wind |  |  |  |  | Fuel | PJM-East | PJM-West | ISONE-North | ISONE-South | IESO
[16 empty] | 2023 | Coal |  |  |  |  | Fuel Oil #2 | 0.97 | 1.08 | 1.05 | 1.05 | 1.125
[17 empty] | Fossil Fuel |  | 272 |  |  | Fuel Oil #6 | 1 | 1.1 | 0.975 | 0.975 | 1.075
[17 empty] | Hydro |  |  |  |  | Natural Gas | 0.858 | 0.821 | 1.04 | 1.012 | 0.898
[17 empty] | Landfill Gas/Bio |  |  |  |  | Coal | 1.25 | 0.95 | 2 | 2 | 1.3
Nuclear
[17 empty] | Solar | 100
Wind
[16 empty] | 2024 | Coal
[17 empty] | Fossil Fuel |  | 1607
Hydro
[17 empty] | Landfill Gas/Bio |  | 8
Nuclear
Solar
Wind

## Appendix E- A-E Fuel Prices
Year | Week | Natural Gas | Fuel Oil #2 | Fuel Oil #6
2021 | 1 | 4.27 | 14.21 | 11.09
2021 | 2 | 3.42 | 14.16 | 11.11
2021 | 3 | 3.76 | 14.1 | 11.1
2021 | 4 | 3.4 | 14.01 | 11.02
2021 | 5 | 3.39 | 13.92 | 10.95
2021 | 6 | 3.47 | 13.83 | 10.87
2021 | 7 | 3.27 | 13.74 | 10.79
2021 | 8 | 3.2 | 13.68 | 10.74
2021 | 9 | 3.17 | 13.63 | 10.7
2021 | 10 | 3.04 | 13.57 | 10.65
2021 | 11 | 3.14 | 13.51 | 10.6
2021 | 12 | 2.96 | 13.5 | 10.59
2021 | 13 | 2.82 | 13.49 | 10.57
2021 | 14 | 2.86 | 13.47 | 10.56
2021 | 15 | 2.79 | 13.45 | 10.54
2021 | 16 | 2.78 | 13.45 | 10.53
2021 | 17 | 2.79 | 13.45 | 10.54
2021 | 18 | 2.85 | 13.46 | 10.54
2021 | 19 | 2.82 | 13.46 | 10.55
2021 | 20 | 2.72 | 13.48 | 10.56
2021 | 21 | 2.79 | 13.52 | 10.59
2021 | 22 | 2.71 | 13.57 | 10.62
2021 | 23 | 2.79 | 13.62 | 10.66
2021 | 24 | 2.7 | 13.66 | 10.69
2021 | 25 | 2.72 | 13.71 | 10.73
2021 | 26 | 2.68 | 13.76 | 10.76
2021 | 27 | 2.84 | 13.81 | 10.8
2021 | 28 | 2.85 | 13.86 | 10.84
2021 | 29 | 2.91 | 13.9 | 10.87
2021 | 30 | 2.69 | 13.96 | 10.91
2021 | 31 | 2.67 | 14.01 | 10.94
2021 | 32 | 2.61 | 14.06 | 10.97
2021 | 33 | 2.66 | 14.11 | 11
2021 | 34 | 2.8 | 14.18 | 11.03
2021 | 35 | 2.47 | 14.24 | 11.06
2021 | 36 | 2.67 | 14.31 | 11.08
2021 | 37 | 2.66 | 14.37 | 11.11
2021 | 38 | 2.59 | 14.42 | 11.13
2021 | 39 | 2.21 | 14.45 | 11.15
2021 | 40 | 1.85 | 14.49 | 11.17
2021 | 41 | 2.21 | 14.53 | 11.19
2021 | 42 | 2.78 | 14.56 | 11.2
2021 | 43 | 3.12 | 14.54 | 11.19
2021 | 44 | 3.27 | 14.52 | 11.18
2021 | 45 | 2.61 | 14.51 | 11.17
2021 | 46 | 3.05 | 14.49 | 11.15
2021 | 47 | 3.18 | 14.46 | 11.13
2021 | 48 | 3.18 | 14.42 | 11.1
2021 | 49 | 3.55 | 14.38 | 11.08
2021 | 50 | 3.47 | 14.34 | 11.05
2021 | 51 | 3.35 | 14.3 | 11.05
2021 | 52 | 3.42 | 14.25 | 11.07
2021 | 53 | 3.42 | 14.25 | 11.07
2022 | 1 | 3.54 | 14.04 | 10.68
2022 | 2 | 2.84 | 14 | 10.7
2022 | 3 | 3.12 | 13.94 | 10.69
2022 | 4 | 2.82 | 13.85 | 10.61
2022 | 5 | 2.81 | 13.76 | 10.54
2022 | 6 | 2.87 | 13.67 | 10.46
2022 | 7 | 2.71 | 13.58 | 10.39
2022 | 8 | 2.65 | 13.53 | 10.34
2022 | 9 | 2.63 | 13.47 | 10.3
2022 | 10 | 2.52 | 13.42 | 10.25
2022 | 11 | 2.61 | 13.36 | 10.21
2022 | 12 | 2.45 | 13.35 | 10.2
2022 | 13 | 2.33 | 13.33 | 10.18
2022 | 14 | 2.37 | 13.31 | 10.16
2022 | 15 | 2.32 | 13.3 | 10.15
2022 | 16 | 2.3 | 13.29 | 10.14
2022 | 17 | 2.32 | 13.3 | 10.15
2022 | 18 | 2.36 | 13.3 | 10.15
2022 | 19 | 2.34 | 13.31 | 10.16
2022 | 20 | 2.25 | 13.32 | 10.17
2022 | 21 | 2.31 | 13.37 | 10.2
2022 | 22 | 2.24 | 13.41 | 10.23
2022 | 23 | 2.31 | 13.46 | 10.26
2022 | 24 | 2.24 | 13.51 | 10.29
2022 | 25 | 2.26 | 13.56 | 10.33
2022 | 26 | 2.22 | 13.6 | 10.36
2022 | 27 | 2.35 | 13.65 | 10.4
2022 | 28 | 2.37 | 13.7 | 10.44
2022 | 29 | 2.41 | 13.75 | 10.47
2022 | 30 | 2.23 | 13.8 | 10.5
2022 | 31 | 2.22 | 13.85 | 10.53
2022 | 32 | 2.17 | 13.9 | 10.56
2022 | 33 | 2.2 | 13.95 | 10.59
2022 | 34 | 2.32 | 14.01 | 10.62
2022 | 35 | 2.05 | 14.08 | 10.64
2022 | 36 | 2.21 | 14.14 | 10.67
2022 | 37 | 2.2 | 14.21 | 10.7
2022 | 38 | 2.15 | 14.25 | 10.72
2022 | 39 | 1.83 | 14.29 | 10.74
2022 | 40 | 1.54 | 14.33 | 10.76
2022 | 41 | 1.84 | 14.37 | 10.78
2022 | 42 | 2.3 | 14.39 | 10.79
2022 | 43 | 2.59 | 14.37 | 10.77
2022 | 44 | 2.71 | 14.36 | 10.76
2022 | 45 | 2.16 | 14.34 | 10.75
2022 | 46 | 2.53 | 14.33 | 10.74
2022 | 47 | 2.63 | 14.29 | 10.71
2022 | 48 | 2.63 | 14.25 | 10.69
2022 | 49 | 2.95 | 14.22 | 10.67
2022 | 50 | 2.88 | 14.18 | 10.64
2022 | 51 | 2.78 | 14.14 | 10.64
2022 | 52 | 2.83 | 14.09 | 10.66
2022 | 53 | 2.83 | 14.09 | 10.66
2023 | 1 | 4.06 | 18.1 | 10.43
2023 | 2 | 3.25 | 18.05 | 10.45
2023 | 3 | 3.58 | 17.97 | 10.44
2023 | 4 | 3.23 | 17.86 | 10.37
2023 | 5 | 3.22 | 17.74 | 10.3
2023 | 6 | 3.29 | 17.63 | 10.22
2023 | 7 | 3.11 | 17.51 | 10.15
2023 | 8 | 3.04 | 17.44 | 10.11
2023 | 9 | 3.01 | 17.37 | 10.06
2023 | 10 | 2.89 | 17.29 | 10.02
2023 | 11 | 2.99 | 17.22 | 9.97
2023 | 12 | 2.81 | 17.21 | 9.96
2023 | 13 | 2.68 | 17.18 | 9.95
2023 | 14 | 2.72 | 17.16 | 9.93
2023 | 15 | 2.66 | 17.14 | 9.91
2023 | 16 | 2.64 | 17.13 | 9.91
2023 | 17 | 2.65 | 17.14 | 9.91
2023 | 18 | 2.71 | 17.15 | 9.92
2023 | 19 | 2.68 | 17.16 | 9.92
2023 | 20 | 2.58 | 17.17 | 9.93
2023 | 21 | 2.65 | 17.23 | 9.96
2023 | 22 | 2.57 | 17.29 | 9.99
2023 | 23 | 2.65 | 17.35 | 10.03
2023 | 24 | 2.57 | 17.41 | 10.06
2023 | 25 | 2.59 | 17.47 | 10.09
2023 | 26 | 2.55 | 17.53 | 10.13
2023 | 27 | 2.7 | 17.6 | 10.16
2023 | 28 | 2.71 | 17.66 | 10.2
2023 | 29 | 2.76 | 17.72 | 10.23
2023 | 30 | 2.56 | 17.79 | 10.26
2023 | 31 | 2.54 | 17.85 | 10.29
2023 | 32 | 2.48 | 17.92 | 10.32
2023 | 33 | 2.53 | 17.98 | 10.35
2023 | 34 | 2.66 | 18.07 | 10.37
2023 | 35 | 2.35 | 18.15 | 10.4
2023 | 36 | 2.53 | 18.23 | 10.43
2023 | 37 | 2.52 | 18.31 | 10.45
2023 | 38 | 2.46 | 18.37 | 10.47
2023 | 39 | 2.1 | 18.42 | 10.49
2023 | 40 | 1.76 | 18.47 | 10.51
2023 | 41 | 2.1 | 18.52 | 10.53
2023 | 42 | 2.64 | 18.55 | 10.54
2023 | 43 | 2.97 | 18.53 | 10.53
2023 | 44 | 3.11 | 18.51 | 10.52
2023 | 45 | 2.48 | 18.49 | 10.5
2023 | 46 | 2.9 | 18.47 | 10.49
2023 | 47 | 3.02 | 18.42 | 10.47
2023 | 48 | 3.02 | 18.37 | 10.45
2023 | 49 | 3.38 | 18.33 | 10.42
2023 | 50 | 3.3 | 18.28 | 10.4
2023 | 51 | 3.19 | 18.22 | 10.4
2023 | 52 | 3.25 | 18.16 | 10.42
2023 | 53 | 3.25 | 18.16 | 10.42
2024 | 1 | 3.86 | 18.46 | 11.53
2024 | 2 | 3.09 | 18.4 | 11.54
2024 | 3 | 3.39 | 18.33 | 11.53
2024 | 4 | 3.07 | 18.21 | 11.45
2024 | 5 | 3.05 | 18.09 | 11.37
2024 | 6 | 3.13 | 17.97 | 11.29
2024 | 7 | 2.95 | 17.86 | 11.22
2024 | 8 | 2.88 | 17.78 | 11.17
2024 | 9 | 2.86 | 17.71 | 11.12
2024 | 10 | 2.75 | 17.64 | 11.07
2024 | 11 | 2.84 | 17.56 | 11.02
2024 | 12 | 2.67 | 17.55 | 11.01
2024 | 13 | 2.54 | 17.53 | 10.99
2024 | 14 | 2.58 | 17.5 | 10.97
2024 | 15 | 2.52 | 17.48 | 10.95
2024 | 16 | 2.5 | 17.47 | 10.95
2024 | 17 | 2.52 | 17.48 | 10.95
2024 | 18 | 2.57 | 17.49 | 10.96
2024 | 19 | 2.55 | 17.5 | 10.96
2024 | 20 | 2.45 | 17.51 | 10.97
2024 | 21 | 2.52 | 17.57 | 11.01
2024 | 22 | 2.44 | 17.64 | 11.04
2024 | 23 | 2.52 | 17.7 | 11.07
2024 | 24 | 2.44 | 17.76 | 11.11
2024 | 25 | 2.46 | 17.82 | 11.15
2024 | 26 | 2.42 | 17.88 | 11.19
2024 | 27 | 2.56 | 17.94 | 11.22
2024 | 28 | 2.57 | 18.01 | 11.26
2024 | 29 | 2.62 | 18.07 | 11.3
2024 | 30 | 2.43 | 18.14 | 11.33
2024 | 31 | 2.41 | 18.2 | 11.37
2024 | 32 | 2.36 | 18.27 | 11.4
2024 | 33 | 2.4 | 18.34 | 11.43
2024 | 34 | 2.53 | 18.42 | 11.46
2024 | 35 | 2.23 | 18.51 | 11.49
2024 | 36 | 2.41 | 18.59 | 11.52
2024 | 37 | 2.4 | 18.67 | 11.55
2024 | 38 | 2.34 | 18.73 | 11.57
2024 | 39 | 1.99 | 18.78 | 11.59
2024 | 40 | 1.67 | 18.83 | 11.61
2024 | 41 | 2 | 18.89 | 11.63
2024 | 42 | 2.51 | 18.92 | 11.64
2024 | 43 | 2.82 | 18.9 | 11.63
2024 | 44 | 2.95 | 18.88 | 11.62
2024 | 45 | 2.35 | 18.86 | 11.6
2024 | 46 | 2.75 | 18.84 | 11.59
2024 | 47 | 2.87 | 18.79 | 11.56
2024 | 48 | 2.87 | 18.74 | 11.54
2024 | 49 | 3.21 | 18.69 | 11.51
2024 | 50 | 3.13 | 18.64 | 11.49
2024 | 51 | 3.02 | 18.59 | 11.49
2024 | 52 | 3.08 | 18.52 | 11.51
2024 | 53 | 3.08 | 18.52 | 11.51
2025 | 1 | 4.05 | 18.7 | 12.47
2025 | 2 | 3.24 | 18.64 | 12.49
2025 | 3 | 3.56 | 18.57 | 12.48
2025 | 4 | 3.22 | 18.45 | 12.4
2025 | 5 | 3.21 | 18.33 | 12.31
2025 | 6 | 3.28 | 18.21 | 12.22
2025 | 7 | 3.1 | 18.09 | 12.14
2025 | 8 | 3.03 | 18.01 | 12.09
2025 | 9 | 3 | 17.94 | 12.03
2025 | 10 | 2.88 | 17.86 | 11.98
2025 | 11 | 2.98 | 17.79 | 11.93
2025 | 12 | 2.8 | 17.77 | 11.91
2025 | 13 | 2.67 | 17.75 | 11.89
2025 | 14 | 2.71 | 17.73 | 11.87
2025 | 15 | 2.65 | 17.7 | 11.85
2025 | 16 | 2.63 | 17.7 | 11.85
2025 | 17 | 2.64 | 17.71 | 11.85
2025 | 18 | 2.7 | 17.71 | 11.86
2025 | 19 | 2.67 | 17.72 | 11.87
2025 | 20 | 2.57 | 17.74 | 11.88
2025 | 21 | 2.64 | 17.8 | 11.91
2025 | 22 | 2.56 | 17.86 | 11.95
2025 | 23 | 2.64 | 17.92 | 11.99
2025 | 24 | 2.56 | 17.99 | 12.02
2025 | 25 | 2.58 | 18.05 | 12.06
2025 | 26 | 2.54 | 18.11 | 12.11
2025 | 27 | 2.69 | 18.18 | 12.15
2025 | 28 | 2.7 | 18.24 | 12.19
2025 | 29 | 2.75 | 18.3 | 12.23
2025 | 30 | 2.55 | 18.37 | 12.27
2025 | 31 | 2.53 | 18.44 | 12.3
2025 | 32 | 2.48 | 18.51 | 12.34
2025 | 33 | 2.52 | 18.58 | 12.37
2025 | 34 | 2.65 | 18.66 | 12.4
2025 | 35 | 2.34 | 18.75 | 12.44
2025 | 36 | 2.52 | 18.83 | 12.47
2025 | 37 | 2.52 | 18.92 | 12.5
2025 | 38 | 2.45 | 18.98 | 12.52
2025 | 39 | 2.09 | 19.03 | 12.55
2025 | 40 | 1.76 | 19.08 | 12.57
2025 | 41 | 2.1 | 19.13 | 12.59
2025 | 42 | 2.63 | 19.16 | 12.6
2025 | 43 | 2.96 | 19.14 | 12.59
2025 | 44 | 3.1 | 19.12 | 12.57
2025 | 45 | 2.47 | 19.1 | 12.56
2025 | 46 | 2.89 | 19.08 | 12.54
2025 | 47 | 3.01 | 19.03 | 12.52
2025 | 48 | 3.01 | 18.98 | 12.49
2025 | 49 | 3.37 | 18.93 | 12.46
2025 | 50 | 3.29 | 18.88 | 12.43
2025 | 51 | 3.17 | 18.83 | 12.43
2025 | 52 | 3.24 | 18.76 | 12.46
2025 | 53 | 3.24 | 18.76 | 12.46
2026 | 1 | 4.26 | 18.73 | 13.43
2026 | 2 | 3.41 | 18.67 | 13.45
2026 | 3 | 3.75 | 18.59 | 13.44
2026 | 4 | 3.38 | 18.47 | 13.35
2026 | 5 | 3.37 | 18.35 | 13.26
2026 | 6 | 3.45 | 18.23 | 13.16
2026 | 7 | 3.26 | 18.11 | 13.07
2026 | 8 | 3.18 | 18.04 | 13.01
2026 | 9 | 3.15 | 17.97 | 12.96
2026 | 10 | 3.03 | 17.89 | 12.9
2026 | 11 | 3.13 | 17.82 | 12.84
2026 | 12 | 2.95 | 17.8 | 12.83
2026 | 13 | 2.8 | 17.78 | 12.81
2026 | 14 | 2.85 | 17.75 | 12.78
2026 | 15 | 2.78 | 17.73 | 12.76
2026 | 16 | 2.76 | 17.73 | 12.76
2026 | 17 | 2.78 | 17.73 | 12.76
2026 | 18 | 2.84 | 17.74 | 12.77
2026 | 19 | 2.81 | 17.75 | 12.78
2026 | 20 | 2.7 | 17.77 | 12.79
2026 | 21 | 2.78 | 17.83 | 12.83
2026 | 22 | 2.7 | 17.89 | 12.87
2026 | 23 | 2.78 | 17.95 | 12.91
2026 | 24 | 2.69 | 18.01 | 12.95
2026 | 25 | 2.71 | 18.08 | 12.99
2026 | 26 | 2.67 | 18.14 | 13.04
2026 | 27 | 2.83 | 18.2 | 13.08
2026 | 28 | 2.84 | 18.27 | 13.13
2026 | 29 | 2.9 | 18.33 | 13.17
2026 | 30 | 2.68 | 18.4 | 13.21
2026 | 31 | 2.66 | 18.47 | 13.25
2026 | 32 | 2.6 | 18.54 | 13.29
2026 | 33 | 2.65 | 18.6 | 13.32
2026 | 34 | 2.79 | 18.69 | 13.36
2026 | 35 | 2.46 | 18.77 | 13.39
2026 | 36 | 2.66 | 18.86 | 13.42
2026 | 37 | 2.65 | 18.94 | 13.46
2026 | 38 | 2.58 | 19 | 13.49
2026 | 39 | 2.2 | 19.06 | 13.51
2026 | 40 | 1.85 | 19.11 | 13.53
2026 | 41 | 2.2 | 19.16 | 13.56
2026 | 42 | 2.77 | 19.19 | 13.57
2026 | 43 | 3.11 | 19.17 | 13.55
2026 | 44 | 3.26 | 19.15 | 13.54
2026 | 45 | 2.59 | 19.13 | 13.52
2026 | 46 | 3.04 | 19.11 | 13.51
2026 | 47 | 3.16 | 19.06 | 13.48
2026 | 48 | 3.16 | 19.01 | 13.45
2026 | 49 | 3.54 | 18.96 | 13.42
2026 | 50 | 3.46 | 18.91 | 13.39
2026 | 51 | 3.34 | 18.85 | 13.39
2026 | 52 | 3.4 | 18.79 | 13.41
2026 | 53 | 3.4 | 18.79 | 13.41
2027 | 1 | 4.42 | 19.54 | 14.1
2027 | 2 | 3.54 | 19.48 | 14.12
2027 | 3 | 3.89 | 19.4 | 14.11
2027 | 4 | 3.52 | 19.28 | 14.01
2027 | 5 | 3.5 | 19.15 | 13.91
2027 | 6 | 3.59 | 19.03 | 13.82
2027 | 7 | 3.39 | 18.9 | 13.72
2027 | 8 | 3.31 | 18.82 | 13.66
2027 | 9 | 3.28 | 18.75 | 13.6
2027 | 10 | 3.15 | 18.67 | 13.54
2027 | 11 | 3.25 | 18.59 | 13.48
2027 | 12 | 3.06 | 18.58 | 13.46
2027 | 13 | 2.91 | 18.55 | 13.44
2027 | 14 | 2.96 | 18.53 | 13.42
2027 | 15 | 2.89 | 18.5 | 13.39
2027 | 16 | 2.87 | 18.5 | 13.39
2027 | 17 | 2.89 | 18.5 | 13.4
2027 | 18 | 2.95 | 18.51 | 13.4
2027 | 19 | 2.92 | 18.52 | 13.41
2027 | 20 | 2.81 | 18.54 | 13.42
2027 | 21 | 2.89 | 18.6 | 13.46
2027 | 22 | 2.8 | 18.67 | 13.5
2027 | 23 | 2.89 | 18.73 | 13.55
2027 | 24 | 2.79 | 18.8 | 13.59
2027 | 25 | 2.82 | 18.86 | 13.63
2027 | 26 | 2.77 | 18.93 | 13.68
2027 | 27 | 2.94 | 18.99 | 13.73
2027 | 28 | 2.95 | 19.06 | 13.78
2027 | 29 | 3.01 | 19.13 | 13.82
2027 | 30 | 2.79 | 19.2 | 13.86
2027 | 31 | 2.77 | 19.27 | 13.9
2027 | 32 | 2.7 | 19.34 | 13.94
2027 | 33 | 2.75 | 19.41 | 13.98
2027 | 34 | 2.9 | 19.5 | 14.02
2027 | 35 | 2.56 | 19.59 | 14.05
2027 | 36 | 2.76 | 19.68 | 14.09
2027 | 37 | 2.75 | 19.77 | 14.13
2027 | 38 | 2.68 | 19.83 | 14.15
2027 | 39 | 2.29 | 19.88 | 14.18
2027 | 40 | 1.92 | 19.94 | 14.2
2027 | 41 | 2.29 | 19.99 | 14.23
2027 | 42 | 2.88 | 20.02 | 14.24
2027 | 43 | 3.23 | 20 | 14.23
2027 | 44 | 3.38 | 19.98 | 14.21
2027 | 45 | 2.7 | 19.96 | 14.19
2027 | 46 | 3.15 | 19.94 | 14.18
2027 | 47 | 3.29 | 19.89 | 14.15
2027 | 48 | 3.29 | 19.83 | 14.11
2027 | 49 | 3.68 | 19.78 | 14.08
2027 | 50 | 3.59 | 19.73 | 14.05
2027 | 51 | 3.47 | 19.67 | 14.05
2027 | 52 | 3.54 | 19.6 | 14.08
2027 | 53 | 3.54 | 19.6 | 14.08
2028 | 1 | 4.69 | 20.54 | 14.91
2028 | 2 | 3.75 | 20.47 | 14.94
2028 | 3 | 4.13 | 20.39 | 14.92
2028 | 4 | 3.73 | 20.26 | 14.82
2028 | 5 | 3.71 | 20.13 | 14.72
2028 | 6 | 3.8 | 19.99 | 14.61
2028 | 7 | 3.59 | 19.86 | 14.51
2028 | 8 | 3.51 | 19.78 | 14.45
2028 | 9 | 3.48 | 19.7 | 14.38
2028 | 10 | 3.34 | 19.62 | 14.32
2028 | 11 | 3.45 | 19.53 | 14.25
2028 | 12 | 3.25 | 19.52 | 14.24
2028 | 13 | 3.09 | 19.49 | 14.22
2028 | 14 | 3.14 | 19.47 | 14.19
2028 | 15 | 3.07 | 19.44 | 14.17
2028 | 16 | 3.05 | 19.44 | 14.16
2028 | 17 | 3.06 | 19.44 | 14.17
2028 | 18 | 3.13 | 19.45 | 14.18
2028 | 19 | 3.1 | 19.46 | 14.18
2028 | 20 | 2.98 | 19.48 | 14.2
2028 | 21 | 3.06 | 19.55 | 14.24
2028 | 22 | 2.97 | 19.62 | 14.28
2028 | 23 | 3.06 | 19.68 | 14.33
2028 | 24 | 2.96 | 19.75 | 14.37
2028 | 25 | 2.99 | 19.82 | 14.42
2028 | 26 | 2.94 | 19.89 | 14.47
2028 | 27 | 3.12 | 19.96 | 14.52
2028 | 28 | 3.13 | 20.03 | 14.57
2028 | 29 | 3.19 | 20.1 | 14.62
2028 | 30 | 2.95 | 20.17 | 14.66
2028 | 31 | 2.93 | 20.25 | 14.7
2028 | 32 | 2.87 | 20.32 | 14.75
2028 | 33 | 2.92 | 20.4 | 14.79
2028 | 34 | 3.07 | 20.49 | 14.83
2028 | 35 | 2.71 | 20.59 | 14.87
2028 | 36 | 2.93 | 20.68 | 14.9
2028 | 37 | 2.91 | 20.77 | 14.94
2028 | 38 | 2.84 | 20.84 | 14.97
2028 | 39 | 2.42 | 20.89 | 15
2028 | 40 | 2.04 | 20.95 | 15.02
2028 | 41 | 2.43 | 21.01 | 15.05
2028 | 42 | 3.05 | 21.04 | 15.06
2028 | 43 | 3.43 | 21.02 | 15.05
2028 | 44 | 3.59 | 21 | 15.03
2028 | 45 | 2.86 | 20.97 | 15.01
2028 | 46 | 3.34 | 20.95 | 15
2028 | 47 | 3.49 | 20.9 | 14.96
2028 | 48 | 3.49 | 20.84 | 14.93
2028 | 49 | 3.9 | 20.79 | 14.9
2028 | 50 | 3.81 | 20.73 | 14.86
2028 | 51 | 3.68 | 20.67 | 14.86
2028 | 52 | 3.75 | 20.6 | 14.89
2028 | 53 | 3.75 | 20.6 | 14.89
2029 | 1 | 4.96 | 21.3 | 15.53
2029 | 2 | 3.97 | 21.24 | 15.55
2029 | 3 | 4.36 | 21.15 | 15.54
2029 | 4 | 3.94 | 21.01 | 15.43
2029 | 5 | 3.93 | 20.88 | 15.33
2029 | 6 | 4.02 | 20.74 | 15.22
2029 | 7 | 3.79 | 20.6 | 15.11
2029 | 8 | 3.71 | 20.52 | 15.04
2029 | 9 | 3.67 | 20.43 | 14.98
2029 | 10 | 3.53 | 20.35 | 14.91
2029 | 11 | 3.64 | 20.26 | 14.85
2029 | 12 | 3.43 | 20.25 | 14.83
2029 | 13 | 3.26 | 20.22 | 14.8
2029 | 14 | 3.32 | 20.19 | 14.78
2029 | 15 | 3.24 | 20.17 | 14.75
2029 | 16 | 3.22 | 20.16 | 14.75
2029 | 17 | 3.24 | 20.17 | 14.76
2029 | 18 | 3.3 | 20.18 | 14.76
2029 | 19 | 3.27 | 20.19 | 14.77
2029 | 20 | 3.15 | 20.21 | 14.78
2029 | 21 | 3.23 | 20.28 | 14.83
2029 | 22 | 3.14 | 20.35 | 14.88
2029 | 23 | 3.23 | 20.42 | 14.92
2029 | 24 | 3.13 | 20.49 | 14.97
2029 | 25 | 3.16 | 20.56 | 15.02
2029 | 26 | 3.11 | 20.63 | 15.07
2029 | 27 | 3.29 | 20.7 | 15.12
2029 | 28 | 3.31 | 20.78 | 15.18
2029 | 29 | 3.37 | 20.85 | 15.22
2029 | 30 | 3.12 | 20.93 | 15.27
2029 | 31 | 3.1 | 21.01 | 15.31
2029 | 32 | 3.03 | 21.08 | 15.36
2029 | 33 | 3.08 | 21.16 | 15.4
2029 | 34 | 3.25 | 21.26 | 15.44
2029 | 35 | 2.86 | 21.35 | 15.48
2029 | 36 | 3.09 | 21.45 | 15.52
2029 | 37 | 3.08 | 21.55 | 15.56
2029 | 38 | 3 | 21.62 | 15.59
2029 | 39 | 2.56 | 21.67 | 15.62
2029 | 40 | 2.15 | 21.73 | 15.64
2029 | 41 | 2.57 | 21.79 | 15.67
2029 | 42 | 3.22 | 21.83 | 15.69
2029 | 43 | 3.62 | 21.8 | 15.67
2029 | 44 | 3.79 | 21.78 | 15.65
2029 | 45 | 3.02 | 21.76 | 15.63
2029 | 46 | 3.54 | 21.73 | 15.62
2029 | 47 | 3.68 | 21.68 | 15.58
2029 | 48 | 3.68 | 21.62 | 15.55
2029 | 49 | 4.12 | 21.56 | 15.51
2029 | 50 | 4.03 | 21.51 | 15.48
2029 | 51 | 3.89 | 21.45 | 15.48
2029 | 52 | 3.96 | 21.37 | 15.5
2029 | 53 | 3.96 | 21.37 | 15.5
2030 | 1 | 5.12 | 22.29 | 16.41
2030 | 2 | 4.1 | 22.22 | 16.44
2030 | 3 | 4.51 | 22.13 | 16.43
2030 | 4 | 4.07 | 21.99 | 16.31
2030 | 5 | 4.05 | 21.85 | 16.2
2030 | 6 | 4.15 | 21.71 | 16.08
2030 | 7 | 3.92 | 21.56 | 15.97
2030 | 8 | 3.83 | 21.47 | 15.9
2030 | 9 | 3.79 | 21.38 | 15.83
2030 | 10 | 3.64 | 21.3 | 15.76
2030 | 11 | 3.76 | 21.21 | 15.69
2030 | 12 | 3.54 | 21.19 | 15.67
2030 | 13 | 3.37 | 21.16 | 15.65
2030 | 14 | 3.42 | 21.13 | 15.62
2030 | 15 | 3.35 | 21.11 | 15.59
2030 | 16 | 3.32 | 21.1 | 15.59
2030 | 17 | 3.34 | 21.11 | 15.6
2030 | 18 | 3.41 | 21.12 | 15.6
2030 | 19 | 3.38 | 21.13 | 15.61
2030 | 20 | 3.25 | 21.15 | 15.63
2030 | 21 | 3.34 | 21.22 | 15.67
2030 | 22 | 3.24 | 21.3 | 15.72
2030 | 23 | 3.34 | 21.37 | 15.77
2030 | 24 | 3.23 | 21.44 | 15.82
2030 | 25 | 3.26 | 21.52 | 15.87
2030 | 26 | 3.21 | 21.59 | 15.93
2030 | 27 | 3.4 | 21.67 | 15.98
2030 | 28 | 3.42 | 21.74 | 16.04
2030 | 29 | 3.48 | 21.82 | 16.09
2030 | 30 | 3.22 | 21.9 | 16.14
2030 | 31 | 3.2 | 21.98 | 16.19
2030 | 32 | 3.13 | 22.06 | 16.23
2030 | 33 | 3.18 | 22.15 | 16.28
2030 | 34 | 3.35 | 22.25 | 16.32
2030 | 35 | 2.96 | 22.35 | 16.36
2030 | 36 | 3.19 | 22.45 | 16.4
2030 | 37 | 3.18 | 22.55 | 16.44
2030 | 38 | 3.1 | 22.62 | 16.48
2030 | 39 | 2.64 | 22.68 | 16.51
2030 | 40 | 2.22 | 22.74 | 16.54
2030 | 41 | 2.65 | 22.8 | 16.56
2030 | 42 | 3.33 | 22.84 | 16.58
2030 | 43 | 3.74 | 22.82 | 16.56
2030 | 44 | 3.92 | 22.79 | 16.54
2030 | 45 | 3.12 | 22.77 | 16.52
2030 | 46 | 3.65 | 22.75 | 16.5
2030 | 47 | 3.8 | 22.69 | 16.47
2030 | 48 | 3.8 | 22.63 | 16.43
2030 | 49 | 4.26 | 22.57 | 16.39
2030 | 50 | 4.16 | 22.51 | 16.36
2030 | 51 | 4.01 | 22.44 | 16.36
2030 | 52 | 4.09 | 22.36 | 16.39
2030 | 53 | 4.09 | 22.36 | 16.39
2031 | 1 | 5.24 | 22.98 | 17.04
2031 | 2 | 4.2 | 22.9 | 17.07
2031 | 3 | 4.62 | 22.81 | 17.05
2031 | 4 | 4.17 | 22.66 | 16.93
2031 | 5 | 4.15 | 22.52 | 16.82
2031 | 6 | 4.25 | 22.37 | 16.7
2031 | 7 | 4.01 | 22.22 | 16.58
2031 | 8 | 3.92 | 22.13 | 16.51
2031 | 9 | 3.89 | 22.04 | 16.43
2031 | 10 | 3.73 | 21.95 | 16.36
2031 | 11 | 3.86 | 21.86 | 16.29
2031 | 12 | 3.63 | 21.84 | 16.27
2031 | 13 | 3.45 | 21.81 | 16.24
2031 | 14 | 3.51 | 21.78 | 16.22
2031 | 15 | 3.43 | 21.75 | 16.19
2031 | 16 | 3.41 | 21.75 | 16.18
2031 | 17 | 3.43 | 21.76 | 16.19
2031 | 18 | 3.5 | 21.77 | 16.2
2031 | 19 | 3.46 | 21.78 | 16.21
2031 | 20 | 3.33 | 21.8 | 16.22
2031 | 21 | 3.42 | 21.87 | 16.27
2031 | 22 | 3.32 | 21.95 | 16.32
2031 | 23 | 3.42 | 22.02 | 16.37
2031 | 24 | 3.31 | 22.1 | 16.42
2031 | 25 | 3.34 | 22.18 | 16.48
2031 | 26 | 3.29 | 22.25 | 16.54
2031 | 27 | 3.48 | 22.33 | 16.59
2031 | 28 | 3.5 | 22.41 | 16.65
2031 | 29 | 3.57 | 22.49 | 16.7
2031 | 30 | 3.3 | 22.57 | 16.75
2031 | 31 | 3.28 | 22.66 | 16.8
2031 | 32 | 3.21 | 22.74 | 16.85
2031 | 33 | 3.26 | 22.82 | 16.9
2031 | 34 | 3.44 | 22.93 | 16.94
2031 | 35 | 3.03 | 23.03 | 16.99
2031 | 36 | 3.27 | 23.14 | 17.03
2031 | 37 | 3.26 | 23.24 | 17.07
2031 | 38 | 3.18 | 23.31 | 17.11
2031 | 39 | 2.71 | 23.38 | 17.14
2031 | 40 | 2.28 | 23.44 | 17.17
2031 | 41 | 2.72 | 23.5 | 17.2
2031 | 42 | 3.41 | 23.54 | 17.21
2031 | 43 | 3.83 | 23.52 | 17.19
2031 | 44 | 4.01 | 23.49 | 17.17
2031 | 45 | 3.2 | 23.47 | 17.15
2031 | 46 | 3.74 | 23.44 | 17.13
2031 | 47 | 3.9 | 23.38 | 17.1
2031 | 48 | 3.9 | 23.32 | 17.06
2031 | 49 | 4.36 | 23.26 | 17.02
2031 | 50 | 4.26 | 23.2 | 16.98
2031 | 51 | 4.11 | 23.13 | 16.98
2031 | 52 | 4.19 | 23.05 | 17.01
2031 | 53 | 4.19 | 23.05 | 17.01
2032 | 1 | 5.45 | 23.89 | 17.74
2032 | 2 | 4.36 | 23.82 | 17.77
2032 | 3 | 4.8 | 23.72 | 17.75
2032 | 4 | 4.33 | 23.57 | 17.63
2032 | 5 | 4.32 | 23.41 | 17.51
2032 | 6 | 4.42 | 23.26 | 17.39
2032 | 7 | 4.17 | 23.11 | 17.26
2032 | 8 | 4.08 | 23.01 | 17.19
2032 | 9 | 4.04 | 22.92 | 17.11
2032 | 10 | 3.88 | 22.82 | 17.04
2032 | 11 | 4.01 | 22.73 | 16.96
2032 | 12 | 3.78 | 22.71 | 16.94
2032 | 13 | 3.59 | 22.68 | 16.91
2032 | 14 | 3.65 | 22.65 | 16.88
2032 | 15 | 3.56 | 22.62 | 16.86
2032 | 16 | 3.54 | 22.61 | 16.85
2032 | 17 | 3.56 | 22.62 | 16.86
2032 | 18 | 3.63 | 22.63 | 16.87
2032 | 19 | 3.6 | 22.64 | 16.87
2032 | 20 | 3.46 | 22.66 | 16.89
2032 | 21 | 3.56 | 22.74 | 16.94
2032 | 22 | 3.45 | 22.82 | 16.99
2032 | 23 | 3.56 | 22.9 | 17.05
2032 | 24 | 3.44 | 22.98 | 17.1
2032 | 25 | 3.47 | 23.06 | 17.16
2032 | 26 | 3.42 | 23.14 | 17.22
2032 | 27 | 3.62 | 23.22 | 17.28
2032 | 28 | 3.64 | 23.3 | 17.34
2032 | 29 | 3.71 | 23.38 | 17.39
2032 | 30 | 3.43 | 23.47 | 17.44
2032 | 31 | 3.41 | 23.56 | 17.49
2032 | 32 | 3.33 | 23.65 | 17.55
2032 | 33 | 3.39 | 23.73 | 17.6
2032 | 34 | 3.57 | 23.84 | 17.64
2032 | 35 | 3.15 | 23.95 | 17.69
2032 | 36 | 3.4 | 24.06 | 17.73
2032 | 37 | 3.39 | 24.17 | 17.77
2032 | 38 | 3.3 | 24.24 | 17.81
2032 | 39 | 2.82 | 24.31 | 17.84
2032 | 40 | 2.37 | 24.37 | 17.87
2032 | 41 | 2.82 | 24.44 | 17.9
2032 | 42 | 3.54 | 24.48 | 17.92
2032 | 43 | 3.98 | 24.45 | 17.9
2032 | 44 | 4.17 | 24.43 | 17.88
2032 | 45 | 3.32 | 24.4 | 17.86
2032 | 46 | 3.89 | 24.38 | 17.84
2032 | 47 | 4.05 | 24.31 | 17.8
2032 | 48 | 4.05 | 24.25 | 17.76
2032 | 49 | 4.53 | 24.18 | 17.72
2032 | 50 | 4.43 | 24.12 | 17.68
2032 | 51 | 4.28 | 24.05 | 17.68
2032 | 52 | 4.36 | 23.97 | 17.71
2032 | 53 | 4.36 | 23.97 | 17.71
2033 | 1 | 5.68 | 24.66 | 18.34
2033 | 2 | 4.55 | 24.58 | 18.37
2033 | 3 | 5 | 24.48 | 18.35
2033 | 4 | 4.52 | 24.32 | 18.23
2033 | 5 | 4.5 | 24.16 | 18.1
2033 | 6 | 4.61 | 24.01 | 17.97
2033 | 7 | 4.35 | 23.85 | 17.85
2033 | 8 | 4.25 | 23.75 | 17.77
2033 | 9 | 4.21 | 23.65 | 17.69
2033 | 10 | 4.05 | 23.55 | 17.61
2033 | 11 | 4.18 | 23.45 | 17.53
2033 | 12 | 3.94 | 23.44 | 17.51
2033 | 13 | 3.74 | 23.4 | 17.49
2033 | 14 | 3.8 | 23.37 | 17.46
2033 | 15 | 3.72 | 23.34 | 17.43
2033 | 16 | 3.69 | 23.34 | 17.42
2033 | 17 | 3.71 | 23.35 | 17.43
2033 | 18 | 3.79 | 23.36 | 17.44
2033 | 19 | 3.75 | 23.37 | 17.45
2033 | 20 | 3.61 | 23.39 | 17.46
2033 | 21 | 3.71 | 23.47 | 17.52
2033 | 22 | 3.6 | 23.55 | 17.57
2033 | 23 | 3.71 | 23.63 | 17.62
2033 | 24 | 3.59 | 23.72 | 17.68
2033 | 25 | 3.62 | 23.8 | 17.74
2033 | 26 | 3.56 | 23.88 | 17.8
2033 | 27 | 3.77 | 23.96 | 17.86
2033 | 28 | 3.79 | 24.05 | 17.92
2033 | 29 | 3.87 | 24.13 | 17.98
2033 | 30 | 3.58 | 24.22 | 18.03
2033 | 31 | 3.55 | 24.31 | 18.09
2033 | 32 | 3.47 | 24.4 | 18.14
2033 | 33 | 3.53 | 24.49 | 18.19
2033 | 34 | 3.72 | 24.6 | 18.24
2033 | 35 | 3.28 | 24.72 | 18.28
2033 | 36 | 3.54 | 24.83 | 18.33
2033 | 37 | 3.53 | 24.94 | 18.38
2033 | 38 | 3.44 | 25.02 | 18.41
2033 | 39 | 2.94 | 25.09 | 18.45
2033 | 40 | 2.47 | 25.15 | 18.48
2033 | 41 | 2.94 | 25.22 | 18.51
2033 | 42 | 3.69 | 25.26 | 18.53
2033 | 43 | 4.15 | 25.24 | 18.51
2033 | 44 | 4.35 | 25.21 | 18.49
2033 | 45 | 3.46 | 25.18 | 18.46
2033 | 46 | 4.05 | 25.16 | 18.44
2033 | 47 | 4.22 | 25.09 | 18.4
2033 | 48 | 4.22 | 25.02 | 18.36
2033 | 49 | 4.72 | 24.96 | 18.32
2033 | 50 | 4.62 | 24.89 | 18.28
2033 | 51 | 4.46 | 24.82 | 18.28
2033 | 52 | 4.54 | 24.73 | 18.31
2033 | 53 | 4.54 | 24.73 | 18.31
2034 | 1 | 5.86 | 25.43 | 18.9
2034 | 2 | 4.69 | 25.35 | 18.93
2034 | 3 | 5.16 | 25.25 | 18.92
2034 | 4 | 4.66 | 25.09 | 18.79
2034 | 5 | 4.64 | 24.92 | 18.66
2034 | 6 | 4.76 | 24.76 | 18.52
2034 | 7 | 4.49 | 24.6 | 18.39
2034 | 8 | 4.38 | 24.5 | 18.31
2034 | 9 | 4.34 | 24.39 | 18.23
2034 | 10 | 4.17 | 24.29 | 18.15
2034 | 11 | 4.31 | 24.19 | 18.07
2034 | 12 | 4.06 | 24.17 | 18.05
2034 | 13 | 3.86 | 24.14 | 18.02
2034 | 14 | 3.92 | 24.11 | 17.99
2034 | 15 | 3.83 | 24.08 | 17.96
2034 | 16 | 3.81 | 24.07 | 17.95
2034 | 17 | 3.83 | 24.08 | 17.96
2034 | 18 | 3.91 | 24.09 | 17.97
2034 | 19 | 3.87 | 24.1 | 17.98
2034 | 20 | 3.72 | 24.12 | 18
2034 | 21 | 3.82 | 24.21 | 18.05
2034 | 22 | 3.71 | 24.29 | 18.11
2034 | 23 | 3.83 | 24.38 | 18.16
2034 | 24 | 3.7 | 24.46 | 18.22
2034 | 25 | 3.74 | 24.55 | 18.28
2034 | 26 | 3.68 | 24.63 | 18.35
2034 | 27 | 3.89 | 24.72 | 18.41
2034 | 28 | 3.91 | 24.8 | 18.47
2034 | 29 | 3.99 | 24.89 | 18.53
2034 | 30 | 3.69 | 24.98 | 18.59
2034 | 31 | 3.67 | 25.08 | 18.64
2034 | 32 | 3.58 | 25.17 | 18.7
2034 | 33 | 3.64 | 25.26 | 18.75
2034 | 34 | 3.84 | 25.38 | 18.8
2034 | 35 | 3.39 | 25.49 | 18.84
2034 | 36 | 3.66 | 25.61 | 18.89
2034 | 37 | 3.64 | 25.72 | 18.94
2034 | 38 | 3.55 | 25.81 | 18.98
2034 | 39 | 3.03 | 25.88 | 19.01
2034 | 40 | 2.54 | 25.94 | 19.04
2034 | 41 | 3.04 | 26.01 | 19.08
2034 | 42 | 3.81 | 26.06 | 19.1
2034 | 43 | 4.28 | 26.03 | 19.07
2034 | 44 | 4.49 | 26 | 19.05
2034 | 45 | 3.57 | 25.97 | 19.03
2034 | 46 | 4.18 | 25.95 | 19.01
2034 | 47 | 4.36 | 25.88 | 18.97
2034 | 48 | 4.36 | 25.81 | 18.92
2034 | 49 | 4.87 | 25.74 | 18.88
2034 | 50 | 4.76 | 25.68 | 18.84
2034 | 51 | 4.6 | 25.6 | 18.84
2034 | 52 | 4.69 | 25.51 | 18.87
2034 | 53 | 4.69 | 25.51 | 18.87
2035 | 1 | 5.99 | 26.16 | 19.49
2035 | 2 | 4.79 | 26.08 | 19.52
2035 | 3 | 5.27 | 25.98 | 19.51
2035 | 4 | 4.76 | 25.81 | 19.37
2035 | 5 | 4.75 | 25.64 | 19.24
2035 | 6 | 4.86 | 25.47 | 19.1
2035 | 7 | 4.59 | 25.31 | 18.97
2035 | 8 | 4.48 | 25.2 | 18.89
2035 | 9 | 4.44 | 25.1 | 18.8
2035 | 10 | 4.27 | 24.99 | 18.72
2035 | 11 | 4.41 | 24.89 | 18.64
2035 | 12 | 4.15 | 24.87 | 18.62
2035 | 13 | 3.95 | 24.84 | 18.58
2035 | 14 | 4.01 | 24.8 | 18.55
2035 | 15 | 3.92 | 24.77 | 18.52
2035 | 16 | 3.89 | 24.76 | 18.51
2035 | 17 | 3.92 | 24.77 | 18.52
2035 | 18 | 3.99 | 24.78 | 18.53
2035 | 19 | 3.96 | 24.8 | 18.54
2035 | 20 | 3.81 | 24.82 | 18.56
2035 | 21 | 3.91 | 24.91 | 18.62
2035 | 22 | 3.79 | 24.99 | 18.67
2035 | 23 | 3.91 | 25.08 | 18.73
2035 | 24 | 3.78 | 25.17 | 18.79
2035 | 25 | 3.82 | 25.25 | 18.85
2035 | 26 | 3.76 | 25.34 | 18.92
2035 | 27 | 3.98 | 25.43 | 18.98
2035 | 28 | 4 | 25.52 | 19.05
2035 | 29 | 4.08 | 25.61 | 19.11
2035 | 30 | 3.77 | 25.7 | 19.17
2035 | 31 | 3.75 | 25.8 | 19.22
2035 | 32 | 3.66 | 25.89 | 19.28
2035 | 33 | 3.73 | 25.99 | 19.33
2035 | 34 | 3.93 | 26.11 | 19.38
2035 | 35 | 3.46 | 26.23 | 19.43
2035 | 36 | 3.74 | 26.35 | 19.48
2035 | 37 | 3.72 | 26.46 | 19.53
2035 | 38 | 3.63 | 26.55 | 19.57
2035 | 39 | 3.1 | 26.62 | 19.6
2035 | 40 | 2.6 | 26.69 | 19.64
2035 | 41 | 3.1 | 26.76 | 19.67
2035 | 42 | 3.9 | 26.81 | 19.69
2035 | 43 | 4.38 | 26.78 | 19.67
2035 | 44 | 4.59 | 26.75 | 19.65
2035 | 45 | 3.65 | 26.72 | 19.63
2035 | 46 | 4.27 | 26.69 | 19.6
2035 | 47 | 4.45 | 26.62 | 19.56
2035 | 48 | 4.45 | 26.55 | 19.52
2035 | 49 | 4.98 | 26.48 | 19.47
2035 | 50 | 4.87 | 26.42 | 19.43
2035 | 51 | 4.7 | 26.34 | 19.43
2035 | 52 | 4.79 | 26.25 | 19.46
2035 | 53 | 4.79 | 26.25 | 19.46
2036 | 1 | 6.12 | 26.93 | 20.02
2036 | 2 | 4.9 | 26.84 | 20.05
2036 | 3 | 5.39 | 26.73 | 20.03
2036 | 4 | 4.87 | 26.56 | 19.89
2036 | 5 | 4.85 | 26.39 | 19.75
2036 | 6 | 4.97 | 26.22 | 19.62
2036 | 7 | 4.69 | 26.04 | 19.48
2036 | 8 | 4.58 | 25.94 | 19.39
2036 | 9 | 4.54 | 25.83 | 19.31
2036 | 10 | 4.36 | 25.72 | 19.22
2036 | 11 | 4.5 | 25.61 | 19.14
2036 | 12 | 4.24 | 25.6 | 19.12
2036 | 13 | 4.03 | 25.56 | 19.08
2036 | 14 | 4.1 | 25.53 | 19.05
2036 | 15 | 4 | 25.49 | 19.02
2036 | 16 | 3.98 | 25.49 | 19.01
2036 | 17 | 4 | 25.5 | 19.02
2036 | 18 | 4.08 | 25.51 | 19.03
2036 | 19 | 4.04 | 25.52 | 19.04
2036 | 20 | 3.89 | 25.54 | 19.06
2036 | 21 | 4 | 25.63 | 19.12
2036 | 22 | 3.88 | 25.72 | 19.17
2036 | 23 | 4 | 25.81 | 19.23
2036 | 24 | 3.87 | 25.9 | 19.29
2036 | 25 | 3.9 | 25.99 | 19.36
2036 | 26 | 3.84 | 26.08 | 19.43
2036 | 27 | 4.07 | 26.17 | 19.49
2036 | 28 | 4.09 | 26.26 | 19.56
2036 | 29 | 4.17 | 26.36 | 19.62
2036 | 30 | 3.86 | 26.45 | 19.68
2036 | 31 | 3.83 | 26.55 | 19.74
2036 | 32 | 3.75 | 26.65 | 19.8
2036 | 33 | 3.81 | 26.75 | 19.85
2036 | 34 | 4.01 | 26.87 | 19.9
2036 | 35 | 3.54 | 26.99 | 19.95
2036 | 36 | 3.82 | 27.12 | 20
2036 | 37 | 3.81 | 27.24 | 20.06
2036 | 38 | 3.71 | 27.32 | 20.1
2036 | 39 | 3.16 | 27.4 | 20.13
2036 | 40 | 2.66 | 27.47 | 20.17
2036 | 41 | 3.17 | 27.54 | 20.2
2036 | 42 | 3.98 | 27.59 | 20.22
2036 | 43 | 4.48 | 27.56 | 20.2
2036 | 44 | 4.69 | 27.53 | 20.17
2036 | 45 | 3.73 | 27.5 | 20.15
2036 | 46 | 4.37 | 27.47 | 20.13
2036 | 47 | 4.55 | 27.4 | 20.08
2036 | 48 | 4.55 | 27.33 | 20.04
2036 | 49 | 5.09 | 27.26 | 20
2036 | 50 | 4.98 | 27.19 | 19.95
2036 | 51 | 4.8 | 27.11 | 19.95
2036 | 52 | 4.9 | 27.01 | 19.99
2036 | 53 | 4.9 | 27.01 | 19.99
2037 | 1 | 6.22 | 27.87 | 20.54
2037 | 2 | 4.98 | 27.79 | 20.57
2037 | 3 | 5.48 | 27.67 | 20.55
2037 | 4 | 4.94 | 27.49 | 20.41
2037 | 5 | 4.93 | 27.32 | 20.27
2037 | 6 | 5.05 | 27.14 | 20.13
2037 | 7 | 4.76 | 26.96 | 19.99
2037 | 8 | 4.65 | 26.85 | 19.9
2037 | 9 | 4.61 | 26.74 | 19.81
2037 | 10 | 4.43 | 26.63 | 19.72
2037 | 11 | 4.57 | 26.51 | 19.63
2037 | 12 | 4.31 | 26.49 | 19.61
2037 | 13 | 4.1 | 26.46 | 19.58
2037 | 14 | 4.16 | 26.42 | 19.55
2037 | 15 | 4.07 | 26.39 | 19.51
2037 | 16 | 4.04 | 26.38 | 19.51
2037 | 17 | 4.06 | 26.39 | 19.52
2037 | 18 | 4.15 | 26.4 | 19.53
2037 | 19 | 4.11 | 26.42 | 19.54
2037 | 20 | 3.95 | 26.44 | 19.55
2037 | 21 | 4.06 | 26.53 | 19.61
2037 | 22 | 3.94 | 26.62 | 19.67
2037 | 23 | 4.06 | 26.72 | 19.73
2037 | 24 | 3.93 | 26.81 | 19.79
2037 | 25 | 3.96 | 26.9 | 19.86
2037 | 26 | 3.9 | 27 | 19.93
2037 | 27 | 4.13 | 27.09 | 20
2037 | 28 | 4.15 | 27.18 | 20.07
2037 | 29 | 4.23 | 27.28 | 20.14
2037 | 30 | 3.92 | 27.38 | 20.2
2037 | 31 | 3.89 | 27.48 | 20.25
2037 | 32 | 3.8 | 27.59 | 20.31
2037 | 33 | 3.87 | 27.69 | 20.37
2037 | 34 | 4.07 | 27.81 | 20.42
2037 | 35 | 3.59 | 27.94 | 20.47
2037 | 36 | 3.88 | 28.07 | 20.53
2037 | 37 | 3.87 | 28.19 | 20.58
2037 | 38 | 3.77 | 28.28 | 20.62
2037 | 39 | 3.21 | 28.36 | 20.66
2037 | 40 | 2.7 | 28.44 | 20.69
2037 | 41 | 3.22 | 28.51 | 20.73
2037 | 42 | 4.04 | 28.56 | 20.75
2037 | 43 | 4.55 | 28.53 | 20.72
2037 | 44 | 4.76 | 28.5 | 20.7
2037 | 45 | 3.79 | 28.47 | 20.68
2037 | 46 | 4.44 | 28.44 | 20.65
2037 | 47 | 4.62 | 28.36 | 20.61
2037 | 48 | 4.62 | 28.29 | 20.56
2037 | 49 | 5.17 | 28.22 | 20.52
2037 | 50 | 5.05 | 28.14 | 20.47
2037 | 51 | 4.88 | 28.06 | 20.47
2037 | 52 | 4.97 | 27.96 | 20.51
2037 | 53 | 4.97 | 27.96 | 20.51
2038 | 1 | 6.4 | 28.72 | 21.26
2038 | 2 | 5.12 | 28.63 | 21.3
2038 | 3 | 5.63 | 28.51 | 21.28
2038 | 4 | 5.09 | 28.33 | 21.13
2038 | 5 | 5.07 | 28.15 | 20.99
2038 | 6 | 5.19 | 27.96 | 20.84
2038 | 7 | 4.9 | 27.78 | 20.69
2038 | 8 | 4.78 | 27.66 | 20.6
2038 | 9 | 4.74 | 27.55 | 20.51
2038 | 10 | 4.56 | 27.43 | 20.42
2038 | 11 | 4.71 | 27.32 | 20.33
2038 | 12 | 4.43 | 27.3 | 20.31
2038 | 13 | 4.22 | 27.26 | 20.27
2038 | 14 | 4.28 | 27.23 | 20.24
2038 | 15 | 4.18 | 27.19 | 20.2
2038 | 16 | 4.16 | 27.18 | 20.19
2038 | 17 | 4.18 | 27.19 | 20.2
2038 | 18 | 4.27 | 27.21 | 20.22
2038 | 19 | 4.23 | 27.22 | 20.23
2038 | 20 | 4.07 | 27.24 | 20.24
2038 | 21 | 4.18 | 27.34 | 20.31
2038 | 22 | 4.05 | 27.43 | 20.37
2038 | 23 | 4.18 | 27.53 | 20.43
2038 | 24 | 4.04 | 27.62 | 20.49
2038 | 25 | 4.08 | 27.72 | 20.56
2038 | 26 | 4.01 | 27.82 | 20.64
2038 | 27 | 4.25 | 27.91 | 20.71
2038 | 28 | 4.27 | 28.01 | 20.78
2038 | 29 | 4.36 | 28.11 | 20.85
2038 | 30 | 4.03 | 28.22 | 20.91
2038 | 31 | 4 | 28.32 | 20.97
2038 | 32 | 3.91 | 28.42 | 21.03
2038 | 33 | 3.98 | 28.53 | 21.09
2038 | 34 | 4.19 | 28.66 | 21.14
2038 | 35 | 3.7 | 28.79 | 21.2
2038 | 36 | 3.99 | 28.92 | 21.25
2038 | 37 | 3.98 | 29.05 | 21.3
2038 | 38 | 3.88 | 29.14 | 21.35
2038 | 39 | 3.31 | 29.22 | 21.38
2038 | 40 | 2.78 | 29.3 | 21.42
2038 | 41 | 3.32 | 29.38 | 21.46
2038 | 42 | 4.16 | 29.43 | 21.48
2038 | 43 | 4.68 | 29.39 | 21.46
2038 | 44 | 4.9 | 29.36 | 21.43
2038 | 45 | 3.9 | 29.33 | 21.41
2038 | 46 | 4.56 | 29.3 | 21.38
2038 | 47 | 4.76 | 29.23 | 21.34
2038 | 48 | 4.76 | 29.15 | 21.29
2038 | 49 | 5.32 | 29.07 | 21.24
2038 | 50 | 5.2 | 29 | 21.19
2038 | 51 | 5.02 | 28.91 | 21.19
2038 | 52 | 5.12 | 28.81 | 21.23
2038 | 53 | 5.12 | 28.81 | 21.23
2039 | 1 | 6.53 | 29.35 | 21.68
2039 | 2 | 5.22 | 29.26 | 21.71
2039 | 3 | 5.75 | 29.14 | 21.69
2039 | 4 | 5.19 | 28.95 | 21.54
2039 | 5 | 5.17 | 28.77 | 21.39
2039 | 6 | 5.3 | 28.58 | 21.24
2039 | 7 | 5 | 28.39 | 21.09
2039 | 8 | 4.88 | 28.27 | 21
2039 | 9 | 4.84 | 28.16 | 20.91
2039 | 10 | 4.65 | 28.04 | 20.82
2039 | 11 | 4.8 | 27.92 | 20.72
2039 | 12 | 4.52 | 27.9 | 20.7
2039 | 13 | 4.3 | 27.86 | 20.67
2039 | 14 | 4.37 | 27.83 | 20.63
2039 | 15 | 4.27 | 27.79 | 20.6
2039 | 16 | 4.24 | 27.78 | 20.59
2039 | 17 | 4.27 | 27.79 | 20.6
2039 | 18 | 4.35 | 27.81 | 20.61
2039 | 19 | 4.31 | 27.82 | 20.62
2039 | 20 | 4.15 | 27.84 | 20.64
2039 | 21 | 4.26 | 27.94 | 20.7
2039 | 22 | 4.13 | 28.04 | 20.77
2039 | 23 | 4.26 | 28.13 | 20.83
2039 | 24 | 4.12 | 28.23 | 20.89
2039 | 25 | 4.16 | 28.33 | 20.96
2039 | 26 | 4.09 | 28.43 | 21.04
2039 | 27 | 4.34 | 28.53 | 21.11
2039 | 28 | 4.36 | 28.63 | 21.19
2039 | 29 | 4.44 | 28.73 | 21.25
2039 | 30 | 4.11 | 28.84 | 21.32
2039 | 31 | 4.08 | 28.94 | 21.38
2039 | 32 | 3.99 | 29.05 | 21.44
2039 | 33 | 4.06 | 29.16 | 21.5
2039 | 34 | 4.28 | 29.29 | 21.56
2039 | 35 | 3.77 | 29.42 | 21.61
2039 | 36 | 4.07 | 29.56 | 21.66
2039 | 37 | 4.06 | 29.69 | 21.72
2039 | 38 | 3.96 | 29.78 | 21.76
2039 | 39 | 3.37 | 29.86 | 21.8
2039 | 40 | 2.83 | 29.94 | 21.84
2039 | 41 | 3.38 | 30.02 | 21.88
2039 | 42 | 4.24 | 30.07 | 21.9
2039 | 43 | 4.77 | 30.04 | 21.87
2039 | 44 | 5 | 30.01 | 21.85
2039 | 45 | 3.98 | 29.98 | 21.82
2039 | 46 | 4.66 | 29.95 | 21.8
2039 | 47 | 4.85 | 29.87 | 21.75
2039 | 48 | 4.85 | 29.79 | 21.7
2039 | 49 | 5.43 | 29.71 | 21.65
2039 | 50 | 5.31 | 29.63 | 21.61
2039 | 51 | 5.12 | 29.55 | 21.61
2039 | 52 | 5.22 | 29.44 | 21.64
2039 | 53 | 5.22 | 29.44 | 21.64
2040 | 1 | 6.66 | 30.63 | 22.83
2040 | 2 | 5.33 | 30.54 | 22.87
2040 | 3 | 5.87 | 30.41 | 22.85
2040 | 4 | 5.3 | 30.22 | 22.69
2040 | 5 | 5.28 | 30.02 | 22.53
2040 | 6 | 5.41 | 29.83 | 22.37
2040 | 7 | 5.1 | 29.63 | 22.22
2040 | 8 | 4.98 | 29.51 | 22.12
2040 | 9 | 4.94 | 29.39 | 22.02
2040 | 10 | 4.75 | 29.26 | 21.92
2040 | 11 | 4.9 | 29.14 | 21.83
2040 | 12 | 4.62 | 29.12 | 21.8
2040 | 13 | 4.39 | 29.08 | 21.77
2040 | 14 | 4.46 | 29.04 | 21.73
2040 | 15 | 4.36 | 29 | 21.69
2040 | 16 | 4.33 | 28.99 | 21.68
2040 | 17 | 4.36 | 29.01 | 21.69
2040 | 18 | 4.44 | 29.02 | 21.71
2040 | 19 | 4.4 | 29.03 | 21.72
2040 | 20 | 4.23 | 29.06 | 21.74
2040 | 21 | 4.35 | 29.16 | 21.8
2040 | 22 | 4.22 | 29.26 | 21.87
2040 | 23 | 4.35 | 29.36 | 21.94
2040 | 24 | 4.21 | 29.47 | 22
2040 | 25 | 4.25 | 29.57 | 22.08
2040 | 26 | 4.18 | 29.67 | 22.16
2040 | 27 | 4.43 | 29.77 | 22.23
2040 | 28 | 4.45 | 29.88 | 22.31
2040 | 29 | 4.54 | 29.98 | 22.38
2040 | 30 | 4.2 | 30.1 | 22.45
2040 | 31 | 4.17 | 30.21 | 22.51
2040 | 32 | 4.08 | 30.32 | 22.58
2040 | 33 | 4.14 | 30.43 | 22.65
2040 | 34 | 4.37 | 30.57 | 22.7
2040 | 35 | 3.85 | 30.71 | 22.76
2040 | 36 | 4.16 | 30.85 | 22.82
2040 | 37 | 4.14 | 30.99 | 22.88
2040 | 38 | 4.04 | 31.09 | 22.92
2040 | 39 | 3.44 | 31.17 | 22.96
2040 | 40 | 2.89 | 31.25 | 23
2040 | 41 | 3.45 | 31.34 | 23.04
2040 | 42 | 4.33 | 31.39 | 23.06
2040 | 43 | 4.87 | 31.35 | 23.04
2040 | 44 | 5.1 | 31.32 | 23.01
2040 | 45 | 4.06 | 31.29 | 22.99
2040 | 46 | 4.75 | 31.25 | 22.96
2040 | 47 | 4.95 | 31.17 | 22.91
2040 | 48 | 4.95 | 31.09 | 22.86
2040 | 49 | 5.54 | 31.01 | 22.81
2040 | 50 | 5.42 | 30.93 | 22.76
2040 | 51 | 5.23 | 30.84 | 22.75
2040 | 52 | 5.33 | 30.73 | 22.8
2040 | 53 | 5.33 | 30.73 | 22.8

## Appendix E- F-I Fuel Prices
Year | Week | Natural Gas | Fuel Oil #2 | Fuel Oil #6
2021 | 1 | 6.94 | 14.21 | 11.09
2021 | 2 | 6.01 | 14.16 | 11.11
2021 | 3 | 7.13 | 14.1 | 11.1
2021 | 4 | 5.31 | 14.01 | 11.02
2021 | 5 | 6.08 | 13.92 | 10.95
2021 | 6 | 5.23 | 13.83 | 10.87
2021 | 7 | 4.48 | 13.74 | 10.79
2021 | 8 | 3.54 | 13.68 | 10.74
2021 | 9 | 4.29 | 13.63 | 10.7
2021 | 10 | 3.76 | 13.57 | 10.65
2021 | 11 | 4.08 | 13.51 | 10.6
2021 | 12 | 3.43 | 13.5 | 10.59
2021 | 13 | 2.89 | 13.49 | 10.57
2021 | 14 | 3.15 | 13.47 | 10.56
2021 | 15 | 3.28 | 13.45 | 10.54
2021 | 16 | 3.17 | 13.45 | 10.53
2021 | 17 | 2.74 | 13.45 | 10.54
2021 | 18 | 2.9 | 13.46 | 10.54
2021 | 19 | 2.74 | 13.46 | 10.55
2021 | 20 | 2.65 | 13.48 | 10.56
2021 | 21 | 2.65 | 13.52 | 10.59
2021 | 22 | 2.63 | 13.57 | 10.62
2021 | 23 | 2.66 | 13.62 | 10.66
2021 | 24 | 2.66 | 13.66 | 10.69
2021 | 25 | 2.79 | 13.71 | 10.73
2021 | 26 | 2.71 | 13.76 | 10.76
2021 | 27 | 2.99 | 13.81 | 10.8
2021 | 28 | 3.02 | 13.86 | 10.84
2021 | 29 | 3.27 | 13.9 | 10.87
2021 | 30 | 2.85 | 13.96 | 10.91
2021 | 31 | 2.86 | 14.01 | 10.94
2021 | 32 | 2.67 | 14.06 | 10.97
2021 | 33 | 2.9 | 14.11 | 11
2021 | 34 | 2.75 | 14.18 | 11.03
2021 | 35 | 2.53 | 14.24 | 11.06
2021 | 36 | 2.47 | 14.31 | 11.08
2021 | 37 | 2.79 | 14.37 | 11.11
2021 | 38 | 2.66 | 14.42 | 11.13
2021 | 39 | 2.62 | 14.45 | 11.15
2021 | 40 | 2.5 | 14.49 | 11.17
2021 | 41 | 2.72 | 14.53 | 11.19
2021 | 42 | 3.1 | 14.56 | 11.2
2021 | 43 | 3.27 | 14.54 | 11.19
2021 | 44 | 2.91 | 14.52 | 11.18
2021 | 45 | 3.21 | 14.51 | 11.17
2021 | 46 | 3.81 | 14.49 | 11.15
2021 | 47 | 4.26 | 14.46 | 11.13
2021 | 48 | 3.58 | 14.42 | 11.1
2021 | 49 | 4.85 | 14.38 | 11.08
2021 | 50 | 4.81 | 14.34 | 11.05
2021 | 51 | 6.47 | 14.3 | 11.05
2021 | 52 | 5.35 | 14.25 | 11.07
2021 | 53 | 5.35 | 14.25 | 11.07
2022 | 1 | 5.76 | 14.04 | 10.68
2022 | 2 | 4.99 | 14 | 10.7
2022 | 3 | 5.93 | 13.94 | 10.69
2022 | 4 | 4.41 | 13.85 | 10.61
2022 | 5 | 5.05 | 13.76 | 10.54
2022 | 6 | 4.34 | 13.67 | 10.46
2022 | 7 | 3.72 | 13.58 | 10.39
2022 | 8 | 2.94 | 13.53 | 10.34
2022 | 9 | 3.56 | 13.47 | 10.3
2022 | 10 | 3.12 | 13.42 | 10.25
2022 | 11 | 3.39 | 13.36 | 10.21
2022 | 12 | 2.85 | 13.35 | 10.2
2022 | 13 | 2.4 | 13.33 | 10.18
2022 | 14 | 2.62 | 13.31 | 10.16
2022 | 15 | 2.73 | 13.3 | 10.15
2022 | 16 | 2.64 | 13.29 | 10.14
2022 | 17 | 2.27 | 13.3 | 10.15
2022 | 18 | 2.41 | 13.3 | 10.15
2022 | 19 | 2.28 | 13.31 | 10.16
2022 | 20 | 2.2 | 13.32 | 10.17
2022 | 21 | 2.2 | 13.37 | 10.2
2022 | 22 | 2.18 | 13.41 | 10.23
2022 | 23 | 2.21 | 13.46 | 10.26
2022 | 24 | 2.21 | 13.51 | 10.29
2022 | 25 | 2.31 | 13.56 | 10.33
2022 | 26 | 2.25 | 13.6 | 10.36
2022 | 27 | 2.48 | 13.65 | 10.4
2022 | 28 | 2.51 | 13.7 | 10.44
2022 | 29 | 2.72 | 13.75 | 10.47
2022 | 30 | 2.37 | 13.8 | 10.5
2022 | 31 | 2.38 | 13.85 | 10.53
2022 | 32 | 2.22 | 13.9 | 10.56
2022 | 33 | 2.41 | 13.95 | 10.59
2022 | 34 | 2.28 | 14.01 | 10.62
2022 | 35 | 2.1 | 14.08 | 10.64
2022 | 36 | 2.05 | 14.14 | 10.67
2022 | 37 | 2.32 | 14.21 | 10.7
2022 | 38 | 2.21 | 14.25 | 10.72
2022 | 39 | 2.18 | 14.29 | 10.74
2022 | 40 | 2.07 | 14.33 | 10.76
2022 | 41 | 2.26 | 14.37 | 10.78
2022 | 42 | 2.58 | 14.39 | 10.79
2022 | 43 | 2.71 | 14.37 | 10.77
2022 | 44 | 2.42 | 14.36 | 10.76
2022 | 45 | 2.67 | 14.34 | 10.75
2022 | 46 | 3.17 | 14.33 | 10.74
2022 | 47 | 3.54 | 14.29 | 10.71
2022 | 48 | 2.98 | 14.25 | 10.69
2022 | 49 | 4.03 | 14.22 | 10.67
2022 | 50 | 3.99 | 14.18 | 10.64
2022 | 51 | 5.38 | 14.14 | 10.64
2022 | 52 | 4.44 | 14.09 | 10.66
2022 | 53 | 4.44 | 14.09 | 10.66
2023 | 1 | 6.61 | 18.1 | 10.43
2023 | 2 | 5.73 | 18.05 | 10.45
2023 | 3 | 6.8 | 17.97 | 10.44
2023 | 4 | 5.06 | 17.86 | 10.37
2023 | 5 | 5.8 | 17.74 | 10.3
2023 | 6 | 4.98 | 17.63 | 10.22
2023 | 7 | 4.27 | 17.51 | 10.15
2023 | 8 | 3.37 | 17.44 | 10.11
2023 | 9 | 4.09 | 17.37 | 10.06
2023 | 10 | 3.58 | 17.29 | 10.02
2023 | 11 | 3.89 | 17.22 | 9.97
2023 | 12 | 3.27 | 17.21 | 9.96
2023 | 13 | 2.76 | 17.18 | 9.95
2023 | 14 | 3 | 17.16 | 9.93
2023 | 15 | 3.13 | 17.14 | 9.91
2023 | 16 | 3.03 | 17.13 | 9.91
2023 | 17 | 2.61 | 17.14 | 9.91
2023 | 18 | 2.77 | 17.15 | 9.92
2023 | 19 | 2.62 | 17.16 | 9.92
2023 | 20 | 2.52 | 17.17 | 9.93
2023 | 21 | 2.53 | 17.23 | 9.96
2023 | 22 | 2.51 | 17.29 | 9.99
2023 | 23 | 2.54 | 17.35 | 10.03
2023 | 24 | 2.54 | 17.41 | 10.06
2023 | 25 | 2.66 | 17.47 | 10.09
2023 | 26 | 2.58 | 17.53 | 10.13
2023 | 27 | 2.85 | 17.6 | 10.16
2023 | 28 | 2.88 | 17.66 | 10.2
2023 | 29 | 3.12 | 17.72 | 10.23
2023 | 30 | 2.72 | 17.79 | 10.26
2023 | 31 | 2.73 | 17.85 | 10.29
2023 | 32 | 2.54 | 17.92 | 10.32
2023 | 33 | 2.77 | 17.98 | 10.35
2023 | 34 | 2.62 | 18.07 | 10.37
2023 | 35 | 2.41 | 18.15 | 10.4
2023 | 36 | 2.35 | 18.23 | 10.43
2023 | 37 | 2.66 | 18.31 | 10.45
2023 | 38 | 2.53 | 18.37 | 10.47
2023 | 39 | 2.5 | 18.42 | 10.49
2023 | 40 | 2.38 | 18.47 | 10.51
2023 | 41 | 2.6 | 18.52 | 10.53
2023 | 42 | 2.96 | 18.55 | 10.54
2023 | 43 | 3.11 | 18.53 | 10.53
2023 | 44 | 2.78 | 18.51 | 10.52
2023 | 45 | 3.06 | 18.49 | 10.5
2023 | 46 | 3.63 | 18.47 | 10.49
2023 | 47 | 4.06 | 18.42 | 10.47
2023 | 48 | 3.42 | 18.37 | 10.45
2023 | 49 | 4.62 | 18.33 | 10.42
2023 | 50 | 4.58 | 18.28 | 10.4
2023 | 51 | 6.17 | 18.22 | 10.4
2023 | 52 | 5.1 | 18.16 | 10.42
2023 | 53 | 5.1 | 18.16 | 10.42
2024 | 1 | 6.28 | 18.46 | 11.53
2024 | 2 | 5.44 | 18.4 | 11.54
2024 | 3 | 6.46 | 18.33 | 11.53
2024 | 4 | 4.81 | 18.21 | 11.45
2024 | 5 | 5.51 | 18.09 | 11.37
2024 | 6 | 4.73 | 17.97 | 11.29
2024 | 7 | 4.06 | 17.86 | 11.22
2024 | 8 | 3.2 | 17.78 | 11.17
2024 | 9 | 3.88 | 17.71 | 11.12
2024 | 10 | 3.4 | 17.64 | 11.07
2024 | 11 | 3.69 | 17.56 | 11.02
2024 | 12 | 3.1 | 17.55 | 11.01
2024 | 13 | 2.62 | 17.53 | 10.99
2024 | 14 | 2.85 | 17.5 | 10.97
2024 | 15 | 2.97 | 17.48 | 10.95
2024 | 16 | 2.87 | 17.47 | 10.95
2024 | 17 | 2.48 | 17.48 | 10.95
2024 | 18 | 2.63 | 17.49 | 10.96
2024 | 19 | 2.48 | 17.5 | 10.96
2024 | 20 | 2.39 | 17.51 | 10.97
2024 | 21 | 2.4 | 17.57 | 11.01
2024 | 22 | 2.38 | 17.64 | 11.04
2024 | 23 | 2.41 | 17.7 | 11.07
2024 | 24 | 2.41 | 17.76 | 11.11
2024 | 25 | 2.52 | 17.82 | 11.15
2024 | 26 | 2.45 | 17.88 | 11.19
2024 | 27 | 2.7 | 17.94 | 11.22
2024 | 28 | 2.74 | 18.01 | 11.26
2024 | 29 | 2.96 | 18.07 | 11.3
2024 | 30 | 2.58 | 18.14 | 11.33
2024 | 31 | 2.59 | 18.2 | 11.37
2024 | 32 | 2.41 | 18.27 | 11.4
2024 | 33 | 2.63 | 18.34 | 11.43
2024 | 34 | 2.49 | 18.42 | 11.46
2024 | 35 | 2.29 | 18.51 | 11.49
2024 | 36 | 2.23 | 18.59 | 11.52
2024 | 37 | 2.52 | 18.67 | 11.55
2024 | 38 | 2.4 | 18.73 | 11.57
2024 | 39 | 2.37 | 18.78 | 11.59
2024 | 40 | 2.26 | 18.83 | 11.61
2024 | 41 | 2.46 | 18.89 | 11.63
2024 | 42 | 2.81 | 18.92 | 11.64
2024 | 43 | 2.96 | 18.9 | 11.63
2024 | 44 | 2.64 | 18.88 | 11.62
2024 | 45 | 2.91 | 18.86 | 11.6
2024 | 46 | 3.45 | 18.84 | 11.59
2024 | 47 | 3.85 | 18.79 | 11.56
2024 | 48 | 3.24 | 18.74 | 11.54
2024 | 49 | 4.39 | 18.69 | 11.51
2024 | 50 | 4.35 | 18.64 | 11.49
2024 | 51 | 5.86 | 18.59 | 11.49
2024 | 52 | 4.84 | 18.52 | 11.51
2024 | 53 | 4.84 | 18.52 | 11.51
2025 | 1 | 6.59 | 18.7 | 12.47
2025 | 2 | 5.71 | 18.64 | 12.49
2025 | 3 | 6.78 | 18.57 | 12.48
2025 | 4 | 5.04 | 18.45 | 12.4
2025 | 5 | 5.78 | 18.33 | 12.31
2025 | 6 | 4.97 | 18.21 | 12.22
2025 | 7 | 4.26 | 18.09 | 12.14
2025 | 8 | 3.36 | 18.01 | 12.09
2025 | 9 | 4.08 | 17.94 | 12.03
2025 | 10 | 3.57 | 17.86 | 11.98
2025 | 11 | 3.88 | 17.79 | 11.93
2025 | 12 | 3.26 | 17.77 | 11.91
2025 | 13 | 2.75 | 17.75 | 11.89
2025 | 14 | 2.99 | 17.73 | 11.87
2025 | 15 | 3.12 | 17.7 | 11.85
2025 | 16 | 3.02 | 17.7 | 11.85
2025 | 17 | 2.6 | 17.71 | 11.85
2025 | 18 | 2.76 | 17.71 | 11.86
2025 | 19 | 2.61 | 17.72 | 11.87
2025 | 20 | 2.51 | 17.74 | 11.88
2025 | 21 | 2.52 | 17.8 | 11.91
2025 | 22 | 2.5 | 17.86 | 11.95
2025 | 23 | 2.53 | 17.92 | 11.99
2025 | 24 | 2.53 | 17.99 | 12.02
2025 | 25 | 2.65 | 18.05 | 12.06
2025 | 26 | 2.57 | 18.11 | 12.11
2025 | 27 | 2.84 | 18.18 | 12.15
2025 | 28 | 2.87 | 18.24 | 12.19
2025 | 29 | 3.11 | 18.3 | 12.23
2025 | 30 | 2.71 | 18.37 | 12.27
2025 | 31 | 2.72 | 18.44 | 12.3
2025 | 32 | 2.53 | 18.51 | 12.34
2025 | 33 | 2.76 | 18.58 | 12.37
2025 | 34 | 2.61 | 18.66 | 12.4
2025 | 35 | 2.4 | 18.75 | 12.44
2025 | 36 | 2.35 | 18.83 | 12.47
2025 | 37 | 2.65 | 18.92 | 12.5
2025 | 38 | 2.52 | 18.98 | 12.52
2025 | 39 | 2.49 | 19.03 | 12.55
2025 | 40 | 2.37 | 19.08 | 12.57
2025 | 41 | 2.59 | 19.13 | 12.59
2025 | 42 | 2.95 | 19.16 | 12.6
2025 | 43 | 3.1 | 19.14 | 12.59
2025 | 44 | 2.77 | 19.12 | 12.57
2025 | 45 | 3.05 | 19.1 | 12.56
2025 | 46 | 3.62 | 19.08 | 12.54
2025 | 47 | 4.04 | 19.03 | 12.52
2025 | 48 | 3.41 | 18.98 | 12.49
2025 | 49 | 4.61 | 18.93 | 12.46
2025 | 50 | 4.57 | 18.88 | 12.43
2025 | 51 | 6.15 | 18.83 | 12.43
2025 | 52 | 5.08 | 18.76 | 12.46
2025 | 53 | 5.08 | 18.76 | 12.46
2026 | 1 | 6.93 | 18.73 | 13.43
2026 | 2 | 6 | 18.67 | 13.45
2026 | 3 | 7.13 | 18.59 | 13.44
2026 | 4 | 5.3 | 18.47 | 13.35
2026 | 5 | 6.08 | 18.35 | 13.26
2026 | 6 | 5.22 | 18.23 | 13.16
2026 | 7 | 4.48 | 18.11 | 13.07
2026 | 8 | 3.53 | 18.04 | 13.01
2026 | 9 | 4.29 | 17.97 | 12.96
2026 | 10 | 3.75 | 17.89 | 12.9
2026 | 11 | 4.08 | 17.82 | 12.84
2026 | 12 | 3.43 | 17.8 | 12.83
2026 | 13 | 2.89 | 17.78 | 12.81
2026 | 14 | 3.15 | 17.75 | 12.78
2026 | 15 | 3.28 | 17.73 | 12.76
2026 | 16 | 3.17 | 17.73 | 12.76
2026 | 17 | 2.73 | 17.73 | 12.76
2026 | 18 | 2.9 | 17.74 | 12.77
2026 | 19 | 2.74 | 17.75 | 12.78
2026 | 20 | 2.64 | 17.77 | 12.79
2026 | 21 | 2.65 | 17.83 | 12.83
2026 | 22 | 2.63 | 17.89 | 12.87
2026 | 23 | 2.66 | 17.95 | 12.91
2026 | 24 | 2.66 | 18.01 | 12.95
2026 | 25 | 2.78 | 18.08 | 12.99
2026 | 26 | 2.71 | 18.14 | 13.04
2026 | 27 | 2.98 | 18.2 | 13.08
2026 | 28 | 3.02 | 18.27 | 13.13
2026 | 29 | 3.27 | 18.33 | 13.17
2026 | 30 | 2.85 | 18.4 | 13.21
2026 | 31 | 2.86 | 18.47 | 13.25
2026 | 32 | 2.66 | 18.54 | 13.29
2026 | 33 | 2.9 | 18.6 | 13.32
2026 | 34 | 2.74 | 18.69 | 13.36
2026 | 35 | 2.52 | 18.77 | 13.39
2026 | 36 | 2.47 | 18.86 | 13.42
2026 | 37 | 2.79 | 18.94 | 13.46
2026 | 38 | 2.65 | 19 | 13.49
2026 | 39 | 2.62 | 19.06 | 13.51
2026 | 40 | 2.49 | 19.11 | 13.53
2026 | 41 | 2.72 | 19.16 | 13.56
2026 | 42 | 3.1 | 19.19 | 13.57
2026 | 43 | 3.26 | 19.17 | 13.55
2026 | 44 | 2.91 | 19.15 | 13.54
2026 | 45 | 3.21 | 19.13 | 13.52
2026 | 46 | 3.81 | 19.11 | 13.51
2026 | 47 | 4.25 | 19.06 | 13.48
2026 | 48 | 3.58 | 19.01 | 13.45
2026 | 49 | 4.84 | 18.96 | 13.42
2026 | 50 | 4.8 | 18.91 | 13.39
2026 | 51 | 6.47 | 18.85 | 13.39
2026 | 52 | 5.34 | 18.79 | 13.41
2026 | 53 | 5.34 | 18.79 | 13.41
2027 | 1 | 7.2 | 19.54 | 14.1
2027 | 2 | 6.24 | 19.48 | 14.12
2027 | 3 | 7.4 | 19.4 | 14.11
2027 | 4 | 5.51 | 19.28 | 14.01
2027 | 5 | 6.32 | 19.15 | 13.91
2027 | 6 | 5.43 | 19.03 | 13.82
2027 | 7 | 4.65 | 18.9 | 13.72
2027 | 8 | 3.67 | 18.82 | 13.66
2027 | 9 | 4.45 | 18.75 | 13.6
2027 | 10 | 3.9 | 18.67 | 13.54
2027 | 11 | 4.24 | 18.59 | 13.48
2027 | 12 | 3.56 | 18.58 | 13.46
2027 | 13 | 3 | 18.55 | 13.44
2027 | 14 | 3.27 | 18.53 | 13.42
2027 | 15 | 3.41 | 18.5 | 13.39
2027 | 16 | 3.29 | 18.5 | 13.39
2027 | 17 | 2.84 | 18.5 | 13.4
2027 | 18 | 3.01 | 18.51 | 13.4
2027 | 19 | 2.85 | 18.52 | 13.41
2027 | 20 | 2.75 | 18.54 | 13.42
2027 | 21 | 2.75 | 18.6 | 13.46
2027 | 22 | 2.73 | 18.67 | 13.5
2027 | 23 | 2.77 | 18.73 | 13.55
2027 | 24 | 2.77 | 18.8 | 13.59
2027 | 25 | 2.89 | 18.86 | 13.63
2027 | 26 | 2.81 | 18.93 | 13.68
2027 | 27 | 3.1 | 18.99 | 13.73
2027 | 28 | 3.14 | 19.06 | 13.78
2027 | 29 | 3.4 | 19.13 | 13.82
2027 | 30 | 2.96 | 19.2 | 13.86
2027 | 31 | 2.97 | 19.27 | 13.9
2027 | 32 | 2.77 | 19.34 | 13.94
2027 | 33 | 3.01 | 19.41 | 13.98
2027 | 34 | 2.85 | 19.5 | 14.02
2027 | 35 | 2.62 | 19.59 | 14.05
2027 | 36 | 2.56 | 19.68 | 14.09
2027 | 37 | 2.9 | 19.77 | 14.13
2027 | 38 | 2.76 | 19.83 | 14.15
2027 | 39 | 2.72 | 19.88 | 14.18
2027 | 40 | 2.59 | 19.94 | 14.2
2027 | 41 | 2.83 | 19.99 | 14.23
2027 | 42 | 3.22 | 20.02 | 14.24
2027 | 43 | 3.39 | 20 | 14.23
2027 | 44 | 3.02 | 19.98 | 14.21
2027 | 45 | 3.34 | 19.96 | 14.19
2027 | 46 | 3.96 | 19.94 | 14.18
2027 | 47 | 4.42 | 19.89 | 14.15
2027 | 48 | 3.72 | 19.83 | 14.11
2027 | 49 | 5.03 | 19.78 | 14.08
2027 | 50 | 4.99 | 19.73 | 14.05
2027 | 51 | 6.72 | 19.67 | 14.05
2027 | 52 | 5.55 | 19.6 | 14.08
2027 | 53 | 5.55 | 19.6 | 14.08
2028 | 1 | 7.64 | 20.54 | 14.91
2028 | 2 | 6.61 | 20.47 | 14.94
2028 | 3 | 7.85 | 20.39 | 14.92
2028 | 4 | 5.84 | 20.26 | 14.82
2028 | 5 | 6.7 | 20.13 | 14.72
2028 | 6 | 5.75 | 19.99 | 14.61
2028 | 7 | 4.93 | 19.86 | 14.51
2028 | 8 | 3.89 | 19.78 | 14.45
2028 | 9 | 4.72 | 19.7 | 14.38
2028 | 10 | 4.14 | 19.62 | 14.32
2028 | 11 | 4.49 | 19.53 | 14.25
2028 | 12 | 3.77 | 19.52 | 14.24
2028 | 13 | 3.18 | 19.49 | 14.22
2028 | 14 | 3.47 | 19.47 | 14.19
2028 | 15 | 3.61 | 19.44 | 14.17
2028 | 16 | 3.49 | 19.44 | 14.16
2028 | 17 | 3.01 | 19.44 | 14.17
2028 | 18 | 3.19 | 19.45 | 14.18
2028 | 19 | 3.02 | 19.46 | 14.18
2028 | 20 | 2.91 | 19.48 | 14.2
2028 | 21 | 2.92 | 19.55 | 14.24
2028 | 22 | 2.89 | 19.62 | 14.28
2028 | 23 | 2.93 | 19.68 | 14.33
2028 | 24 | 2.93 | 19.75 | 14.37
2028 | 25 | 3.07 | 19.82 | 14.42
2028 | 26 | 2.98 | 19.89 | 14.47
2028 | 27 | 3.29 | 19.96 | 14.52
2028 | 28 | 3.33 | 20.03 | 14.57
2028 | 29 | 3.6 | 20.1 | 14.62
2028 | 30 | 3.14 | 20.17 | 14.66
2028 | 31 | 3.15 | 20.25 | 14.7
2028 | 32 | 2.94 | 20.32 | 14.75
2028 | 33 | 3.2 | 20.4 | 14.79
2028 | 34 | 3.02 | 20.49 | 14.83
2028 | 35 | 2.78 | 20.59 | 14.87
2028 | 36 | 2.72 | 20.68 | 14.9
2028 | 37 | 3.07 | 20.77 | 14.94
2028 | 38 | 2.92 | 20.84 | 14.97
2028 | 39 | 2.89 | 20.89 | 15
2028 | 40 | 2.75 | 20.95 | 15.02
2028 | 41 | 3 | 21.01 | 15.05
2028 | 42 | 3.42 | 21.04 | 15.06
2028 | 43 | 3.6 | 21.02 | 15.05
2028 | 44 | 3.21 | 21 | 15.03
2028 | 45 | 3.54 | 20.97 | 15.01
2028 | 46 | 4.2 | 20.95 | 15
2028 | 47 | 4.69 | 20.9 | 14.96
2028 | 48 | 3.95 | 20.84 | 14.93
2028 | 49 | 5.34 | 20.79 | 14.9
2028 | 50 | 5.29 | 20.73 | 14.86
2028 | 51 | 7.12 | 20.67 | 14.86
2028 | 52 | 5.89 | 20.6 | 14.89
2028 | 53 | 5.89 | 20.6 | 14.89
2029 | 1 | 8.07 | 21.3 | 15.53
2029 | 2 | 6.99 | 21.24 | 15.55
2029 | 3 | 8.3 | 21.15 | 15.54
2029 | 4 | 6.18 | 21.01 | 15.43
2029 | 5 | 7.08 | 20.88 | 15.33
2029 | 6 | 6.08 | 20.74 | 15.22
2029 | 7 | 5.21 | 20.6 | 15.11
2029 | 8 | 4.12 | 20.52 | 15.04
2029 | 9 | 4.99 | 20.43 | 14.98
2029 | 10 | 4.37 | 20.35 | 14.91
2029 | 11 | 4.75 | 20.26 | 14.85
2029 | 12 | 3.99 | 20.25 | 14.83
2029 | 13 | 3.37 | 20.22 | 14.8
2029 | 14 | 3.66 | 20.19 | 14.78
2029 | 15 | 3.82 | 20.17 | 14.75
2029 | 16 | 3.69 | 20.16 | 14.75
2029 | 17 | 3.18 | 20.17 | 14.76
2029 | 18 | 3.37 | 20.18 | 14.76
2029 | 19 | 3.19 | 20.19 | 14.77
2029 | 20 | 3.08 | 20.21 | 14.78
2029 | 21 | 3.08 | 20.28 | 14.83
2029 | 22 | 3.06 | 20.35 | 14.88
2029 | 23 | 3.1 | 20.42 | 14.92
2029 | 24 | 3.1 | 20.49 | 14.97
2029 | 25 | 3.24 | 20.56 | 15.02
2029 | 26 | 3.15 | 20.63 | 15.07
2029 | 27 | 3.47 | 20.7 | 15.12
2029 | 28 | 3.52 | 20.78 | 15.18
2029 | 29 | 3.81 | 20.85 | 15.22
2029 | 30 | 3.32 | 20.93 | 15.27
2029 | 31 | 3.33 | 21.01 | 15.31
2029 | 32 | 3.1 | 21.08 | 15.36
2029 | 33 | 3.38 | 21.16 | 15.4
2029 | 34 | 3.2 | 21.26 | 15.44
2029 | 35 | 2.94 | 21.35 | 15.48
2029 | 36 | 2.87 | 21.45 | 15.52
2029 | 37 | 3.25 | 21.55 | 15.56
2029 | 38 | 3.09 | 21.62 | 15.59
2029 | 39 | 3.05 | 21.67 | 15.62
2029 | 40 | 2.9 | 21.73 | 15.64
2029 | 41 | 3.17 | 21.79 | 15.67
2029 | 42 | 3.61 | 21.83 | 15.69
2029 | 43 | 3.8 | 21.8 | 15.67
2029 | 44 | 3.39 | 21.78 | 15.65
2029 | 45 | 3.74 | 21.76 | 15.63
2029 | 46 | 4.43 | 21.73 | 15.62
2029 | 47 | 4.95 | 21.68 | 15.58
2029 | 48 | 4.17 | 21.62 | 15.55
2029 | 49 | 5.64 | 21.56 | 15.51
2029 | 50 | 5.59 | 21.51 | 15.48
2029 | 51 | 7.53 | 21.45 | 15.48
2029 | 52 | 6.22 | 21.37 | 15.5
2029 | 53 | 6.22 | 21.37 | 15.5
2030 | 1 | 8.33 | 22.29 | 16.41
2030 | 2 | 7.22 | 22.22 | 16.44
2030 | 3 | 8.57 | 22.13 | 16.43
2030 | 4 | 6.38 | 21.99 | 16.31
2030 | 5 | 7.31 | 21.85 | 16.2
2030 | 6 | 6.28 | 21.71 | 16.08
2030 | 7 | 5.38 | 21.56 | 15.97
2030 | 8 | 4.25 | 21.47 | 15.9
2030 | 9 | 5.15 | 21.38 | 15.83
2030 | 10 | 4.51 | 21.3 | 15.76
2030 | 11 | 4.9 | 21.21 | 15.69
2030 | 12 | 4.12 | 21.19 | 15.67
2030 | 13 | 3.48 | 21.16 | 15.65
2030 | 14 | 3.78 | 21.13 | 15.62
2030 | 15 | 3.94 | 21.11 | 15.59
2030 | 16 | 3.81 | 21.1 | 15.59
2030 | 17 | 3.29 | 21.11 | 15.6
2030 | 18 | 3.48 | 21.12 | 15.6
2030 | 19 | 3.3 | 21.13 | 15.61
2030 | 20 | 3.18 | 21.15 | 15.63
2030 | 21 | 3.18 | 21.22 | 15.67
2030 | 22 | 3.16 | 21.3 | 15.72
2030 | 23 | 3.2 | 21.37 | 15.77
2030 | 24 | 3.2 | 21.44 | 15.82
2030 | 25 | 3.35 | 21.52 | 15.87
2030 | 26 | 3.26 | 21.59 | 15.93
2030 | 27 | 3.59 | 21.67 | 15.98
2030 | 28 | 3.63 | 21.74 | 16.04
2030 | 29 | 3.93 | 21.82 | 16.09
2030 | 30 | 3.43 | 21.9 | 16.14
2030 | 31 | 3.44 | 21.98 | 16.19
2030 | 32 | 3.2 | 22.06 | 16.23
2030 | 33 | 3.49 | 22.15 | 16.28
2030 | 34 | 3.3 | 22.25 | 16.32
2030 | 35 | 3.04 | 22.35 | 16.36
2030 | 36 | 2.97 | 22.45 | 16.4
2030 | 37 | 3.35 | 22.55 | 16.44
2030 | 38 | 3.19 | 22.62 | 16.48
2030 | 39 | 3.15 | 22.68 | 16.51
2030 | 40 | 3 | 22.74 | 16.54
2030 | 41 | 3.27 | 22.8 | 16.56
2030 | 42 | 3.73 | 22.84 | 16.58
2030 | 43 | 3.92 | 22.82 | 16.56
2030 | 44 | 3.5 | 22.79 | 16.54
2030 | 45 | 3.86 | 22.77 | 16.52
2030 | 46 | 4.58 | 22.75 | 16.5
2030 | 47 | 5.11 | 22.69 | 16.47
2030 | 48 | 4.31 | 22.63 | 16.43
2030 | 49 | 5.82 | 22.57 | 16.39
2030 | 50 | 5.77 | 22.51 | 16.36
2030 | 51 | 7.77 | 22.44 | 16.36
2030 | 52 | 6.43 | 22.36 | 16.39
2030 | 53 | 6.43 | 22.36 | 16.39
2031 | 1 | 8.54 | 22.98 | 17.04
2031 | 2 | 7.4 | 22.9 | 17.07
2031 | 3 | 8.78 | 22.81 | 17.05
2031 | 4 | 6.53 | 22.66 | 16.93
2031 | 5 | 7.49 | 22.52 | 16.82
2031 | 6 | 6.43 | 22.37 | 16.7
2031 | 7 | 5.51 | 22.22 | 16.58
2031 | 8 | 4.35 | 22.13 | 16.51
2031 | 9 | 5.28 | 22.04 | 16.43
2031 | 10 | 4.63 | 21.95 | 16.36
2031 | 11 | 5.02 | 21.86 | 16.29
2031 | 12 | 4.22 | 21.84 | 16.27
2031 | 13 | 3.56 | 21.81 | 16.24
2031 | 14 | 3.88 | 21.78 | 16.22
2031 | 15 | 4.04 | 21.75 | 16.19
2031 | 16 | 3.91 | 21.75 | 16.18
2031 | 17 | 3.37 | 21.76 | 16.19
2031 | 18 | 3.57 | 21.77 | 16.2
2031 | 19 | 3.38 | 21.78 | 16.21
2031 | 20 | 3.26 | 21.8 | 16.22
2031 | 21 | 3.26 | 21.87 | 16.27
2031 | 22 | 3.23 | 21.95 | 16.32
2031 | 23 | 3.28 | 22.02 | 16.37
2031 | 24 | 3.28 | 22.1 | 16.42
2031 | 25 | 3.43 | 22.18 | 16.48
2031 | 26 | 3.34 | 22.25 | 16.54
2031 | 27 | 3.68 | 22.33 | 16.59
2031 | 28 | 3.72 | 22.41 | 16.65
2031 | 29 | 4.03 | 22.49 | 16.7
2031 | 30 | 3.51 | 22.57 | 16.75
2031 | 31 | 3.52 | 22.66 | 16.8
2031 | 32 | 3.28 | 22.74 | 16.85
2031 | 33 | 3.57 | 22.82 | 16.9
2031 | 34 | 3.38 | 22.93 | 16.94
2031 | 35 | 3.11 | 23.03 | 16.99
2031 | 36 | 3.04 | 23.14 | 17.03
2031 | 37 | 3.43 | 23.24 | 17.07
2031 | 38 | 3.27 | 23.31 | 17.11
2031 | 39 | 3.23 | 23.38 | 17.14
2031 | 40 | 3.07 | 23.44 | 17.17
2031 | 41 | 3.35 | 23.5 | 17.2
2031 | 42 | 3.82 | 23.54 | 17.21
2031 | 43 | 4.02 | 23.52 | 17.19
2031 | 44 | 3.59 | 23.49 | 17.17
2031 | 45 | 3.96 | 23.47 | 17.15
2031 | 46 | 4.69 | 23.44 | 17.13
2031 | 47 | 5.24 | 23.38 | 17.1
2031 | 48 | 4.41 | 23.32 | 17.06
2031 | 49 | 5.97 | 23.26 | 17.02
2031 | 50 | 5.92 | 23.2 | 16.98
2031 | 51 | 7.97 | 23.13 | 16.98
2031 | 52 | 6.58 | 23.05 | 17.01
2031 | 53 | 6.58 | 23.05 | 17.01
2032 | 1 | 8.88 | 23.89 | 17.74
2032 | 2 | 7.69 | 23.82 | 17.77
2032 | 3 | 9.13 | 23.72 | 17.75
2032 | 4 | 6.79 | 23.57 | 17.63
2032 | 5 | 7.79 | 23.41 | 17.51
2032 | 6 | 6.69 | 23.26 | 17.39
2032 | 7 | 5.73 | 23.11 | 17.26
2032 | 8 | 4.53 | 23.01 | 17.19
2032 | 9 | 5.49 | 22.92 | 17.11
2032 | 10 | 4.81 | 22.82 | 17.04
2032 | 11 | 5.22 | 22.73 | 16.96
2032 | 12 | 4.39 | 22.71 | 16.94
2032 | 13 | 3.7 | 22.68 | 16.91
2032 | 14 | 4.03 | 22.65 | 16.88
2032 | 15 | 4.2 | 22.62 | 16.86
2032 | 16 | 4.06 | 22.61 | 16.85
2032 | 17 | 3.5 | 22.62 | 16.86
2032 | 18 | 3.71 | 22.63 | 16.87
2032 | 19 | 3.51 | 22.64 | 16.87
2032 | 20 | 3.39 | 22.66 | 16.89
2032 | 21 | 3.39 | 22.74 | 16.94
2032 | 22 | 3.36 | 22.82 | 16.99
2032 | 23 | 3.41 | 22.9 | 17.05
2032 | 24 | 3.41 | 22.98 | 17.1
2032 | 25 | 3.57 | 23.06 | 17.16
2032 | 26 | 3.47 | 23.14 | 17.22
2032 | 27 | 3.82 | 23.22 | 17.28
2032 | 28 | 3.87 | 23.3 | 17.34
2032 | 29 | 4.19 | 23.38 | 17.39
2032 | 30 | 3.65 | 23.47 | 17.44
2032 | 31 | 3.66 | 23.56 | 17.49
2032 | 32 | 3.41 | 23.65 | 17.55
2032 | 33 | 3.72 | 23.73 | 17.6
2032 | 34 | 3.51 | 23.84 | 17.64
2032 | 35 | 3.23 | 23.95 | 17.69
2032 | 36 | 3.16 | 24.06 | 17.73
2032 | 37 | 3.57 | 24.17 | 17.77
2032 | 38 | 3.4 | 24.24 | 17.81
2032 | 39 | 3.36 | 24.31 | 17.84
2032 | 40 | 3.19 | 24.37 | 17.87
2032 | 41 | 3.48 | 24.44 | 17.9
2032 | 42 | 3.97 | 24.48 | 17.92
2032 | 43 | 4.18 | 24.45 | 17.9
2032 | 44 | 3.73 | 24.43 | 17.88
2032 | 45 | 4.11 | 24.4 | 17.86
2032 | 46 | 4.88 | 24.38 | 17.84
2032 | 47 | 5.45 | 24.31 | 17.8
2032 | 48 | 4.59 | 24.25 | 17.76
2032 | 49 | 6.2 | 24.18 | 17.72
2032 | 50 | 6.15 | 24.12 | 17.68
2032 | 51 | 8.28 | 24.05 | 17.68
2032 | 52 | 6.85 | 23.97 | 17.71
2032 | 53 | 6.85 | 23.97 | 17.71
2033 | 1 | 9.25 | 24.66 | 18.34
2033 | 2 | 8.01 | 24.58 | 18.37
2033 | 3 | 9.51 | 24.48 | 18.35
2033 | 4 | 7.08 | 24.32 | 18.23
2033 | 5 | 8.12 | 24.16 | 18.1
2033 | 6 | 6.97 | 24.01 | 17.97
2033 | 7 | 5.98 | 23.85 | 17.85
2033 | 8 | 4.72 | 23.75 | 17.77
2033 | 9 | 5.72 | 23.65 | 17.69
2033 | 10 | 5.01 | 23.55 | 17.61
2033 | 11 | 5.44 | 23.45 | 17.53
2033 | 12 | 4.57 | 23.44 | 17.51
2033 | 13 | 3.86 | 23.4 | 17.49
2033 | 14 | 4.2 | 23.37 | 17.46
2033 | 15 | 4.38 | 23.34 | 17.43
2033 | 16 | 4.23 | 23.34 | 17.42
2033 | 17 | 3.65 | 23.35 | 17.43
2033 | 18 | 3.87 | 23.36 | 17.44
2033 | 19 | 3.66 | 23.37 | 17.45
2033 | 20 | 3.53 | 23.39 | 17.46
2033 | 21 | 3.53 | 23.47 | 17.52
2033 | 22 | 3.5 | 23.55 | 17.57
2033 | 23 | 3.55 | 23.63 | 17.62
2033 | 24 | 3.55 | 23.72 | 17.68
2033 | 25 | 3.72 | 23.8 | 17.74
2033 | 26 | 3.61 | 23.88 | 17.8
2033 | 27 | 3.98 | 23.96 | 17.86
2033 | 28 | 4.03 | 24.05 | 17.92
2033 | 29 | 4.37 | 24.13 | 17.98
2033 | 30 | 3.81 | 24.22 | 18.03
2033 | 31 | 3.82 | 24.31 | 18.09
2033 | 32 | 3.56 | 24.4 | 18.14
2033 | 33 | 3.87 | 24.49 | 18.19
2033 | 34 | 3.66 | 24.6 | 18.24
2033 | 35 | 3.37 | 24.72 | 18.28
2033 | 36 | 3.29 | 24.83 | 18.33
2033 | 37 | 3.72 | 24.94 | 18.38
2033 | 38 | 3.54 | 25.02 | 18.41
2033 | 39 | 3.5 | 25.09 | 18.45
2033 | 40 | 3.33 | 25.15 | 18.48
2033 | 41 | 3.63 | 25.22 | 18.51
2033 | 42 | 4.14 | 25.26 | 18.53
2033 | 43 | 4.36 | 25.24 | 18.51
2033 | 44 | 3.89 | 25.21 | 18.49
2033 | 45 | 4.29 | 25.18 | 18.46
2033 | 46 | 5.08 | 25.16 | 18.44
2033 | 47 | 5.68 | 25.09 | 18.4
2033 | 48 | 4.78 | 25.02 | 18.36
2033 | 49 | 6.47 | 24.96 | 18.32
2033 | 50 | 6.41 | 24.89 | 18.28
2033 | 51 | 8.63 | 24.82 | 18.28
2033 | 52 | 7.13 | 24.73 | 18.31
2033 | 53 | 7.13 | 24.73 | 18.31
2034 | 1 | 9.54 | 25.43 | 18.9
2034 | 2 | 8.27 | 25.35 | 18.93
2034 | 3 | 9.81 | 25.25 | 18.92
2034 | 4 | 7.3 | 25.09 | 18.79
2034 | 5 | 8.37 | 24.92 | 18.66
2034 | 6 | 7.19 | 24.76 | 18.52
2034 | 7 | 6.16 | 24.6 | 18.39
2034 | 8 | 4.87 | 24.5 | 18.31
2034 | 9 | 5.9 | 24.39 | 18.23
2034 | 10 | 5.17 | 24.29 | 18.15
2034 | 11 | 5.62 | 24.19 | 18.07
2034 | 12 | 4.72 | 24.17 | 18.05
2034 | 13 | 3.98 | 24.14 | 18.02
2034 | 14 | 4.33 | 24.11 | 17.99
2034 | 15 | 4.52 | 24.08 | 17.96
2034 | 16 | 4.37 | 24.07 | 17.95
2034 | 17 | 3.77 | 24.08 | 17.96
2034 | 18 | 3.99 | 24.09 | 17.97
2034 | 19 | 3.78 | 24.1 | 17.98
2034 | 20 | 3.64 | 24.12 | 18
2034 | 21 | 3.65 | 24.21 | 18.05
2034 | 22 | 3.62 | 24.29 | 18.11
2034 | 23 | 3.67 | 24.38 | 18.16
2034 | 24 | 3.67 | 24.46 | 18.22
2034 | 25 | 3.83 | 24.55 | 18.28
2034 | 26 | 3.73 | 24.63 | 18.35
2034 | 27 | 4.11 | 24.72 | 18.41
2034 | 28 | 4.16 | 24.8 | 18.47
2034 | 29 | 4.51 | 24.89 | 18.53
2034 | 30 | 3.93 | 24.98 | 18.59
2034 | 31 | 3.94 | 25.08 | 18.64
2034 | 32 | 3.67 | 25.17 | 18.7
2034 | 33 | 4 | 25.26 | 18.75
2034 | 34 | 3.78 | 25.38 | 18.8
2034 | 35 | 3.48 | 25.49 | 18.84
2034 | 36 | 3.4 | 25.61 | 18.89
2034 | 37 | 3.84 | 25.72 | 18.94
2034 | 38 | 3.65 | 25.81 | 18.98
2034 | 39 | 3.61 | 25.88 | 19.01
2034 | 40 | 3.43 | 25.94 | 19.04
2034 | 41 | 3.75 | 26.01 | 19.08
2034 | 42 | 4.27 | 26.06 | 19.1
2034 | 43 | 4.49 | 26.03 | 19.07
2034 | 44 | 4.01 | 26 | 19.05
2034 | 45 | 4.42 | 25.97 | 19.03
2034 | 46 | 5.24 | 25.95 | 19.01
2034 | 47 | 5.86 | 25.88 | 18.97
2034 | 48 | 4.93 | 25.81 | 18.92
2034 | 49 | 6.67 | 25.74 | 18.88
2034 | 50 | 6.61 | 25.68 | 18.84
2034 | 51 | 8.9 | 25.6 | 18.84
2034 | 52 | 7.36 | 25.51 | 18.87
2034 | 53 | 7.36 | 25.51 | 18.87
2035 | 1 | 9.76 | 26.16 | 19.49
2035 | 2 | 8.45 | 26.08 | 19.52
2035 | 3 | 10.03 | 25.98 | 19.51
2035 | 4 | 7.47 | 25.81 | 19.37
2035 | 5 | 8.56 | 25.64 | 19.24
2035 | 6 | 7.35 | 25.47 | 19.1
2035 | 7 | 6.3 | 25.31 | 18.97
2035 | 8 | 4.98 | 25.2 | 18.89
2035 | 9 | 6.03 | 25.1 | 18.8
2035 | 10 | 5.29 | 24.99 | 18.72
2035 | 11 | 5.74 | 24.89 | 18.64
2035 | 12 | 4.82 | 24.87 | 18.62
2035 | 13 | 4.07 | 24.84 | 18.58
2035 | 14 | 4.43 | 24.8 | 18.55
2035 | 15 | 4.62 | 24.77 | 18.52
2035 | 16 | 4.46 | 24.76 | 18.51
2035 | 17 | 3.85 | 24.77 | 18.52
2035 | 18 | 4.08 | 24.78 | 18.53
2035 | 19 | 3.86 | 24.8 | 18.54
2035 | 20 | 3.72 | 24.82 | 18.56
2035 | 21 | 3.73 | 24.91 | 18.62
2035 | 22 | 3.7 | 24.99 | 18.67
2035 | 23 | 3.75 | 25.08 | 18.73
2035 | 24 | 3.75 | 25.17 | 18.79
2035 | 25 | 3.92 | 25.25 | 18.85
2035 | 26 | 3.81 | 25.34 | 18.92
2035 | 27 | 4.2 | 25.43 | 18.98
2035 | 28 | 4.25 | 25.52 | 19.05
2035 | 29 | 4.61 | 25.61 | 19.11
2035 | 30 | 4.02 | 25.7 | 19.17
2035 | 31 | 4.03 | 25.8 | 19.22
2035 | 32 | 3.75 | 25.89 | 19.28
2035 | 33 | 4.08 | 25.99 | 19.33
2035 | 34 | 3.86 | 26.11 | 19.38
2035 | 35 | 3.55 | 26.23 | 19.43
2035 | 36 | 3.47 | 26.35 | 19.48
2035 | 37 | 3.92 | 26.46 | 19.53
2035 | 38 | 3.73 | 26.55 | 19.57
2035 | 39 | 3.69 | 26.62 | 19.6
2035 | 40 | 3.51 | 26.69 | 19.64
2035 | 41 | 3.83 | 26.76 | 19.67
2035 | 42 | 4.36 | 26.81 | 19.69
2035 | 43 | 4.59 | 26.78 | 19.67
2035 | 44 | 4.1 | 26.75 | 19.65
2035 | 45 | 4.52 | 26.72 | 19.63
2035 | 46 | 5.36 | 26.69 | 19.6
2035 | 47 | 5.99 | 26.62 | 19.56
2035 | 48 | 5.04 | 26.55 | 19.52
2035 | 49 | 6.82 | 26.48 | 19.47
2035 | 50 | 6.76 | 26.42 | 19.43
2035 | 51 | 9.1 | 26.34 | 19.43
2035 | 52 | 7.52 | 26.25 | 19.46
2035 | 53 | 7.52 | 26.25 | 19.46
2036 | 1 | 9.97 | 26.93 | 20.02
2036 | 2 | 8.64 | 26.84 | 20.05
2036 | 3 | 10.25 | 26.73 | 20.03
2036 | 4 | 7.63 | 26.56 | 19.89
2036 | 5 | 8.75 | 26.39 | 19.75
2036 | 6 | 7.52 | 26.22 | 19.62
2036 | 7 | 6.44 | 26.04 | 19.48
2036 | 8 | 5.09 | 25.94 | 19.39
2036 | 9 | 6.17 | 25.83 | 19.31
2036 | 10 | 5.4 | 25.72 | 19.22
2036 | 11 | 5.87 | 25.61 | 19.14
2036 | 12 | 4.93 | 25.6 | 19.12
2036 | 13 | 4.16 | 25.56 | 19.08
2036 | 14 | 4.53 | 25.53 | 19.05
2036 | 15 | 4.72 | 25.49 | 19.02
2036 | 16 | 4.56 | 25.49 | 19.01
2036 | 17 | 3.93 | 25.5 | 19.02
2036 | 18 | 4.17 | 25.51 | 19.03
2036 | 19 | 3.94 | 25.52 | 19.04
2036 | 20 | 3.8 | 25.54 | 19.06
2036 | 21 | 3.81 | 25.63 | 19.12
2036 | 22 | 3.78 | 25.72 | 19.17
2036 | 23 | 3.83 | 25.81 | 19.23
2036 | 24 | 3.83 | 25.9 | 19.29
2036 | 25 | 4.01 | 25.99 | 19.36
2036 | 26 | 3.9 | 26.08 | 19.43
2036 | 27 | 4.29 | 26.17 | 19.49
2036 | 28 | 4.35 | 26.26 | 19.56
2036 | 29 | 4.71 | 26.36 | 19.62
2036 | 30 | 4.1 | 26.45 | 19.68
2036 | 31 | 4.12 | 26.55 | 19.74
2036 | 32 | 3.83 | 26.65 | 19.8
2036 | 33 | 4.17 | 26.75 | 19.85
2036 | 34 | 3.95 | 26.87 | 19.9
2036 | 35 | 3.63 | 26.99 | 19.95
2036 | 36 | 3.55 | 27.12 | 20
2036 | 37 | 4.01 | 27.24 | 20.06
2036 | 38 | 3.82 | 27.32 | 20.1
2036 | 39 | 3.77 | 27.4 | 20.13
2036 | 40 | 3.59 | 27.47 | 20.17
2036 | 41 | 3.91 | 27.54 | 20.2
2036 | 42 | 4.46 | 27.59 | 20.22
2036 | 43 | 4.7 | 27.56 | 20.2
2036 | 44 | 4.19 | 27.53 | 20.17
2036 | 45 | 4.62 | 27.5 | 20.15
2036 | 46 | 5.48 | 27.47 | 20.13
2036 | 47 | 6.12 | 27.4 | 20.08
2036 | 48 | 5.15 | 27.33 | 20.04
2036 | 49 | 6.97 | 27.26 | 20
2036 | 50 | 6.91 | 27.19 | 19.95
2036 | 51 | 9.3 | 27.11 | 19.95
2036 | 52 | 7.69 | 27.01 | 19.99
2036 | 53 | 7.69 | 27.01 | 19.99
2037 | 1 | 10.13 | 27.87 | 20.54
2037 | 2 | 8.77 | 27.79 | 20.57
2037 | 3 | 10.41 | 27.67 | 20.55
2037 | 4 | 7.75 | 27.49 | 20.41
2037 | 5 | 8.88 | 27.32 | 20.27
2037 | 6 | 7.63 | 27.14 | 20.13
2037 | 7 | 6.54 | 26.96 | 19.99
2037 | 8 | 5.16 | 26.85 | 19.9
2037 | 9 | 6.26 | 26.74 | 19.81
2037 | 10 | 5.49 | 26.63 | 19.72
2037 | 11 | 5.96 | 26.51 | 19.63
2037 | 12 | 5.01 | 26.49 | 19.61
2037 | 13 | 4.22 | 26.46 | 19.58
2037 | 14 | 4.6 | 26.42 | 19.55
2037 | 15 | 4.79 | 26.39 | 19.51
2037 | 16 | 4.63 | 26.38 | 19.51
2037 | 17 | 4 | 26.39 | 19.52
2037 | 18 | 4.24 | 26.4 | 19.53
2037 | 19 | 4.01 | 26.42 | 19.54
2037 | 20 | 3.86 | 26.44 | 19.55
2037 | 21 | 3.87 | 26.53 | 19.61
2037 | 22 | 3.84 | 26.62 | 19.67
2037 | 23 | 3.89 | 26.72 | 19.73
2037 | 24 | 3.89 | 26.81 | 19.79
2037 | 25 | 4.07 | 26.9 | 19.86
2037 | 26 | 3.96 | 27 | 19.93
2037 | 27 | 4.36 | 27.09 | 20
2037 | 28 | 4.41 | 27.18 | 20.07
2037 | 29 | 4.78 | 27.28 | 20.14
2037 | 30 | 4.17 | 27.38 | 20.2
2037 | 31 | 4.18 | 27.48 | 20.25
2037 | 32 | 3.89 | 27.59 | 20.31
2037 | 33 | 4.24 | 27.69 | 20.37
2037 | 34 | 4.01 | 27.81 | 20.42
2037 | 35 | 3.69 | 27.94 | 20.47
2037 | 36 | 3.6 | 28.07 | 20.53
2037 | 37 | 4.07 | 28.19 | 20.58
2037 | 38 | 3.88 | 28.28 | 20.62
2037 | 39 | 3.83 | 28.36 | 20.66
2037 | 40 | 3.64 | 28.44 | 20.69
2037 | 41 | 3.97 | 28.51 | 20.73
2037 | 42 | 4.53 | 28.56 | 20.75
2037 | 43 | 4.77 | 28.53 | 20.72
2037 | 44 | 4.25 | 28.5 | 20.7
2037 | 45 | 4.69 | 28.47 | 20.68
2037 | 46 | 5.56 | 28.44 | 20.65
2037 | 47 | 6.22 | 28.36 | 20.61
2037 | 48 | 5.23 | 28.29 | 20.56
2037 | 49 | 7.08 | 28.22 | 20.52
2037 | 50 | 7.02 | 28.14 | 20.47
2037 | 51 | 9.45 | 28.06 | 20.47
2037 | 52 | 7.81 | 27.96 | 20.51
2037 | 53 | 7.81 | 27.96 | 20.51
2038 | 1 | 10.42 | 28.72 | 21.26
2038 | 2 | 9.03 | 28.63 | 21.3
2038 | 3 | 10.71 | 28.51 | 21.28
2038 | 4 | 7.97 | 28.33 | 21.13
2038 | 5 | 9.14 | 28.15 | 20.99
2038 | 6 | 7.85 | 27.96 | 20.84
2038 | 7 | 6.73 | 27.78 | 20.69
2038 | 8 | 5.31 | 27.66 | 20.6
2038 | 9 | 6.44 | 27.55 | 20.51
2038 | 10 | 5.64 | 27.43 | 20.42
2038 | 11 | 6.13 | 27.32 | 20.33
2038 | 12 | 5.15 | 27.3 | 20.31
2038 | 13 | 4.35 | 27.26 | 20.27
2038 | 14 | 4.73 | 27.23 | 20.24
2038 | 15 | 4.93 | 27.19 | 20.2
2038 | 16 | 4.77 | 27.18 | 20.19
2038 | 17 | 4.11 | 27.19 | 20.2
2038 | 18 | 4.36 | 27.21 | 20.22
2038 | 19 | 4.12 | 27.22 | 20.23
2038 | 20 | 3.97 | 27.24 | 20.24
2038 | 21 | 3.98 | 27.34 | 20.31
2038 | 22 | 3.95 | 27.43 | 20.37
2038 | 23 | 4 | 27.53 | 20.43
2038 | 24 | 4 | 27.62 | 20.49
2038 | 25 | 4.19 | 27.72 | 20.56
2038 | 26 | 4.07 | 27.82 | 20.64
2038 | 27 | 4.48 | 27.91 | 20.71
2038 | 28 | 4.54 | 28.01 | 20.78
2038 | 29 | 4.92 | 28.11 | 20.85
2038 | 30 | 4.29 | 28.22 | 20.91
2038 | 31 | 4.3 | 28.32 | 20.97
2038 | 32 | 4.01 | 28.42 | 21.03
2038 | 33 | 4.36 | 28.53 | 21.09
2038 | 34 | 4.13 | 28.66 | 21.14
2038 | 35 | 3.8 | 28.79 | 21.2
2038 | 36 | 3.71 | 28.92 | 21.25
2038 | 37 | 4.19 | 29.05 | 21.3
2038 | 38 | 3.99 | 29.14 | 21.35
2038 | 39 | 3.94 | 29.22 | 21.38
2038 | 40 | 3.75 | 29.3 | 21.42
2038 | 41 | 4.09 | 29.38 | 21.46
2038 | 42 | 4.66 | 29.43 | 21.48
2038 | 43 | 4.91 | 29.39 | 21.46
2038 | 44 | 4.38 | 29.36 | 21.43
2038 | 45 | 4.83 | 29.33 | 21.41
2038 | 46 | 5.72 | 29.3 | 21.38
2038 | 47 | 6.4 | 29.23 | 21.34
2038 | 48 | 5.39 | 29.15 | 21.29
2038 | 49 | 7.28 | 29.07 | 21.24
2038 | 50 | 7.22 | 29 | 21.19
2038 | 51 | 9.72 | 28.91 | 21.19
2038 | 52 | 8.04 | 28.81 | 21.23
2038 | 53 | 8.04 | 28.81 | 21.23
2039 | 1 | 10.63 | 29.35 | 21.68
2039 | 2 | 9.21 | 29.26 | 21.71
2039 | 3 | 10.93 | 29.14 | 21.69
2039 | 4 | 8.14 | 28.95 | 21.54
2039 | 5 | 9.32 | 28.77 | 21.39
2039 | 6 | 8.01 | 28.58 | 21.24
2039 | 7 | 6.87 | 28.39 | 21.09
2039 | 8 | 5.42 | 28.27 | 21
2039 | 9 | 6.57 | 28.16 | 20.91
2039 | 10 | 5.76 | 28.04 | 20.82
2039 | 11 | 6.26 | 27.92 | 20.72
2039 | 12 | 5.26 | 27.9 | 20.7
2039 | 13 | 4.43 | 27.86 | 20.67
2039 | 14 | 4.83 | 27.83 | 20.63
2039 | 15 | 5.03 | 27.79 | 20.6
2039 | 16 | 4.86 | 27.78 | 20.59
2039 | 17 | 4.19 | 27.79 | 20.6
2039 | 18 | 4.45 | 27.81 | 20.61
2039 | 19 | 4.21 | 27.82 | 20.62
2039 | 20 | 4.05 | 27.84 | 20.64
2039 | 21 | 4.06 | 27.94 | 20.7
2039 | 22 | 4.03 | 28.04 | 20.77
2039 | 23 | 4.08 | 28.13 | 20.83
2039 | 24 | 4.08 | 28.23 | 20.89
2039 | 25 | 4.27 | 28.33 | 20.96
2039 | 26 | 4.15 | 28.43 | 21.04
2039 | 27 | 4.58 | 28.53 | 21.11
2039 | 28 | 4.63 | 28.63 | 21.19
2039 | 29 | 5.02 | 28.73 | 21.25
2039 | 30 | 4.38 | 28.84 | 21.32
2039 | 31 | 4.39 | 28.94 | 21.38
2039 | 32 | 4.09 | 29.05 | 21.44
2039 | 33 | 4.45 | 29.16 | 21.5
2039 | 34 | 4.21 | 29.29 | 21.56
2039 | 35 | 3.87 | 29.42 | 21.61
2039 | 36 | 3.78 | 29.56 | 21.66
2039 | 37 | 4.27 | 29.69 | 21.72
2039 | 38 | 4.07 | 29.78 | 21.76
2039 | 39 | 4.02 | 29.86 | 21.8
2039 | 40 | 3.82 | 29.94 | 21.84
2039 | 41 | 4.17 | 30.02 | 21.88
2039 | 42 | 4.75 | 30.07 | 21.9
2039 | 43 | 5.01 | 30.04 | 21.87
2039 | 44 | 4.47 | 30.01 | 21.85
2039 | 45 | 4.93 | 29.98 | 21.82
2039 | 46 | 5.84 | 29.95 | 21.8
2039 | 47 | 6.52 | 29.87 | 21.75
2039 | 48 | 5.49 | 29.79 | 21.7
2039 | 49 | 7.43 | 29.71 | 21.65
2039 | 50 | 7.37 | 29.63 | 21.61
2039 | 51 | 9.92 | 29.55 | 21.61
2039 | 52 | 8.2 | 29.44 | 21.64
2039 | 53 | 8.2 | 29.44 | 21.64
2040 | 1 | 10.85 | 30.63 | 22.83
2040 | 2 | 9.4 | 30.54 | 22.87
2040 | 3 | 11.16 | 30.41 | 22.85
2040 | 4 | 8.31 | 30.22 | 22.69
2040 | 5 | 9.52 | 30.02 | 22.53
2040 | 6 | 8.18 | 29.83 | 22.37
2040 | 7 | 7.01 | 29.63 | 22.22
2040 | 8 | 5.53 | 29.51 | 22.12
2040 | 9 | 6.71 | 29.39 | 22.02
2040 | 10 | 5.88 | 29.26 | 21.92
2040 | 11 | 6.39 | 29.14 | 21.83
2040 | 12 | 5.36 | 29.12 | 21.8
2040 | 13 | 4.53 | 29.08 | 21.77
2040 | 14 | 4.93 | 29.04 | 21.73
2040 | 15 | 5.13 | 29 | 21.69
2040 | 16 | 4.97 | 28.99 | 21.68
2040 | 17 | 4.28 | 29.01 | 21.69
2040 | 18 | 4.54 | 29.02 | 21.71
2040 | 19 | 4.29 | 29.03 | 21.72
2040 | 20 | 4.14 | 29.06 | 21.74
2040 | 21 | 4.14 | 29.16 | 21.8
2040 | 22 | 4.11 | 29.26 | 21.87
2040 | 23 | 4.17 | 29.36 | 21.94
2040 | 24 | 4.17 | 29.47 | 22
2040 | 25 | 4.36 | 29.57 | 22.08
2040 | 26 | 4.24 | 29.67 | 22.16
2040 | 27 | 4.67 | 29.77 | 22.23
2040 | 28 | 4.73 | 29.88 | 22.31
2040 | 29 | 5.12 | 29.98 | 22.38
2040 | 30 | 4.47 | 30.1 | 22.45
2040 | 31 | 4.48 | 30.21 | 22.51
2040 | 32 | 4.17 | 30.32 | 22.58
2040 | 33 | 4.54 | 30.43 | 22.65
2040 | 34 | 4.3 | 30.57 | 22.7
2040 | 35 | 3.95 | 30.71 | 22.76
2040 | 36 | 3.86 | 30.85 | 22.82
2040 | 37 | 4.36 | 30.99 | 22.88
2040 | 38 | 4.15 | 31.09 | 22.92
2040 | 39 | 4.1 | 31.17 | 22.96
2040 | 40 | 3.9 | 31.25 | 23
2040 | 41 | 4.26 | 31.34 | 23.04
2040 | 42 | 4.85 | 31.39 | 23.06
2040 | 43 | 5.11 | 31.35 | 23.04
2040 | 44 | 4.56 | 31.32 | 23.01
2040 | 45 | 5.03 | 31.29 | 22.99
2040 | 46 | 5.96 | 31.25 | 22.96
2040 | 47 | 6.66 | 31.17 | 22.91
2040 | 48 | 5.61 | 31.09 | 22.86
2040 | 49 | 7.58 | 31.01 | 22.81
2040 | 50 | 7.52 | 30.93 | 22.76
2040 | 51 | 10.12 | 30.84 | 22.75
2040 | 52 | 8.37 | 30.73 | 22.8
2040 | 53 | 8.37 | 30.73 | 22.8

## Appendix E- J Fuel Prices
Year | Week | Natural Gas | Fuel Oil #2 | Fuel Oil #6
2021 | 1 | 9.01 | 14.21 | 11.09
2021 | 2 | 5.77 | 14.16 | 11.11
2021 | 3 | 6.22 | 14.1 | 11.1
2021 | 4 | 5.26 | 14.01 | 11.02
2021 | 5 | 5.82 | 13.92 | 10.95
2021 | 6 | 4.54 | 13.83 | 10.87
2021 | 7 | 3.45 | 13.74 | 10.79
2021 | 8 | 3.26 | 13.68 | 10.74
2021 | 9 | 3.3 | 13.63 | 10.7
2021 | 10 | 2.88 | 13.57 | 10.65
2021 | 11 | 3.28 | 13.51 | 10.6
2021 | 12 | 2.87 | 13.5 | 10.59
2021 | 13 | 2.66 | 13.49 | 10.57
2021 | 14 | 2.9 | 13.47 | 10.56
2021 | 15 | 2.83 | 13.45 | 10.54
2021 | 16 | 2.73 | 13.45 | 10.53
2021 | 17 | 2.45 | 13.45 | 10.54
2021 | 18 | 2.74 | 13.46 | 10.54
2021 | 19 | 2.66 | 13.46 | 10.55
2021 | 20 | 2.53 | 13.48 | 10.56
2021 | 21 | 2.58 | 13.52 | 10.59
2021 | 22 | 2.55 | 13.57 | 10.62
2021 | 23 | 2.49 | 13.62 | 10.66
2021 | 24 | 2.65 | 13.66 | 10.69
2021 | 25 | 2.7 | 13.71 | 10.73
2021 | 26 | 2.58 | 13.76 | 10.76
2021 | 27 | 2.76 | 13.81 | 10.8
2021 | 28 | 2.93 | 13.86 | 10.84
2021 | 29 | 3.02 | 13.9 | 10.87
2021 | 30 | 2.67 | 13.96 | 10.91
2021 | 31 | 2.52 | 14.01 | 10.94
2021 | 32 | 2.47 | 14.06 | 10.97
2021 | 33 | 2.66 | 14.11 | 11
2021 | 34 | 2.6 | 14.18 | 11.03
2021 | 35 | 2.56 | 14.24 | 11.06
2021 | 36 | 2.48 | 14.31 | 11.08
2021 | 37 | 2.56 | 14.37 | 11.11
2021 | 38 | 2.53 | 14.42 | 11.13
2021 | 39 | 2.34 | 14.45 | 11.15
2021 | 40 | 2.14 | 14.49 | 11.17
2021 | 41 | 2.41 | 14.53 | 11.19
2021 | 42 | 2.54 | 14.56 | 11.2
2021 | 43 | 2.91 | 14.54 | 11.19
2021 | 44 | 2.91 | 14.52 | 11.18
2021 | 45 | 2.65 | 14.51 | 11.17
2021 | 46 | 3.63 | 14.49 | 11.15
2021 | 47 | 3.32 | 14.46 | 11.13
2021 | 48 | 3.13 | 14.42 | 11.1
2021 | 49 | 4.27 | 14.38 | 11.08
2021 | 50 | 4.41 | 14.34 | 11.05
2021 | 51 | 5.16 | 14.3 | 11.05
2021 | 52 | 4.72 | 14.25 | 11.07
2021 | 53 | 4.72 | 14.25 | 11.07
2022 | 1 | 7.57 | 14.04 | 10.68
2022 | 2 | 4.85 | 14 | 10.7
2022 | 3 | 5.22 | 13.94 | 10.69
2022 | 4 | 4.41 | 13.85 | 10.61
2022 | 5 | 4.89 | 13.76 | 10.54
2022 | 6 | 3.81 | 13.67 | 10.46
2022 | 7 | 2.89 | 13.58 | 10.39
2022 | 8 | 2.74 | 13.53 | 10.34
2022 | 9 | 2.77 | 13.47 | 10.3
2022 | 10 | 2.42 | 13.42 | 10.25
2022 | 11 | 2.76 | 13.36 | 10.21
2022 | 12 | 2.41 | 13.35 | 10.2
2022 | 13 | 2.24 | 13.33 | 10.18
2022 | 14 | 2.44 | 13.31 | 10.16
2022 | 15 | 2.38 | 13.3 | 10.15
2022 | 16 | 2.29 | 13.29 | 10.14
2022 | 17 | 2.06 | 13.3 | 10.15
2022 | 18 | 2.3 | 13.3 | 10.15
2022 | 19 | 2.24 | 13.31 | 10.16
2022 | 20 | 2.13 | 13.32 | 10.17
2022 | 21 | 2.17 | 13.37 | 10.2
2022 | 22 | 2.14 | 13.41 | 10.23
2022 | 23 | 2.09 | 13.46 | 10.26
2022 | 24 | 2.23 | 13.51 | 10.29
2022 | 25 | 2.27 | 13.56 | 10.33
2022 | 26 | 2.17 | 13.6 | 10.36
2022 | 27 | 2.32 | 13.65 | 10.4
2022 | 28 | 2.46 | 13.7 | 10.44
2022 | 29 | 2.54 | 13.75 | 10.47
2022 | 30 | 2.25 | 13.8 | 10.5
2022 | 31 | 2.11 | 13.85 | 10.53
2022 | 32 | 2.08 | 13.9 | 10.56
2022 | 33 | 2.23 | 13.95 | 10.59
2022 | 34 | 2.18 | 14.01 | 10.62
2022 | 35 | 2.15 | 14.08 | 10.64
2022 | 36 | 2.08 | 14.14 | 10.67
2022 | 37 | 2.15 | 14.21 | 10.7
2022 | 38 | 2.12 | 14.25 | 10.72
2022 | 39 | 1.97 | 14.29 | 10.74
2022 | 40 | 1.8 | 14.33 | 10.76
2022 | 41 | 2.02 | 14.37 | 10.78
2022 | 42 | 2.14 | 14.39 | 10.79
2022 | 43 | 2.44 | 14.37 | 10.77
2022 | 44 | 2.44 | 14.36 | 10.76
2022 | 45 | 2.22 | 14.34 | 10.75
2022 | 46 | 3.05 | 14.33 | 10.74
2022 | 47 | 2.79 | 14.29 | 10.71
2022 | 48 | 2.63 | 14.25 | 10.69
2022 | 49 | 3.59 | 14.22 | 10.67
2022 | 50 | 3.7 | 14.18 | 10.64
2022 | 51 | 4.34 | 14.14 | 10.64
2022 | 52 | 3.96 | 14.09 | 10.66
2022 | 53 | 3.96 | 14.09 | 10.66
2023 | 1 | 8.72 | 18.1 | 10.43
2023 | 2 | 5.59 | 18.05 | 10.45
2023 | 3 | 6.02 | 17.97 | 10.44
2023 | 4 | 5.09 | 17.86 | 10.37
2023 | 5 | 5.64 | 17.74 | 10.3
2023 | 6 | 4.39 | 17.63 | 10.22
2023 | 7 | 3.34 | 17.51 | 10.15
2023 | 8 | 3.15 | 17.44 | 10.11
2023 | 9 | 3.19 | 17.37 | 10.06
2023 | 10 | 2.79 | 17.29 | 10.02
2023 | 11 | 3.18 | 17.22 | 9.97
2023 | 12 | 2.78 | 17.21 | 9.96
2023 | 13 | 2.58 | 17.18 | 9.95
2023 | 14 | 2.81 | 17.16 | 9.93
2023 | 15 | 2.74 | 17.14 | 9.91
2023 | 16 | 2.64 | 17.13 | 9.91
2023 | 17 | 2.38 | 17.14 | 9.91
2023 | 18 | 2.65 | 17.15 | 9.92
2023 | 19 | 2.58 | 17.16 | 9.92
2023 | 20 | 2.45 | 17.17 | 9.93
2023 | 21 | 2.5 | 17.23 | 9.96
2023 | 22 | 2.47 | 17.29 | 9.99
2023 | 23 | 2.41 | 17.35 | 10.03
2023 | 24 | 2.57 | 17.41 | 10.06
2023 | 25 | 2.61 | 17.47 | 10.09
2023 | 26 | 2.5 | 17.53 | 10.13
2023 | 27 | 2.67 | 17.6 | 10.16
2023 | 28 | 2.83 | 17.66 | 10.2
2023 | 29 | 2.93 | 17.72 | 10.23
2023 | 30 | 2.59 | 17.79 | 10.26
2023 | 31 | 2.44 | 17.85 | 10.29
2023 | 32 | 2.39 | 17.92 | 10.32
2023 | 33 | 2.57 | 17.98 | 10.35
2023 | 34 | 2.52 | 18.07 | 10.37
2023 | 35 | 2.48 | 18.15 | 10.4
2023 | 36 | 2.4 | 18.23 | 10.43
2023 | 37 | 2.48 | 18.31 | 10.45
2023 | 38 | 2.45 | 18.37 | 10.47
2023 | 39 | 2.27 | 18.42 | 10.49
2023 | 40 | 2.07 | 18.47 | 10.51
2023 | 41 | 2.33 | 18.52 | 10.53
2023 | 42 | 2.46 | 18.55 | 10.54
2023 | 43 | 2.82 | 18.53 | 10.53
2023 | 44 | 2.81 | 18.51 | 10.52
2023 | 45 | 2.56 | 18.49 | 10.5
2023 | 46 | 3.51 | 18.47 | 10.49
2023 | 47 | 3.22 | 18.42 | 10.47
2023 | 48 | 3.03 | 18.37 | 10.45
2023 | 49 | 4.14 | 18.33 | 10.42
2023 | 50 | 4.27 | 18.28 | 10.4
2023 | 51 | 5 | 18.22 | 10.4
2023 | 52 | 4.57 | 18.16 | 10.42
2023 | 53 | 4.57 | 18.16 | 10.42
2024 | 1 | 8.28 | 18.46 | 11.53
2024 | 2 | 5.31 | 18.4 | 11.54
2024 | 3 | 5.71 | 18.33 | 11.53
2024 | 4 | 4.83 | 18.21 | 11.45
2024 | 5 | 5.35 | 18.09 | 11.37
2024 | 6 | 4.17 | 17.97 | 11.29
2024 | 7 | 3.17 | 17.86 | 11.22
2024 | 8 | 2.99 | 17.78 | 11.17
2024 | 9 | 3.03 | 17.71 | 11.12
2024 | 10 | 2.65 | 17.64 | 11.07
2024 | 11 | 3.02 | 17.56 | 11.02
2024 | 12 | 2.64 | 17.55 | 11.01
2024 | 13 | 2.45 | 17.53 | 10.99
2024 | 14 | 2.67 | 17.5 | 10.97
2024 | 15 | 2.6 | 17.48 | 10.95
2024 | 16 | 2.51 | 17.47 | 10.95
2024 | 17 | 2.26 | 17.48 | 10.95
2024 | 18 | 2.51 | 17.49 | 10.96
2024 | 19 | 2.45 | 17.5 | 10.96
2024 | 20 | 2.33 | 17.51 | 10.97
2024 | 21 | 2.37 | 17.57 | 11.01
2024 | 22 | 2.34 | 17.64 | 11.04
2024 | 23 | 2.29 | 17.7 | 11.07
2024 | 24 | 2.44 | 17.76 | 11.11
2024 | 25 | 2.48 | 17.82 | 11.15
2024 | 26 | 2.37 | 17.88 | 11.19
2024 | 27 | 2.54 | 17.94 | 11.22
2024 | 28 | 2.69 | 18.01 | 11.26
2024 | 29 | 2.78 | 18.07 | 11.3
2024 | 30 | 2.46 | 18.14 | 11.33
2024 | 31 | 2.31 | 18.2 | 11.37
2024 | 32 | 2.27 | 18.27 | 11.4
2024 | 33 | 2.44 | 18.34 | 11.43
2024 | 34 | 2.39 | 18.42 | 11.46
2024 | 35 | 2.35 | 18.51 | 11.49
2024 | 36 | 2.28 | 18.59 | 11.52
2024 | 37 | 2.36 | 18.67 | 11.55
2024 | 38 | 2.32 | 18.73 | 11.57
2024 | 39 | 2.15 | 18.78 | 11.59
2024 | 40 | 1.97 | 18.83 | 11.61
2024 | 41 | 2.21 | 18.89 | 11.63
2024 | 42 | 2.34 | 18.92 | 11.64
2024 | 43 | 2.67 | 18.9 | 11.63
2024 | 44 | 2.67 | 18.88 | 11.62
2024 | 45 | 2.43 | 18.86 | 11.6
2024 | 46 | 3.33 | 18.84 | 11.59
2024 | 47 | 3.05 | 18.79 | 11.56
2024 | 48 | 2.88 | 18.74 | 11.54
2024 | 49 | 3.93 | 18.69 | 11.51
2024 | 50 | 4.05 | 18.64 | 11.49
2024 | 51 | 4.74 | 18.59 | 11.49
2024 | 52 | 4.34 | 18.52 | 11.51
2024 | 53 | 4.34 | 18.52 | 11.51
2025 | 1 | 8.69 | 18.7 | 12.47
2025 | 2 | 5.57 | 18.64 | 12.49
2025 | 3 | 6 | 18.57 | 12.48
2025 | 4 | 5.07 | 18.45 | 12.4
2025 | 5 | 5.62 | 18.33 | 12.31
2025 | 6 | 4.38 | 18.21 | 12.22
2025 | 7 | 3.32 | 18.09 | 12.14
2025 | 8 | 3.14 | 18.01 | 12.09
2025 | 9 | 3.18 | 17.94 | 12.03
2025 | 10 | 2.78 | 17.86 | 11.98
2025 | 11 | 3.17 | 17.79 | 11.93
2025 | 12 | 2.77 | 17.77 | 11.91
2025 | 13 | 2.57 | 17.75 | 11.89
2025 | 14 | 2.8 | 17.73 | 11.87
2025 | 15 | 2.73 | 17.7 | 11.85
2025 | 16 | 2.64 | 17.7 | 11.85
2025 | 17 | 2.37 | 17.71 | 11.85
2025 | 18 | 2.64 | 17.71 | 11.86
2025 | 19 | 2.57 | 17.72 | 11.87
2025 | 20 | 2.44 | 17.74 | 11.88
2025 | 21 | 2.49 | 17.8 | 11.91
2025 | 22 | 2.46 | 17.86 | 11.95
2025 | 23 | 2.4 | 17.92 | 11.99
2025 | 24 | 2.56 | 17.99 | 12.02
2025 | 25 | 2.61 | 18.05 | 12.06
2025 | 26 | 2.49 | 18.11 | 12.11
2025 | 27 | 2.66 | 18.18 | 12.15
2025 | 28 | 2.82 | 18.24 | 12.19
2025 | 29 | 2.92 | 18.3 | 12.23
2025 | 30 | 2.58 | 18.37 | 12.27
2025 | 31 | 2.43 | 18.44 | 12.3
2025 | 32 | 2.39 | 18.51 | 12.34
2025 | 33 | 2.56 | 18.58 | 12.37
2025 | 34 | 2.51 | 18.66 | 12.4
2025 | 35 | 2.47 | 18.75 | 12.44
2025 | 36 | 2.39 | 18.83 | 12.47
2025 | 37 | 2.47 | 18.92 | 12.5
2025 | 38 | 2.44 | 18.98 | 12.52
2025 | 39 | 2.26 | 19.03 | 12.55
2025 | 40 | 2.07 | 19.08 | 12.57
2025 | 41 | 2.32 | 19.13 | 12.59
2025 | 42 | 2.45 | 19.16 | 12.6
2025 | 43 | 2.81 | 19.14 | 12.59
2025 | 44 | 2.8 | 19.12 | 12.57
2025 | 45 | 2.55 | 19.1 | 12.56
2025 | 46 | 3.5 | 19.08 | 12.54
2025 | 47 | 3.2 | 19.03 | 12.52
2025 | 48 | 3.02 | 18.98 | 12.49
2025 | 49 | 4.12 | 18.93 | 12.46
2025 | 50 | 4.25 | 18.88 | 12.43
2025 | 51 | 4.98 | 18.83 | 12.43
2025 | 52 | 4.55 | 18.76 | 12.46
2025 | 53 | 4.55 | 18.76 | 12.46
2026 | 1 | 9.14 | 18.73 | 13.43
2026 | 2 | 5.86 | 18.67 | 13.45
2026 | 3 | 6.31 | 18.59 | 13.44
2026 | 4 | 5.33 | 18.47 | 13.35
2026 | 5 | 5.91 | 18.35 | 13.26
2026 | 6 | 4.6 | 18.23 | 13.16
2026 | 7 | 3.5 | 18.11 | 13.07
2026 | 8 | 3.31 | 18.04 | 13.01
2026 | 9 | 3.34 | 17.97 | 12.96
2026 | 10 | 2.92 | 17.89 | 12.9
2026 | 11 | 3.33 | 17.82 | 12.84
2026 | 12 | 2.91 | 17.8 | 12.83
2026 | 13 | 2.7 | 17.78 | 12.81
2026 | 14 | 2.95 | 17.75 | 12.78
2026 | 15 | 2.87 | 17.73 | 12.76
2026 | 16 | 2.77 | 17.73 | 12.76
2026 | 17 | 2.49 | 17.73 | 12.76
2026 | 18 | 2.77 | 17.74 | 12.77
2026 | 19 | 2.7 | 17.75 | 12.78
2026 | 20 | 2.57 | 17.77 | 12.79
2026 | 21 | 2.62 | 17.83 | 12.83
2026 | 22 | 2.58 | 17.89 | 12.87
2026 | 23 | 2.52 | 17.95 | 12.91
2026 | 24 | 2.69 | 18.01 | 12.95
2026 | 25 | 2.74 | 18.08 | 12.99
2026 | 26 | 2.62 | 18.14 | 13.04
2026 | 27 | 2.8 | 18.2 | 13.08
2026 | 28 | 2.97 | 18.27 | 13.13
2026 | 29 | 3.07 | 18.33 | 13.17
2026 | 30 | 2.71 | 18.4 | 13.21
2026 | 31 | 2.55 | 18.47 | 13.25
2026 | 32 | 2.51 | 18.54 | 13.29
2026 | 33 | 2.69 | 18.6 | 13.32
2026 | 34 | 2.64 | 18.69 | 13.36
2026 | 35 | 2.59 | 18.77 | 13.39
2026 | 36 | 2.52 | 18.86 | 13.42
2026 | 37 | 2.6 | 18.94 | 13.46
2026 | 38 | 2.56 | 19 | 13.49
2026 | 39 | 2.38 | 19.06 | 13.51
2026 | 40 | 2.17 | 19.11 | 13.53
2026 | 41 | 2.44 | 19.16 | 13.56
2026 | 42 | 2.58 | 19.19 | 13.57
2026 | 43 | 2.95 | 19.17 | 13.55
2026 | 44 | 2.95 | 19.15 | 13.54
2026 | 45 | 2.69 | 19.13 | 13.52
2026 | 46 | 3.68 | 19.11 | 13.51
2026 | 47 | 3.37 | 19.06 | 13.48
2026 | 48 | 3.18 | 19.01 | 13.45
2026 | 49 | 4.33 | 18.96 | 13.42
2026 | 50 | 4.47 | 18.91 | 13.39
2026 | 51 | 5.24 | 18.85 | 13.39
2026 | 52 | 4.79 | 18.79 | 13.41
2026 | 53 | 4.79 | 18.79 | 13.41
2027 | 1 | 9.5 | 19.54 | 14.1
2027 | 2 | 6.09 | 19.48 | 14.12
2027 | 3 | 6.55 | 19.4 | 14.11
2027 | 4 | 5.54 | 19.28 | 14.01
2027 | 5 | 6.14 | 19.15 | 13.91
2027 | 6 | 4.78 | 19.03 | 13.82
2027 | 7 | 3.63 | 18.9 | 13.72
2027 | 8 | 3.43 | 18.82 | 13.66
2027 | 9 | 3.48 | 18.75 | 13.6
2027 | 10 | 3.04 | 18.67 | 13.54
2027 | 11 | 3.46 | 18.59 | 13.48
2027 | 12 | 3.02 | 18.58 | 13.46
2027 | 13 | 2.81 | 18.55 | 13.44
2027 | 14 | 3.06 | 18.53 | 13.42
2027 | 15 | 2.98 | 18.5 | 13.39
2027 | 16 | 2.88 | 18.5 | 13.39
2027 | 17 | 2.59 | 18.5 | 13.4
2027 | 18 | 2.88 | 18.51 | 13.4
2027 | 19 | 2.81 | 18.52 | 13.41
2027 | 20 | 2.67 | 18.54 | 13.42
2027 | 21 | 2.72 | 18.6 | 13.46
2027 | 22 | 2.68 | 18.67 | 13.5
2027 | 23 | 2.62 | 18.73 | 13.55
2027 | 24 | 2.8 | 18.8 | 13.59
2027 | 25 | 2.85 | 18.86 | 13.63
2027 | 26 | 2.72 | 18.93 | 13.68
2027 | 27 | 2.91 | 18.99 | 13.73
2027 | 28 | 3.09 | 19.06 | 13.78
2027 | 29 | 3.19 | 19.13 | 13.82
2027 | 30 | 2.82 | 19.2 | 13.86
2027 | 31 | 2.65 | 19.27 | 13.9
2027 | 32 | 2.61 | 19.34 | 13.94
2027 | 33 | 2.8 | 19.41 | 13.98
2027 | 34 | 2.74 | 19.5 | 14.02
2027 | 35 | 2.7 | 19.59 | 14.05
2027 | 36 | 2.61 | 19.68 | 14.09
2027 | 37 | 2.7 | 19.77 | 14.13
2027 | 38 | 2.66 | 19.83 | 14.15
2027 | 39 | 2.47 | 19.88 | 14.18
2027 | 40 | 2.26 | 19.94 | 14.2
2027 | 41 | 2.54 | 19.99 | 14.23
2027 | 42 | 2.68 | 20.02 | 14.24
2027 | 43 | 3.07 | 20 | 14.23
2027 | 44 | 3.06 | 19.98 | 14.21
2027 | 45 | 2.79 | 19.96 | 14.19
2027 | 46 | 3.82 | 19.94 | 14.18
2027 | 47 | 3.5 | 19.89 | 14.15
2027 | 48 | 3.3 | 19.83 | 14.11
2027 | 49 | 4.5 | 19.78 | 14.08
2027 | 50 | 4.65 | 19.73 | 14.05
2027 | 51 | 5.44 | 19.67 | 14.05
2027 | 52 | 4.97 | 19.6 | 14.08
2027 | 53 | 4.97 | 19.6 | 14.08
2028 | 1 | 10.07 | 20.54 | 14.91
2028 | 2 | 6.45 | 20.47 | 14.94
2028 | 3 | 6.95 | 20.39 | 14.92
2028 | 4 | 5.87 | 20.26 | 14.82
2028 | 5 | 6.51 | 20.13 | 14.72
2028 | 6 | 5.07 | 19.99 | 14.61
2028 | 7 | 3.85 | 19.86 | 14.51
2028 | 8 | 3.64 | 19.78 | 14.45
2028 | 9 | 3.69 | 19.7 | 14.38
2028 | 10 | 3.22 | 19.62 | 14.32
2028 | 11 | 3.67 | 19.53 | 14.25
2028 | 12 | 3.21 | 19.52 | 14.24
2028 | 13 | 2.98 | 19.49 | 14.22
2028 | 14 | 3.25 | 19.47 | 14.19
2028 | 15 | 3.16 | 19.44 | 14.17
2028 | 16 | 3.05 | 19.44 | 14.16
2028 | 17 | 2.74 | 19.44 | 14.17
2028 | 18 | 3.06 | 19.45 | 14.18
2028 | 19 | 2.98 | 19.46 | 14.18
2028 | 20 | 2.83 | 19.48 | 14.2
2028 | 21 | 2.88 | 19.55 | 14.24
2028 | 22 | 2.85 | 19.62 | 14.28
2028 | 23 | 2.78 | 19.68 | 14.33
2028 | 24 | 2.96 | 19.75 | 14.37
2028 | 25 | 3.02 | 19.82 | 14.42
2028 | 26 | 2.88 | 19.89 | 14.47
2028 | 27 | 3.09 | 19.96 | 14.52
2028 | 28 | 3.27 | 20.03 | 14.57
2028 | 29 | 3.38 | 20.1 | 14.62
2028 | 30 | 2.99 | 20.17 | 14.66
2028 | 31 | 2.81 | 20.25 | 14.7
2028 | 32 | 2.76 | 20.32 | 14.75
2028 | 33 | 2.97 | 20.4 | 14.79
2028 | 34 | 2.9 | 20.49 | 14.83
2028 | 35 | 2.86 | 20.59 | 14.87
2028 | 36 | 2.77 | 20.68 | 14.9
2028 | 37 | 2.87 | 20.77 | 14.94
2028 | 38 | 2.82 | 20.84 | 14.97
2028 | 39 | 2.62 | 20.89 | 15
2028 | 40 | 2.39 | 20.95 | 15.02
2028 | 41 | 2.69 | 21.01 | 15.05
2028 | 42 | 2.84 | 21.04 | 15.06
2028 | 43 | 3.25 | 21.02 | 15.05
2028 | 44 | 3.25 | 21 | 15.03
2028 | 45 | 2.96 | 20.97 | 15.01
2028 | 46 | 4.05 | 20.95 | 15
2028 | 47 | 3.71 | 20.9 | 14.96
2028 | 48 | 3.5 | 20.84 | 14.93
2028 | 49 | 4.77 | 20.79 | 14.9
2028 | 50 | 4.93 | 20.73 | 14.86
2028 | 51 | 5.77 | 20.67 | 14.86
2028 | 52 | 5.27 | 20.6 | 14.89
2028 | 53 | 5.27 | 20.6 | 14.89
2029 | 1 | 10.64 | 21.3 | 15.53
2029 | 2 | 6.82 | 21.24 | 15.55
2029 | 3 | 7.34 | 21.15 | 15.54
2029 | 4 | 6.21 | 21.01 | 15.43
2029 | 5 | 6.88 | 20.88 | 15.33
2029 | 6 | 5.36 | 20.74 | 15.22
2029 | 7 | 4.07 | 20.6 | 15.11
2029 | 8 | 3.85 | 20.52 | 15.04
2029 | 9 | 3.9 | 20.43 | 14.98
2029 | 10 | 3.41 | 20.35 | 14.91
2029 | 11 | 3.88 | 20.26 | 14.85
2029 | 12 | 3.39 | 20.25 | 14.83
2029 | 13 | 3.15 | 20.22 | 14.8
2029 | 14 | 3.43 | 20.19 | 14.78
2029 | 15 | 3.34 | 20.17 | 14.75
2029 | 16 | 3.23 | 20.16 | 14.75
2029 | 17 | 2.9 | 20.17 | 14.76
2029 | 18 | 3.23 | 20.18 | 14.76
2029 | 19 | 3.15 | 20.19 | 14.77
2029 | 20 | 2.99 | 20.21 | 14.78
2029 | 21 | 3.05 | 20.28 | 14.83
2029 | 22 | 3.01 | 20.35 | 14.88
2029 | 23 | 2.94 | 20.42 | 14.92
2029 | 24 | 3.13 | 20.49 | 14.97
2029 | 25 | 3.19 | 20.56 | 15.02
2029 | 26 | 3.05 | 20.63 | 15.07
2029 | 27 | 3.26 | 20.7 | 15.12
2029 | 28 | 3.46 | 20.78 | 15.18
2029 | 29 | 3.57 | 20.85 | 15.22
2029 | 30 | 3.16 | 20.93 | 15.27
2029 | 31 | 2.97 | 21.01 | 15.31
2029 | 32 | 2.92 | 21.08 | 15.36
2029 | 33 | 3.14 | 21.16 | 15.4
2029 | 34 | 3.07 | 21.26 | 15.44
2029 | 35 | 3.02 | 21.35 | 15.48
2029 | 36 | 2.93 | 21.45 | 15.52
2029 | 37 | 3.03 | 21.55 | 15.56
2029 | 38 | 2.99 | 21.62 | 15.59
2029 | 39 | 2.77 | 21.67 | 15.62
2029 | 40 | 2.53 | 21.73 | 15.64
2029 | 41 | 2.84 | 21.79 | 15.67
2029 | 42 | 3.01 | 21.83 | 15.69
2029 | 43 | 3.44 | 21.8 | 15.67
2029 | 44 | 3.43 | 21.78 | 15.65
2029 | 45 | 3.13 | 21.76 | 15.63
2029 | 46 | 4.29 | 21.73 | 15.62
2029 | 47 | 3.92 | 21.68 | 15.58
2029 | 48 | 3.7 | 21.62 | 15.55
2029 | 49 | 5.05 | 21.56 | 15.51
2029 | 50 | 5.21 | 21.51 | 15.48
2029 | 51 | 6.1 | 21.45 | 15.48
2029 | 52 | 5.57 | 21.37 | 15.5
2029 | 53 | 5.57 | 21.37 | 15.5
2030 | 1 | 10.99 | 22.29 | 16.41
2030 | 2 | 7.04 | 22.22 | 16.44
2030 | 3 | 7.58 | 22.13 | 16.43
2030 | 4 | 6.41 | 21.99 | 16.31
2030 | 5 | 7.11 | 21.85 | 16.2
2030 | 6 | 5.53 | 21.71 | 16.08
2030 | 7 | 4.2 | 21.56 | 15.97
2030 | 8 | 3.97 | 21.47 | 15.9
2030 | 9 | 4.02 | 21.38 | 15.83
2030 | 10 | 3.52 | 21.3 | 15.76
2030 | 11 | 4.01 | 21.21 | 15.69
2030 | 12 | 3.5 | 21.19 | 15.67
2030 | 13 | 3.25 | 21.16 | 15.65
2030 | 14 | 3.54 | 21.13 | 15.62
2030 | 15 | 3.45 | 21.11 | 15.59
2030 | 16 | 3.33 | 21.1 | 15.59
2030 | 17 | 2.99 | 21.11 | 15.6
2030 | 18 | 3.34 | 21.12 | 15.6
2030 | 19 | 3.25 | 21.13 | 15.61
2030 | 20 | 3.09 | 21.15 | 15.63
2030 | 21 | 3.15 | 21.22 | 15.67
2030 | 22 | 3.11 | 21.3 | 15.72
2030 | 23 | 3.03 | 21.37 | 15.77
2030 | 24 | 3.24 | 21.44 | 15.82
2030 | 25 | 3.29 | 21.52 | 15.87
2030 | 26 | 3.15 | 21.59 | 15.93
2030 | 27 | 3.37 | 21.67 | 15.98
2030 | 28 | 3.57 | 21.74 | 16.04
2030 | 29 | 3.69 | 21.82 | 16.09
2030 | 30 | 3.26 | 21.9 | 16.14
2030 | 31 | 3.07 | 21.98 | 16.19
2030 | 32 | 3.02 | 22.06 | 16.23
2030 | 33 | 3.24 | 22.15 | 16.28
2030 | 34 | 3.17 | 22.25 | 16.32
2030 | 35 | 3.12 | 22.35 | 16.36
2030 | 36 | 3.02 | 22.45 | 16.4
2030 | 37 | 3.13 | 22.55 | 16.44
2030 | 38 | 3.08 | 22.62 | 16.48
2030 | 39 | 2.86 | 22.68 | 16.51
2030 | 40 | 2.61 | 22.74 | 16.54
2030 | 41 | 2.94 | 22.8 | 16.56
2030 | 42 | 3.1 | 22.84 | 16.58
2030 | 43 | 3.55 | 22.82 | 16.56
2030 | 44 | 3.54 | 22.79 | 16.54
2030 | 45 | 3.23 | 22.77 | 16.52
2030 | 46 | 4.42 | 22.75 | 16.5
2030 | 47 | 4.05 | 22.69 | 16.47
2030 | 48 | 3.82 | 22.63 | 16.43
2030 | 49 | 5.21 | 22.57 | 16.39
2030 | 50 | 5.38 | 22.51 | 16.36
2030 | 51 | 6.3 | 22.44 | 16.36
2030 | 52 | 5.76 | 22.36 | 16.39
2030 | 53 | 5.76 | 22.36 | 16.39
2031 | 1 | 11.26 | 22.98 | 17.04
2031 | 2 | 7.22 | 22.9 | 17.07
2031 | 3 | 7.77 | 22.81 | 17.05
2031 | 4 | 6.57 | 22.66 | 16.93
2031 | 5 | 7.28 | 22.52 | 16.82
2031 | 6 | 5.67 | 22.37 | 16.7
2031 | 7 | 4.31 | 22.22 | 16.58
2031 | 8 | 4.07 | 22.13 | 16.51
2031 | 9 | 4.12 | 22.04 | 16.43
2031 | 10 | 3.6 | 21.95 | 16.36
2031 | 11 | 4.11 | 21.86 | 16.29
2031 | 12 | 3.59 | 21.84 | 16.27
2031 | 13 | 3.33 | 21.81 | 16.24
2031 | 14 | 3.63 | 21.78 | 16.22
2031 | 15 | 3.54 | 21.75 | 16.19
2031 | 16 | 3.41 | 21.75 | 16.18
2031 | 17 | 3.07 | 21.76 | 16.19
2031 | 18 | 3.42 | 21.77 | 16.2
2031 | 19 | 3.33 | 21.78 | 16.21
2031 | 20 | 3.17 | 21.8 | 16.22
2031 | 21 | 3.22 | 21.87 | 16.27
2031 | 22 | 3.18 | 21.95 | 16.32
2031 | 23 | 3.11 | 22.02 | 16.37
2031 | 24 | 3.32 | 22.1 | 16.42
2031 | 25 | 3.38 | 22.18 | 16.48
2031 | 26 | 3.22 | 22.25 | 16.54
2031 | 27 | 3.45 | 22.33 | 16.59
2031 | 28 | 3.66 | 22.41 | 16.65
2031 | 29 | 3.78 | 22.49 | 16.7
2031 | 30 | 3.34 | 22.57 | 16.75
2031 | 31 | 3.15 | 22.66 | 16.8
2031 | 32 | 3.09 | 22.74 | 16.85
2031 | 33 | 3.32 | 22.82 | 16.9
2031 | 34 | 3.25 | 22.93 | 16.94
2031 | 35 | 3.2 | 23.03 | 16.99
2031 | 36 | 3.1 | 23.14 | 17.03
2031 | 37 | 3.21 | 23.24 | 17.07
2031 | 38 | 3.16 | 23.31 | 17.11
2031 | 39 | 2.93 | 23.38 | 17.14
2031 | 40 | 2.68 | 23.44 | 17.17
2031 | 41 | 3.01 | 23.5 | 17.2
2031 | 42 | 3.18 | 23.54 | 17.21
2031 | 43 | 3.64 | 23.52 | 17.19
2031 | 44 | 3.63 | 23.49 | 17.17
2031 | 45 | 3.31 | 23.47 | 17.15
2031 | 46 | 4.53 | 23.44 | 17.13
2031 | 47 | 4.15 | 23.38 | 17.1
2031 | 48 | 3.91 | 23.32 | 17.06
2031 | 49 | 5.34 | 23.26 | 17.02
2031 | 50 | 5.51 | 23.2 | 16.98
2031 | 51 | 6.45 | 23.13 | 16.98
2031 | 52 | 5.9 | 23.05 | 17.01
2031 | 53 | 5.9 | 23.05 | 17.01
2032 | 1 | 11.71 | 23.89 | 17.74
2032 | 2 | 7.5 | 23.82 | 17.77
2032 | 3 | 8.08 | 23.72 | 17.75
2032 | 4 | 6.83 | 23.57 | 17.63
2032 | 5 | 7.57 | 23.41 | 17.51
2032 | 6 | 5.89 | 23.26 | 17.39
2032 | 7 | 4.48 | 23.11 | 17.26
2032 | 8 | 4.23 | 23.01 | 17.19
2032 | 9 | 4.28 | 22.92 | 17.11
2032 | 10 | 3.75 | 22.82 | 17.04
2032 | 11 | 4.27 | 22.73 | 16.96
2032 | 12 | 3.73 | 22.71 | 16.94
2032 | 13 | 3.46 | 22.68 | 16.91
2032 | 14 | 3.77 | 22.65 | 16.88
2032 | 15 | 3.68 | 22.62 | 16.86
2032 | 16 | 3.55 | 22.61 | 16.85
2032 | 17 | 3.19 | 22.62 | 16.86
2032 | 18 | 3.55 | 22.63 | 16.87
2032 | 19 | 3.46 | 22.64 | 16.87
2032 | 20 | 3.29 | 22.66 | 16.89
2032 | 21 | 3.35 | 22.74 | 16.94
2032 | 22 | 3.31 | 22.82 | 16.99
2032 | 23 | 3.23 | 22.9 | 17.05
2032 | 24 | 3.45 | 22.98 | 17.1
2032 | 25 | 3.51 | 23.06 | 17.16
2032 | 26 | 3.35 | 23.14 | 17.22
2032 | 27 | 3.59 | 23.22 | 17.28
2032 | 28 | 3.8 | 23.3 | 17.34
2032 | 29 | 3.93 | 23.38 | 17.39
2032 | 30 | 3.47 | 23.47 | 17.44
2032 | 31 | 3.27 | 23.56 | 17.49
2032 | 32 | 3.21 | 23.65 | 17.55
2032 | 33 | 3.45 | 23.73 | 17.6
2032 | 34 | 3.38 | 23.84 | 17.64
2032 | 35 | 3.32 | 23.95 | 17.69
2032 | 36 | 3.22 | 24.06 | 17.73
2032 | 37 | 3.33 | 24.17 | 17.77
2032 | 38 | 3.28 | 24.24 | 17.81
2032 | 39 | 3.05 | 24.31 | 17.84
2032 | 40 | 2.78 | 24.37 | 17.87
2032 | 41 | 3.13 | 24.44 | 17.9
2032 | 42 | 3.31 | 24.48 | 17.92
2032 | 43 | 3.78 | 24.45 | 17.9
2032 | 44 | 3.78 | 24.43 | 17.88
2032 | 45 | 3.44 | 24.4 | 17.86
2032 | 46 | 4.71 | 24.38 | 17.84
2032 | 47 | 4.32 | 24.31 | 17.8
2032 | 48 | 4.07 | 24.25 | 17.76
2032 | 49 | 5.55 | 24.18 | 17.72
2032 | 50 | 5.73 | 24.12 | 17.68
2032 | 51 | 6.71 | 24.05 | 17.68
2032 | 52 | 6.13 | 23.97 | 17.71
2032 | 53 | 6.13 | 23.97 | 17.71
2033 | 1 | 12.2 | 24.66 | 18.34
2033 | 2 | 7.82 | 24.58 | 18.37
2033 | 3 | 8.42 | 24.48 | 18.35
2033 | 4 | 7.12 | 24.32 | 18.23
2033 | 5 | 7.89 | 24.16 | 18.1
2033 | 6 | 6.14 | 24.01 | 17.97
2033 | 7 | 4.67 | 23.85 | 17.85
2033 | 8 | 4.41 | 23.75 | 17.77
2033 | 9 | 4.47 | 23.65 | 17.69
2033 | 10 | 3.9 | 23.55 | 17.61
2033 | 11 | 4.45 | 23.45 | 17.53
2033 | 12 | 3.88 | 23.44 | 17.51
2033 | 13 | 3.61 | 23.4 | 17.49
2033 | 14 | 3.93 | 23.37 | 17.46
2033 | 15 | 3.83 | 23.34 | 17.43
2033 | 16 | 3.7 | 23.34 | 17.42
2033 | 17 | 3.32 | 23.35 | 17.43
2033 | 18 | 3.7 | 23.36 | 17.44
2033 | 19 | 3.61 | 23.37 | 17.45
2033 | 20 | 3.43 | 23.39 | 17.46
2033 | 21 | 3.49 | 23.47 | 17.52
2033 | 22 | 3.45 | 23.55 | 17.57
2033 | 23 | 3.37 | 23.63 | 17.62
2033 | 24 | 3.59 | 23.72 | 17.68
2033 | 25 | 3.66 | 23.8 | 17.74
2033 | 26 | 3.49 | 23.88 | 17.8
2033 | 27 | 3.74 | 23.96 | 17.86
2033 | 28 | 3.96 | 24.05 | 17.92
2033 | 29 | 4.1 | 24.13 | 17.98
2033 | 30 | 3.62 | 24.22 | 18.03
2033 | 31 | 3.41 | 24.31 | 18.09
2033 | 32 | 3.35 | 24.4 | 18.14
2033 | 33 | 3.6 | 24.49 | 18.19
2033 | 34 | 3.52 | 24.6 | 18.24
2033 | 35 | 3.46 | 24.72 | 18.28
2033 | 36 | 3.36 | 24.83 | 18.33
2033 | 37 | 3.47 | 24.94 | 18.38
2033 | 38 | 3.42 | 25.02 | 18.41
2033 | 39 | 3.17 | 25.09 | 18.45
2033 | 40 | 2.9 | 25.15 | 18.48
2033 | 41 | 3.26 | 25.22 | 18.51
2033 | 42 | 3.45 | 25.26 | 18.53
2033 | 43 | 3.94 | 25.24 | 18.51
2033 | 44 | 3.94 | 25.21 | 18.49
2033 | 45 | 3.59 | 25.18 | 18.46
2033 | 46 | 4.91 | 25.16 | 18.44
2033 | 47 | 4.5 | 25.09 | 18.4
2033 | 48 | 4.24 | 25.02 | 18.36
2033 | 49 | 5.79 | 24.96 | 18.32
2033 | 50 | 5.97 | 24.89 | 18.28
2033 | 51 | 6.99 | 24.82 | 18.28
2033 | 52 | 6.39 | 24.73 | 18.31
2033 | 53 | 6.39 | 24.73 | 18.31
2034 | 1 | 12.59 | 25.43 | 18.9
2034 | 2 | 8.07 | 25.35 | 18.93
2034 | 3 | 8.68 | 25.25 | 18.92
2034 | 4 | 7.34 | 25.09 | 18.79
2034 | 5 | 8.14 | 24.92 | 18.66
2034 | 6 | 6.34 | 24.76 | 18.52
2034 | 7 | 4.81 | 24.6 | 18.39
2034 | 8 | 4.55 | 24.5 | 18.31
2034 | 9 | 4.61 | 24.39 | 18.23
2034 | 10 | 4.03 | 24.29 | 18.15
2034 | 11 | 4.59 | 24.19 | 18.07
2034 | 12 | 4.01 | 24.17 | 18.05
2034 | 13 | 3.72 | 24.14 | 18.02
2034 | 14 | 4.06 | 24.11 | 17.99
2034 | 15 | 3.95 | 24.08 | 17.96
2034 | 16 | 3.82 | 24.07 | 17.95
2034 | 17 | 3.43 | 24.08 | 17.96
2034 | 18 | 3.82 | 24.09 | 17.97
2034 | 19 | 3.72 | 24.1 | 17.98
2034 | 20 | 3.54 | 24.12 | 18
2034 | 21 | 3.6 | 24.21 | 18.05
2034 | 22 | 3.56 | 24.29 | 18.11
2034 | 23 | 3.47 | 24.38 | 18.16
2034 | 24 | 3.71 | 24.46 | 18.22
2034 | 25 | 3.77 | 24.55 | 18.28
2034 | 26 | 3.6 | 24.63 | 18.35
2034 | 27 | 3.86 | 24.72 | 18.41
2034 | 28 | 4.09 | 24.8 | 18.47
2034 | 29 | 4.23 | 24.89 | 18.53
2034 | 30 | 3.74 | 24.98 | 18.59
2034 | 31 | 3.52 | 25.08 | 18.64
2034 | 32 | 3.45 | 25.17 | 18.7
2034 | 33 | 3.71 | 25.26 | 18.75
2034 | 34 | 3.63 | 25.38 | 18.8
2034 | 35 | 3.57 | 25.49 | 18.84
2034 | 36 | 3.46 | 25.61 | 18.89
2034 | 37 | 3.58 | 25.72 | 18.94
2034 | 38 | 3.53 | 25.81 | 18.98
2034 | 39 | 3.28 | 25.88 | 19.01
2034 | 40 | 2.99 | 25.94 | 19.04
2034 | 41 | 3.36 | 26.01 | 19.08
2034 | 42 | 3.55 | 26.06 | 19.1
2034 | 43 | 4.07 | 26.03 | 19.07
2034 | 44 | 4.06 | 26 | 19.05
2034 | 45 | 3.7 | 25.97 | 19.03
2034 | 46 | 5.07 | 25.95 | 19.01
2034 | 47 | 4.64 | 25.88 | 18.97
2034 | 48 | 4.38 | 25.81 | 18.92
2034 | 49 | 5.97 | 25.74 | 18.88
2034 | 50 | 6.16 | 25.68 | 18.84
2034 | 51 | 7.21 | 25.6 | 18.84
2034 | 52 | 6.59 | 25.51 | 18.87
2034 | 53 | 6.59 | 25.51 | 18.87
2035 | 1 | 12.87 | 26.16 | 19.49
2035 | 2 | 8.25 | 26.08 | 19.52
2035 | 3 | 8.88 | 25.98 | 19.51
2035 | 4 | 7.51 | 25.81 | 19.37
2035 | 5 | 8.32 | 25.64 | 19.24
2035 | 6 | 6.48 | 25.47 | 19.1
2035 | 7 | 4.92 | 25.31 | 18.97
2035 | 8 | 4.65 | 25.2 | 18.89
2035 | 9 | 4.71 | 25.1 | 18.8
2035 | 10 | 4.12 | 24.99 | 18.72
2035 | 11 | 4.69 | 24.89 | 18.64
2035 | 12 | 4.1 | 24.87 | 18.62
2035 | 13 | 3.8 | 24.84 | 18.58
2035 | 14 | 4.15 | 24.8 | 18.55
2035 | 15 | 4.04 | 24.77 | 18.52
2035 | 16 | 3.9 | 24.76 | 18.51
2035 | 17 | 3.5 | 24.77 | 18.52
2035 | 18 | 3.91 | 24.78 | 18.53
2035 | 19 | 3.8 | 24.8 | 18.54
2035 | 20 | 3.62 | 24.82 | 18.56
2035 | 21 | 3.68 | 24.91 | 18.62
2035 | 22 | 3.64 | 24.99 | 18.67
2035 | 23 | 3.55 | 25.08 | 18.73
2035 | 24 | 3.79 | 25.17 | 18.79
2035 | 25 | 3.86 | 25.25 | 18.85
2035 | 26 | 3.68 | 25.34 | 18.92
2035 | 27 | 3.94 | 25.43 | 18.98
2035 | 28 | 4.18 | 25.52 | 19.05
2035 | 29 | 4.32 | 25.61 | 19.11
2035 | 30 | 3.82 | 25.7 | 19.17
2035 | 31 | 3.59 | 25.8 | 19.22
2035 | 32 | 3.53 | 25.89 | 19.28
2035 | 33 | 3.79 | 25.99 | 19.33
2035 | 34 | 3.71 | 26.11 | 19.38
2035 | 35 | 3.65 | 26.23 | 19.43
2035 | 36 | 3.54 | 26.35 | 19.48
2035 | 37 | 3.66 | 26.46 | 19.53
2035 | 38 | 3.61 | 26.55 | 19.57
2035 | 39 | 3.35 | 26.62 | 19.6
2035 | 40 | 3.06 | 26.69 | 19.64
2035 | 41 | 3.44 | 26.76 | 19.67
2035 | 42 | 3.63 | 26.81 | 19.69
2035 | 43 | 4.16 | 26.78 | 19.67
2035 | 44 | 4.15 | 26.75 | 19.65
2035 | 45 | 3.78 | 26.72 | 19.63
2035 | 46 | 5.18 | 26.69 | 19.6
2035 | 47 | 4.74 | 26.62 | 19.56
2035 | 48 | 4.47 | 26.55 | 19.52
2035 | 49 | 6.1 | 26.48 | 19.47
2035 | 50 | 6.3 | 26.42 | 19.43
2035 | 51 | 7.37 | 26.34 | 19.43
2035 | 52 | 6.74 | 26.25 | 19.46
2035 | 53 | 6.74 | 26.25 | 19.46
2036 | 1 | 13.15 | 26.93 | 20.02
2036 | 2 | 8.43 | 26.84 | 20.05
2036 | 3 | 9.07 | 26.73 | 20.03
2036 | 4 | 7.67 | 26.56 | 19.89
2036 | 5 | 8.5 | 26.39 | 19.75
2036 | 6 | 6.62 | 26.22 | 19.62
2036 | 7 | 5.03 | 26.04 | 19.48
2036 | 8 | 4.76 | 25.94 | 19.39
2036 | 9 | 4.81 | 25.83 | 19.31
2036 | 10 | 4.21 | 25.72 | 19.22
2036 | 11 | 4.79 | 25.61 | 19.14
2036 | 12 | 4.19 | 25.6 | 19.12
2036 | 13 | 3.89 | 25.56 | 19.08
2036 | 14 | 4.24 | 25.53 | 19.05
2036 | 15 | 4.13 | 25.49 | 19.02
2036 | 16 | 3.99 | 25.49 | 19.01
2036 | 17 | 3.58 | 25.5 | 19.02
2036 | 18 | 3.99 | 25.51 | 19.03
2036 | 19 | 3.89 | 25.52 | 19.04
2036 | 20 | 3.7 | 25.54 | 19.06
2036 | 21 | 3.77 | 25.63 | 19.12
2036 | 22 | 3.72 | 25.72 | 19.17
2036 | 23 | 3.63 | 25.81 | 19.23
2036 | 24 | 3.87 | 25.9 | 19.29
2036 | 25 | 3.94 | 25.99 | 19.36
2036 | 26 | 3.77 | 26.08 | 19.43
2036 | 27 | 4.03 | 26.17 | 19.49
2036 | 28 | 4.27 | 26.26 | 19.56
2036 | 29 | 4.41 | 26.36 | 19.62
2036 | 30 | 3.9 | 26.45 | 19.68
2036 | 31 | 3.67 | 26.55 | 19.74
2036 | 32 | 3.61 | 26.65 | 19.8
2036 | 33 | 3.88 | 26.75 | 19.85
2036 | 34 | 3.79 | 26.87 | 19.9
2036 | 35 | 3.73 | 26.99 | 19.95
2036 | 36 | 3.62 | 27.12 | 20
2036 | 37 | 3.74 | 27.24 | 20.06
2036 | 38 | 3.69 | 27.32 | 20.1
2036 | 39 | 3.42 | 27.4 | 20.13
2036 | 40 | 3.13 | 27.47 | 20.17
2036 | 41 | 3.51 | 27.54 | 20.2
2036 | 42 | 3.71 | 27.59 | 20.22
2036 | 43 | 4.25 | 27.56 | 20.2
2036 | 44 | 4.24 | 27.53 | 20.17
2036 | 45 | 3.86 | 27.5 | 20.15
2036 | 46 | 5.3 | 27.47 | 20.13
2036 | 47 | 4.85 | 27.4 | 20.08
2036 | 48 | 4.57 | 27.33 | 20.04
2036 | 49 | 6.24 | 27.26 | 20
2036 | 50 | 6.43 | 27.19 | 19.95
2036 | 51 | 7.54 | 27.11 | 19.95
2036 | 52 | 6.89 | 27.01 | 19.99
2036 | 53 | 6.89 | 27.01 | 19.99
2037 | 1 | 13.36 | 27.87 | 20.54
2037 | 2 | 8.56 | 27.79 | 20.57
2037 | 3 | 9.22 | 27.67 | 20.55
2037 | 4 | 7.79 | 27.49 | 20.41
2037 | 5 | 8.63 | 27.32 | 20.27
2037 | 6 | 6.72 | 27.14 | 20.13
2037 | 7 | 5.11 | 26.96 | 19.99
2037 | 8 | 4.83 | 26.85 | 19.9
2037 | 9 | 4.89 | 26.74 | 19.81
2037 | 10 | 4.27 | 26.63 | 19.72
2037 | 11 | 4.87 | 26.51 | 19.63
2037 | 12 | 4.25 | 26.49 | 19.61
2037 | 13 | 3.95 | 26.46 | 19.58
2037 | 14 | 4.3 | 26.42 | 19.55
2037 | 15 | 4.19 | 26.39 | 19.51
2037 | 16 | 4.05 | 26.38 | 19.51
2037 | 17 | 3.64 | 26.39 | 19.52
2037 | 18 | 4.05 | 26.4 | 19.53
2037 | 19 | 3.95 | 26.42 | 19.54
2037 | 20 | 3.76 | 26.44 | 19.55
2037 | 21 | 3.82 | 26.53 | 19.61
2037 | 22 | 3.78 | 26.62 | 19.67
2037 | 23 | 3.69 | 26.72 | 19.73
2037 | 24 | 3.93 | 26.81 | 19.79
2037 | 25 | 4 | 26.9 | 19.86
2037 | 26 | 3.82 | 27 | 19.93
2037 | 27 | 4.09 | 27.09 | 20
2037 | 28 | 4.34 | 27.18 | 20.07
2037 | 29 | 4.48 | 27.28 | 20.14
2037 | 30 | 3.96 | 27.38 | 20.2
2037 | 31 | 3.73 | 27.48 | 20.25
2037 | 32 | 3.67 | 27.59 | 20.31
2037 | 33 | 3.94 | 27.69 | 20.37
2037 | 34 | 3.85 | 27.81 | 20.42
2037 | 35 | 3.79 | 27.94 | 20.47
2037 | 36 | 3.68 | 28.07 | 20.53
2037 | 37 | 3.8 | 28.19 | 20.58
2037 | 38 | 3.75 | 28.28 | 20.62
2037 | 39 | 3.48 | 28.36 | 20.66
2037 | 40 | 3.17 | 28.44 | 20.69
2037 | 41 | 3.57 | 28.51 | 20.73
2037 | 42 | 3.77 | 28.56 | 20.75
2037 | 43 | 4.31 | 28.53 | 20.72
2037 | 44 | 4.31 | 28.5 | 20.7
2037 | 45 | 3.92 | 28.47 | 20.68
2037 | 46 | 5.38 | 28.44 | 20.65
2037 | 47 | 4.92 | 28.36 | 20.61
2037 | 48 | 4.64 | 28.29 | 20.56
2037 | 49 | 6.33 | 28.22 | 20.52
2037 | 50 | 6.53 | 28.14 | 20.47
2037 | 51 | 7.65 | 28.06 | 20.47
2037 | 52 | 6.99 | 27.96 | 20.51
2037 | 53 | 6.99 | 27.96 | 20.51
2038 | 1 | 13.74 | 28.72 | 21.26
2038 | 2 | 8.81 | 28.63 | 21.3
2038 | 3 | 9.48 | 28.51 | 21.28
2038 | 4 | 8.02 | 28.33 | 21.13
2038 | 5 | 8.88 | 28.15 | 20.99
2038 | 6 | 6.92 | 27.96 | 20.84
2038 | 7 | 5.26 | 27.78 | 20.69
2038 | 8 | 4.97 | 27.66 | 20.6
2038 | 9 | 5.03 | 27.55 | 20.51
2038 | 10 | 4.4 | 27.43 | 20.42
2038 | 11 | 5.01 | 27.32 | 20.33
2038 | 12 | 4.38 | 27.3 | 20.31
2038 | 13 | 4.06 | 27.26 | 20.27
2038 | 14 | 4.43 | 27.23 | 20.24
2038 | 15 | 4.31 | 27.19 | 20.2
2038 | 16 | 4.17 | 27.18 | 20.19
2038 | 17 | 3.74 | 27.19 | 20.2
2038 | 18 | 4.17 | 27.21 | 20.22
2038 | 19 | 4.06 | 27.22 | 20.23
2038 | 20 | 3.86 | 27.24 | 20.24
2038 | 21 | 3.94 | 27.34 | 20.31
2038 | 22 | 3.88 | 27.43 | 20.37
2038 | 23 | 3.79 | 27.53 | 20.43
2038 | 24 | 4.05 | 27.62 | 20.49
2038 | 25 | 4.12 | 27.72 | 20.56
2038 | 26 | 3.94 | 27.82 | 20.64
2038 | 27 | 4.21 | 27.91 | 20.71
2038 | 28 | 4.46 | 28.01 | 20.78
2038 | 29 | 4.61 | 28.11 | 20.85
2038 | 30 | 4.08 | 28.22 | 20.91
2038 | 31 | 3.84 | 28.32 | 20.97
2038 | 32 | 3.77 | 28.42 | 21.03
2038 | 33 | 4.05 | 28.53 | 21.09
2038 | 34 | 3.96 | 28.66 | 21.14
2038 | 35 | 3.9 | 28.79 | 21.2
2038 | 36 | 3.78 | 28.92 | 21.25
2038 | 37 | 3.91 | 29.05 | 21.3
2038 | 38 | 3.85 | 29.14 | 21.35
2038 | 39 | 3.58 | 29.22 | 21.38
2038 | 40 | 3.27 | 29.3 | 21.42
2038 | 41 | 3.67 | 29.38 | 21.46
2038 | 42 | 3.88 | 29.43 | 21.48
2038 | 43 | 4.44 | 29.39 | 21.46
2038 | 44 | 4.43 | 29.36 | 21.43
2038 | 45 | 4.04 | 29.33 | 21.41
2038 | 46 | 5.53 | 29.3 | 21.38
2038 | 47 | 5.07 | 29.23 | 21.34
2038 | 48 | 4.78 | 29.15 | 21.29
2038 | 49 | 6.52 | 29.07 | 21.24
2038 | 50 | 6.72 | 29 | 21.19
2038 | 51 | 7.87 | 28.91 | 21.19
2038 | 52 | 7.2 | 28.81 | 21.23
2038 | 53 | 7.2 | 28.81 | 21.23
2039 | 1 | 14.02 | 29.35 | 21.68
2039 | 2 | 8.99 | 29.26 | 21.71
2039 | 3 | 9.67 | 29.14 | 21.69
2039 | 4 | 8.18 | 28.95 | 21.54
2039 | 5 | 9.06 | 28.77 | 21.39
2039 | 6 | 7.06 | 28.58 | 21.24
2039 | 7 | 5.36 | 28.39 | 21.09
2039 | 8 | 5.07 | 28.27 | 21
2039 | 9 | 5.13 | 28.16 | 20.91
2039 | 10 | 4.49 | 28.04 | 20.82
2039 | 11 | 5.11 | 27.92 | 20.72
2039 | 12 | 4.46 | 27.9 | 20.7
2039 | 13 | 4.14 | 27.86 | 20.67
2039 | 14 | 4.52 | 27.83 | 20.63
2039 | 15 | 4.4 | 27.79 | 20.6
2039 | 16 | 4.25 | 27.78 | 20.59
2039 | 17 | 3.82 | 27.79 | 20.6
2039 | 18 | 4.26 | 27.81 | 20.61
2039 | 19 | 4.14 | 27.82 | 20.62
2039 | 20 | 3.94 | 27.84 | 20.64
2039 | 21 | 4.01 | 27.94 | 20.7
2039 | 22 | 3.96 | 28.04 | 20.77
2039 | 23 | 3.87 | 28.13 | 20.83
2039 | 24 | 4.13 | 28.23 | 20.89
2039 | 25 | 4.2 | 28.33 | 20.96
2039 | 26 | 4.01 | 28.43 | 21.04
2039 | 27 | 4.3 | 28.53 | 21.11
2039 | 28 | 4.55 | 28.63 | 21.19
2039 | 29 | 4.71 | 28.73 | 21.25
2039 | 30 | 4.16 | 28.84 | 21.32
2039 | 31 | 3.92 | 28.94 | 21.38
2039 | 32 | 3.85 | 29.05 | 21.44
2039 | 33 | 4.13 | 29.16 | 21.5
2039 | 34 | 4.04 | 29.29 | 21.56
2039 | 35 | 3.98 | 29.42 | 21.61
2039 | 36 | 3.86 | 29.56 | 21.66
2039 | 37 | 3.99 | 29.69 | 21.72
2039 | 38 | 3.93 | 29.78 | 21.76
2039 | 39 | 3.65 | 29.86 | 21.8
2039 | 40 | 3.33 | 29.94 | 21.84
2039 | 41 | 3.75 | 30.02 | 21.88
2039 | 42 | 3.96 | 30.07 | 21.9
2039 | 43 | 4.53 | 30.04 | 21.87
2039 | 44 | 4.52 | 30.01 | 21.85
2039 | 45 | 4.12 | 29.98 | 21.82
2039 | 46 | 5.64 | 29.95 | 21.8
2039 | 47 | 5.17 | 29.87 | 21.75
2039 | 48 | 4.87 | 29.79 | 21.7
2039 | 49 | 6.65 | 29.71 | 21.65
2039 | 50 | 6.86 | 29.63 | 21.61
2039 | 51 | 8.03 | 29.55 | 21.61
2039 | 52 | 7.34 | 29.44 | 21.64
2039 | 53 | 7.34 | 29.44 | 21.64
2040 | 1 | 14.31 | 30.63 | 22.83
2040 | 2 | 9.17 | 30.54 | 22.87
2040 | 3 | 9.87 | 30.41 | 22.85
2040 | 4 | 8.35 | 30.22 | 22.69
2040 | 5 | 9.25 | 30.02 | 22.53
2040 | 6 | 7.2 | 29.83 | 22.37
2040 | 7 | 5.47 | 29.63 | 22.22
2040 | 8 | 5.18 | 29.51 | 22.12
2040 | 9 | 5.24 | 29.39 | 22.02
2040 | 10 | 4.58 | 29.26 | 21.92
2040 | 11 | 5.22 | 29.14 | 21.83
2040 | 12 | 4.56 | 29.12 | 21.8
2040 | 13 | 4.23 | 29.08 | 21.77
2040 | 14 | 4.61 | 29.04 | 21.73
2040 | 15 | 4.49 | 29 | 21.69
2040 | 16 | 4.34 | 28.99 | 21.68
2040 | 17 | 3.9 | 29.01 | 21.69
2040 | 18 | 4.35 | 29.02 | 21.71
2040 | 19 | 4.23 | 29.03 | 21.72
2040 | 20 | 4.02 | 29.06 | 21.74
2040 | 21 | 4.1 | 29.16 | 21.8
2040 | 22 | 4.05 | 29.26 | 21.87
2040 | 23 | 3.95 | 29.36 | 21.94
2040 | 24 | 4.21 | 29.47 | 22
2040 | 25 | 4.29 | 29.57 | 22.08
2040 | 26 | 4.1 | 29.67 | 22.16
2040 | 27 | 4.39 | 29.77 | 22.23
2040 | 28 | 4.65 | 29.88 | 22.31
2040 | 29 | 4.8 | 29.98 | 22.38
2040 | 30 | 4.25 | 30.1 | 22.45
2040 | 31 | 4 | 30.21 | 22.51
2040 | 32 | 3.93 | 30.32 | 22.58
2040 | 33 | 4.22 | 30.43 | 22.65
2040 | 34 | 4.13 | 30.57 | 22.7
2040 | 35 | 4.06 | 30.71 | 22.76
2040 | 36 | 3.94 | 30.85 | 22.82
2040 | 37 | 4.07 | 30.99 | 22.88
2040 | 38 | 4.01 | 31.09 | 22.92
2040 | 39 | 3.72 | 31.17 | 22.96
2040 | 40 | 3.4 | 31.25 | 23
2040 | 41 | 3.82 | 31.34 | 23.04
2040 | 42 | 4.04 | 31.39 | 23.06
2040 | 43 | 4.62 | 31.35 | 23.04
2040 | 44 | 4.62 | 31.32 | 23.01
2040 | 45 | 4.21 | 31.29 | 22.99
2040 | 46 | 5.76 | 31.25 | 22.96
2040 | 47 | 5.28 | 31.17 | 22.91
2040 | 48 | 4.98 | 31.09 | 22.86
2040 | 49 | 6.79 | 31.01 | 22.81
2040 | 50 | 7 | 30.93 | 22.76
2040 | 51 | 8.2 | 30.84 | 22.75
2040 | 52 | 7.49 | 30.73 | 22.8
2040 | 53 | 7.49 | 30.73 | 22.8

## Appendix E- K Fuel Prices
Year | Week | Natural Gas | Fuel Oil #2 | Fuel Oil #6
2021 | 1 | 8.2 | 14.21 | 11.09
2021 | 2 | 6.31 | 14.16 | 11.11
2021 | 3 | 7.17 | 14.1 | 11.1
2021 | 4 | 5.7 | 14.01 | 11.02
2021 | 5 | 5.99 | 13.92 | 10.95
2021 | 6 | 4.83 | 13.83 | 10.87
2021 | 7 | 4.26 | 13.74 | 10.79
2021 | 8 | 3.81 | 13.68 | 10.74
2021 | 9 | 4.19 | 13.63 | 10.7
2021 | 10 | 3.64 | 13.57 | 10.65
2021 | 11 | 3.7 | 13.51 | 10.6
2021 | 12 | 3.09 | 13.5 | 10.59
2021 | 13 | 2.79 | 13.49 | 10.57
2021 | 14 | 3 | 13.47 | 10.56
2021 | 15 | 3.03 | 13.45 | 10.54
2021 | 16 | 3.11 | 13.45 | 10.53
2021 | 17 | 2.97 | 13.45 | 10.54
2021 | 18 | 2.93 | 13.46 | 10.54
2021 | 19 | 2.9 | 13.46 | 10.55
2021 | 20 | 2.73 | 13.48 | 10.56
2021 | 21 | 2.76 | 13.52 | 10.59
2021 | 22 | 2.74 | 13.57 | 10.62
2021 | 23 | 2.75 | 13.62 | 10.66
2021 | 24 | 2.89 | 13.66 | 10.69
2021 | 25 | 2.97 | 13.71 | 10.73
2021 | 26 | 2.88 | 13.76 | 10.76
2021 | 27 | 3.05 | 13.81 | 10.8
2021 | 28 | 3.2 | 13.86 | 10.84
2021 | 29 | 3.36 | 13.9 | 10.87
2021 | 30 | 2.97 | 13.96 | 10.91
2021 | 31 | 2.95 | 14.01 | 10.94
2021 | 32 | 2.87 | 14.06 | 10.97
2021 | 33 | 3.09 | 14.11 | 11
2021 | 34 | 3.01 | 14.18 | 11.03
2021 | 35 | 2.9 | 14.24 | 11.06
2021 | 36 | 2.85 | 14.31 | 11.08
2021 | 37 | 2.94 | 14.37 | 11.11
2021 | 38 | 2.87 | 14.42 | 11.13
2021 | 39 | 2.76 | 14.45 | 11.15
2021 | 40 | 2.56 | 14.49 | 11.17
2021 | 41 | 2.95 | 14.53 | 11.19
2021 | 42 | 3.22 | 14.56 | 11.2
2021 | 43 | 3.46 | 14.54 | 11.19
2021 | 44 | 3.36 | 14.52 | 11.18
2021 | 45 | 3.47 | 14.51 | 11.17
2021 | 46 | 4.41 | 14.49 | 11.15
2021 | 47 | 4.04 | 14.46 | 11.13
2021 | 48 | 3.93 | 14.42 | 11.1
2021 | 49 | 4.69 | 14.38 | 11.08
2021 | 50 | 5.13 | 14.34 | 11.05
2021 | 51 | 6.55 | 14.3 | 11.05
2021 | 52 | 5.37 | 14.25 | 11.07
2021 | 53 | 5.37 | 14.25 | 11.07
2022 | 1 | 6.77 | 14.04 | 10.68
2022 | 2 | 5.21 | 14 | 10.7
2022 | 3 | 5.92 | 13.94 | 10.69
2022 | 4 | 4.7 | 13.85 | 10.61
2022 | 5 | 4.95 | 13.76 | 10.54
2022 | 6 | 3.98 | 13.67 | 10.46
2022 | 7 | 3.52 | 13.58 | 10.39
2022 | 8 | 3.14 | 13.53 | 10.34
2022 | 9 | 3.46 | 13.47 | 10.3
2022 | 10 | 3.01 | 13.42 | 10.25
2022 | 11 | 3.06 | 13.36 | 10.21
2022 | 12 | 2.55 | 13.35 | 10.2
2022 | 13 | 2.3 | 13.33 | 10.18
2022 | 14 | 2.47 | 13.31 | 10.16
2022 | 15 | 2.5 | 13.3 | 10.15
2022 | 16 | 2.57 | 13.29 | 10.14
2022 | 17 | 2.45 | 13.3 | 10.15
2022 | 18 | 2.41 | 13.3 | 10.15
2022 | 19 | 2.39 | 13.31 | 10.16
2022 | 20 | 2.25 | 13.32 | 10.17
2022 | 21 | 2.28 | 13.37 | 10.2
2022 | 22 | 2.26 | 13.41 | 10.23
2022 | 23 | 2.27 | 13.46 | 10.26
2022 | 24 | 2.39 | 13.51 | 10.29
2022 | 25 | 2.45 | 13.56 | 10.33
2022 | 26 | 2.38 | 13.6 | 10.36
2022 | 27 | 2.52 | 13.65 | 10.4
2022 | 28 | 2.64 | 13.7 | 10.44
2022 | 29 | 2.78 | 13.75 | 10.47
2022 | 30 | 2.45 | 13.8 | 10.5
2022 | 31 | 2.43 | 13.85 | 10.53
2022 | 32 | 2.37 | 13.9 | 10.56
2022 | 33 | 2.55 | 13.95 | 10.59
2022 | 34 | 2.48 | 14.01 | 10.62
2022 | 35 | 2.39 | 14.08 | 10.64
2022 | 36 | 2.35 | 14.14 | 10.67
2022 | 37 | 2.43 | 14.21 | 10.7
2022 | 38 | 2.37 | 14.25 | 10.72
2022 | 39 | 2.28 | 14.29 | 10.74
2022 | 40 | 2.12 | 14.33 | 10.76
2022 | 41 | 2.44 | 14.37 | 10.78
2022 | 42 | 2.65 | 14.39 | 10.79
2022 | 43 | 2.85 | 14.37 | 10.77
2022 | 44 | 2.78 | 14.36 | 10.76
2022 | 45 | 2.86 | 14.34 | 10.75
2022 | 46 | 3.64 | 14.33 | 10.74
2022 | 47 | 3.34 | 14.29 | 10.71
2022 | 48 | 3.25 | 14.25 | 10.69
2022 | 49 | 3.87 | 14.22 | 10.67
2022 | 50 | 4.23 | 14.18 | 10.64
2022 | 51 | 5.4 | 14.14 | 10.64
2022 | 52 | 4.43 | 14.09 | 10.66
2022 | 53 | 4.43 | 14.09 | 10.66
2023 | 1 | 7.74 | 18.1 | 10.43
2023 | 2 | 5.96 | 18.05 | 10.45
2023 | 3 | 6.77 | 17.97 | 10.44
2023 | 4 | 5.38 | 17.86 | 10.37
2023 | 5 | 5.66 | 17.74 | 10.3
2023 | 6 | 4.56 | 17.63 | 10.22
2023 | 7 | 4.03 | 17.51 | 10.15
2023 | 8 | 3.6 | 17.44 | 10.11
2023 | 9 | 3.95 | 17.37 | 10.06
2023 | 10 | 3.44 | 17.29 | 10.02
2023 | 11 | 3.5 | 17.22 | 9.97
2023 | 12 | 2.91 | 17.21 | 9.96
2023 | 13 | 2.64 | 17.18 | 9.95
2023 | 14 | 2.83 | 17.16 | 9.93
2023 | 15 | 2.86 | 17.14 | 9.91
2023 | 16 | 2.93 | 17.13 | 9.91
2023 | 17 | 2.8 | 17.14 | 9.91
2023 | 18 | 2.76 | 17.15 | 9.92
2023 | 19 | 2.74 | 17.16 | 9.92
2023 | 20 | 2.58 | 17.17 | 9.93
2023 | 21 | 2.6 | 17.23 | 9.96
2023 | 22 | 2.59 | 17.29 | 9.99
2023 | 23 | 2.6 | 17.35 | 10.03
2023 | 24 | 2.73 | 17.41 | 10.06
2023 | 25 | 2.8 | 17.47 | 10.09
2023 | 26 | 2.72 | 17.53 | 10.13
2023 | 27 | 2.88 | 17.6 | 10.16
2023 | 28 | 3.02 | 17.66 | 10.2
2023 | 29 | 3.17 | 17.72 | 10.23
2023 | 30 | 2.81 | 17.79 | 10.26
2023 | 31 | 2.78 | 17.85 | 10.29
2023 | 32 | 2.71 | 17.92 | 10.32
2023 | 33 | 2.91 | 17.98 | 10.35
2023 | 34 | 2.84 | 18.07 | 10.37
2023 | 35 | 2.74 | 18.15 | 10.4
2023 | 36 | 2.69 | 18.23 | 10.43
2023 | 37 | 2.78 | 18.31 | 10.45
2023 | 38 | 2.71 | 18.37 | 10.47
2023 | 39 | 2.61 | 18.42 | 10.49
2023 | 40 | 2.42 | 18.47 | 10.51
2023 | 41 | 2.79 | 18.52 | 10.53
2023 | 42 | 3.04 | 18.55 | 10.54
2023 | 43 | 3.26 | 18.53 | 10.53
2023 | 44 | 3.18 | 18.51 | 10.52
2023 | 45 | 3.27 | 18.49 | 10.5
2023 | 46 | 4.16 | 18.47 | 10.49
2023 | 47 | 3.82 | 18.42 | 10.47
2023 | 48 | 3.71 | 18.37 | 10.45
2023 | 49 | 4.43 | 18.33 | 10.42
2023 | 50 | 4.84 | 18.28 | 10.4
2023 | 51 | 6.18 | 18.22 | 10.4
2023 | 52 | 5.07 | 18.16 | 10.42
2023 | 53 | 5.07 | 18.16 | 10.42
2024 | 1 | 7.35 | 18.46 | 11.53
2024 | 2 | 5.65 | 18.4 | 11.54
2024 | 3 | 6.43 | 18.33 | 11.53
2024 | 4 | 5.11 | 18.21 | 11.45
2024 | 5 | 5.37 | 18.09 | 11.37
2024 | 6 | 4.33 | 17.97 | 11.29
2024 | 7 | 3.82 | 17.86 | 11.22
2024 | 8 | 3.42 | 17.78 | 11.17
2024 | 9 | 3.76 | 17.71 | 11.12
2024 | 10 | 3.27 | 17.64 | 11.07
2024 | 11 | 3.32 | 17.56 | 11.02
2024 | 12 | 2.77 | 17.55 | 11.01
2024 | 13 | 2.5 | 17.53 | 10.99
2024 | 14 | 2.69 | 17.5 | 10.97
2024 | 15 | 2.71 | 17.48 | 10.95
2024 | 16 | 2.79 | 17.47 | 10.95
2024 | 17 | 2.66 | 17.48 | 10.95
2024 | 18 | 2.62 | 17.49 | 10.96
2024 | 19 | 2.6 | 17.5 | 10.96
2024 | 20 | 2.45 | 17.51 | 10.97
2024 | 21 | 2.47 | 17.57 | 11.01
2024 | 22 | 2.46 | 17.64 | 11.04
2024 | 23 | 2.46 | 17.7 | 11.07
2024 | 24 | 2.59 | 17.76 | 11.11
2024 | 25 | 2.66 | 17.82 | 11.15
2024 | 26 | 2.58 | 17.88 | 11.19
2024 | 27 | 2.74 | 17.94 | 11.22
2024 | 28 | 2.87 | 18.01 | 11.26
2024 | 29 | 3.01 | 18.07 | 11.3
2024 | 30 | 2.66 | 18.14 | 11.33
2024 | 31 | 2.64 | 18.2 | 11.37
2024 | 32 | 2.58 | 18.27 | 11.4
2024 | 33 | 2.77 | 18.34 | 11.43
2024 | 34 | 2.7 | 18.42 | 11.46
2024 | 35 | 2.6 | 18.51 | 11.49
2024 | 36 | 2.55 | 18.59 | 11.52
2024 | 37 | 2.64 | 18.67 | 11.55
2024 | 38 | 2.58 | 18.73 | 11.57
2024 | 39 | 2.48 | 18.78 | 11.59
2024 | 40 | 2.3 | 18.83 | 11.61
2024 | 41 | 2.65 | 18.89 | 11.63
2024 | 42 | 2.88 | 18.92 | 11.64
2024 | 43 | 3.1 | 18.9 | 11.63
2024 | 44 | 3.02 | 18.88 | 11.62
2024 | 45 | 3.11 | 18.86 | 11.6
2024 | 46 | 3.95 | 18.84 | 11.59
2024 | 47 | 3.62 | 18.79 | 11.56
2024 | 48 | 3.52 | 18.74 | 11.54
2024 | 49 | 4.21 | 18.69 | 11.51
2024 | 50 | 4.6 | 18.64 | 11.49
2024 | 51 | 5.87 | 18.59 | 11.49
2024 | 52 | 4.81 | 18.52 | 11.51
2024 | 53 | 4.81 | 18.52 | 11.51
2025 | 1 | 7.71 | 18.7 | 12.47
2025 | 2 | 5.93 | 18.64 | 12.49
2025 | 3 | 6.74 | 18.57 | 12.48
2025 | 4 | 5.36 | 18.45 | 12.4
2025 | 5 | 5.64 | 18.33 | 12.31
2025 | 6 | 4.54 | 18.21 | 12.22
2025 | 7 | 4.01 | 18.09 | 12.14
2025 | 8 | 3.58 | 18.01 | 12.09
2025 | 9 | 3.94 | 17.94 | 12.03
2025 | 10 | 3.43 | 17.86 | 11.98
2025 | 11 | 3.49 | 17.79 | 11.93
2025 | 12 | 2.9 | 17.77 | 11.91
2025 | 13 | 2.63 | 17.75 | 11.89
2025 | 14 | 2.82 | 17.73 | 11.87
2025 | 15 | 2.85 | 17.7 | 11.85
2025 | 16 | 2.92 | 17.7 | 11.85
2025 | 17 | 2.79 | 17.71 | 11.85
2025 | 18 | 2.75 | 17.71 | 11.86
2025 | 19 | 2.73 | 17.72 | 11.87
2025 | 20 | 2.57 | 17.74 | 11.88
2025 | 21 | 2.59 | 17.8 | 11.91
2025 | 22 | 2.58 | 17.86 | 11.95
2025 | 23 | 2.59 | 17.92 | 11.99
2025 | 24 | 2.72 | 17.99 | 12.02
2025 | 25 | 2.79 | 18.05 | 12.06
2025 | 26 | 2.71 | 18.11 | 12.11
2025 | 27 | 2.87 | 18.18 | 12.15
2025 | 28 | 3.01 | 18.24 | 12.19
2025 | 29 | 3.16 | 18.3 | 12.23
2025 | 30 | 2.8 | 18.37 | 12.27
2025 | 31 | 2.77 | 18.44 | 12.3
2025 | 32 | 2.7 | 18.51 | 12.34
2025 | 33 | 2.9 | 18.58 | 12.37
2025 | 34 | 2.83 | 18.66 | 12.4
2025 | 35 | 2.73 | 18.75 | 12.44
2025 | 36 | 2.68 | 18.83 | 12.47
2025 | 37 | 2.77 | 18.92 | 12.5
2025 | 38 | 2.7 | 18.98 | 12.52
2025 | 39 | 2.6 | 19.03 | 12.55
2025 | 40 | 2.41 | 19.08 | 12.57
2025 | 41 | 2.78 | 19.13 | 12.59
2025 | 42 | 3.02 | 19.16 | 12.6
2025 | 43 | 3.25 | 19.14 | 12.59
2025 | 44 | 3.17 | 19.12 | 12.57
2025 | 45 | 3.26 | 19.1 | 12.56
2025 | 46 | 4.15 | 19.08 | 12.54
2025 | 47 | 3.8 | 19.03 | 12.52
2025 | 48 | 3.7 | 18.98 | 12.49
2025 | 49 | 4.42 | 18.93 | 12.46
2025 | 50 | 4.82 | 18.88 | 12.43
2025 | 51 | 6.16 | 18.83 | 12.43
2025 | 52 | 5.05 | 18.76 | 12.46
2025 | 53 | 5.05 | 18.76 | 12.46
2026 | 1 | 8.11 | 18.73 | 13.43
2026 | 2 | 6.24 | 18.67 | 13.45
2026 | 3 | 7.09 | 18.59 | 13.44
2026 | 4 | 5.64 | 18.47 | 13.35
2026 | 5 | 5.93 | 18.35 | 13.26
2026 | 6 | 4.78 | 18.23 | 13.16
2026 | 7 | 4.22 | 18.11 | 13.07
2026 | 8 | 3.77 | 18.04 | 13.01
2026 | 9 | 4.14 | 17.97 | 12.96
2026 | 10 | 3.6 | 17.89 | 12.9
2026 | 11 | 3.67 | 17.82 | 12.84
2026 | 12 | 3.05 | 17.8 | 12.83
2026 | 13 | 2.76 | 17.78 | 12.81
2026 | 14 | 2.97 | 17.75 | 12.78
2026 | 15 | 3 | 17.73 | 12.76
2026 | 16 | 3.08 | 17.73 | 12.76
2026 | 17 | 2.93 | 17.73 | 12.76
2026 | 18 | 2.89 | 17.74 | 12.77
2026 | 19 | 2.87 | 17.75 | 12.78
2026 | 20 | 2.7 | 17.77 | 12.79
2026 | 21 | 2.73 | 17.83 | 12.83
2026 | 22 | 2.71 | 17.89 | 12.87
2026 | 23 | 2.72 | 17.95 | 12.91
2026 | 24 | 2.86 | 18.01 | 12.95
2026 | 25 | 2.94 | 18.08 | 12.99
2026 | 26 | 2.85 | 18.14 | 13.04
2026 | 27 | 3.02 | 18.2 | 13.08
2026 | 28 | 3.17 | 18.27 | 13.13
2026 | 29 | 3.33 | 18.33 | 13.17
2026 | 30 | 2.94 | 18.4 | 13.21
2026 | 31 | 2.92 | 18.47 | 13.25
2026 | 32 | 2.84 | 18.54 | 13.29
2026 | 33 | 3.05 | 18.6 | 13.32
2026 | 34 | 2.98 | 18.69 | 13.36
2026 | 35 | 2.87 | 18.77 | 13.39
2026 | 36 | 2.82 | 18.86 | 13.42
2026 | 37 | 2.91 | 18.94 | 13.46
2026 | 38 | 2.84 | 19 | 13.49
2026 | 39 | 2.73 | 19.06 | 13.51
2026 | 40 | 2.54 | 19.11 | 13.53
2026 | 41 | 2.92 | 19.16 | 13.56
2026 | 42 | 3.18 | 19.19 | 13.57
2026 | 43 | 3.42 | 19.17 | 13.55
2026 | 44 | 3.33 | 19.15 | 13.54
2026 | 45 | 3.43 | 19.13 | 13.52
2026 | 46 | 4.36 | 19.11 | 13.51
2026 | 47 | 4 | 19.06 | 13.48
2026 | 48 | 3.89 | 19.01 | 13.45
2026 | 49 | 4.64 | 18.96 | 13.42
2026 | 50 | 5.07 | 18.91 | 13.39
2026 | 51 | 6.48 | 18.85 | 13.39
2026 | 52 | 5.31 | 18.79 | 13.41
2026 | 53 | 5.31 | 18.79 | 13.41
2027 | 1 | 8.43 | 19.54 | 14.1
2027 | 2 | 6.48 | 19.48 | 14.12
2027 | 3 | 7.37 | 19.4 | 14.11
2027 | 4 | 5.86 | 19.28 | 14.01
2027 | 5 | 6.16 | 19.15 | 13.91
2027 | 6 | 4.96 | 19.03 | 13.82
2027 | 7 | 4.38 | 18.9 | 13.72
2027 | 8 | 3.92 | 18.82 | 13.66
2027 | 9 | 4.31 | 18.75 | 13.6
2027 | 10 | 3.75 | 18.67 | 13.54
2027 | 11 | 3.81 | 18.59 | 13.48
2027 | 12 | 3.17 | 18.58 | 13.46
2027 | 13 | 2.87 | 18.55 | 13.44
2027 | 14 | 3.08 | 18.53 | 13.42
2027 | 15 | 3.11 | 18.5 | 13.39
2027 | 16 | 3.2 | 18.5 | 13.39
2027 | 17 | 3.05 | 18.5 | 13.4
2027 | 18 | 3.01 | 18.51 | 13.4
2027 | 19 | 2.98 | 18.52 | 13.41
2027 | 20 | 2.81 | 18.54 | 13.42
2027 | 21 | 2.83 | 18.6 | 13.46
2027 | 22 | 2.82 | 18.67 | 13.5
2027 | 23 | 2.83 | 18.73 | 13.55
2027 | 24 | 2.97 | 18.8 | 13.59
2027 | 25 | 3.05 | 18.86 | 13.63
2027 | 26 | 2.96 | 18.93 | 13.68
2027 | 27 | 3.14 | 18.99 | 13.73
2027 | 28 | 3.29 | 19.06 | 13.78
2027 | 29 | 3.46 | 19.13 | 13.82
2027 | 30 | 3.05 | 19.2 | 13.86
2027 | 31 | 3.03 | 19.27 | 13.9
2027 | 32 | 2.96 | 19.34 | 13.94
2027 | 33 | 3.17 | 19.41 | 13.98
2027 | 34 | 3.09 | 19.5 | 14.02
2027 | 35 | 2.98 | 19.59 | 14.05
2027 | 36 | 2.93 | 19.68 | 14.09
2027 | 37 | 3.02 | 19.77 | 14.13
2027 | 38 | 2.95 | 19.83 | 14.15
2027 | 39 | 2.84 | 19.88 | 14.18
2027 | 40 | 2.64 | 19.94 | 14.2
2027 | 41 | 3.04 | 19.99 | 14.23
2027 | 42 | 3.31 | 20.02 | 14.24
2027 | 43 | 3.55 | 20 | 14.23
2027 | 44 | 3.46 | 19.98 | 14.21
2027 | 45 | 3.56 | 19.96 | 14.19
2027 | 46 | 4.53 | 19.94 | 14.18
2027 | 47 | 4.16 | 19.89 | 14.15
2027 | 48 | 4.04 | 19.83 | 14.11
2027 | 49 | 4.83 | 19.78 | 14.08
2027 | 50 | 5.27 | 19.73 | 14.05
2027 | 51 | 6.73 | 19.67 | 14.05
2027 | 52 | 5.52 | 19.6 | 14.08
2027 | 53 | 5.52 | 19.6 | 14.08
2028 | 1 | 8.94 | 20.54 | 14.91
2028 | 2 | 6.88 | 20.47 | 14.94
2028 | 3 | 7.81 | 20.39 | 14.92
2028 | 4 | 6.21 | 20.26 | 14.82
2028 | 5 | 6.53 | 20.13 | 14.72
2028 | 6 | 5.26 | 19.99 | 14.61
2028 | 7 | 4.65 | 19.86 | 14.51
2028 | 8 | 4.15 | 19.78 | 14.45
2028 | 9 | 4.57 | 19.7 | 14.38
2028 | 10 | 3.97 | 19.62 | 14.32
2028 | 11 | 4.04 | 19.53 | 14.25
2028 | 12 | 3.36 | 19.52 | 14.24
2028 | 13 | 3.04 | 19.49 | 14.22
2028 | 14 | 3.27 | 19.47 | 14.19
2028 | 15 | 3.3 | 19.44 | 14.17
2028 | 16 | 3.39 | 19.44 | 14.16
2028 | 17 | 3.23 | 19.44 | 14.17
2028 | 18 | 3.19 | 19.45 | 14.18
2028 | 19 | 3.16 | 19.46 | 14.18
2028 | 20 | 2.98 | 19.48 | 14.2
2028 | 21 | 3.01 | 19.55 | 14.24
2028 | 22 | 2.99 | 19.62 | 14.28
2028 | 23 | 3 | 19.68 | 14.33
2028 | 24 | 3.15 | 19.75 | 14.37
2028 | 25 | 3.23 | 19.82 | 14.42
2028 | 26 | 3.14 | 19.89 | 14.47
2028 | 27 | 3.33 | 19.96 | 14.52
2028 | 28 | 3.49 | 20.03 | 14.57
2028 | 29 | 3.67 | 20.1 | 14.62
2028 | 30 | 3.24 | 20.17 | 14.66
2028 | 31 | 3.21 | 20.25 | 14.7
2028 | 32 | 3.13 | 20.32 | 14.75
2028 | 33 | 3.37 | 20.4 | 14.79
2028 | 34 | 3.28 | 20.49 | 14.83
2028 | 35 | 3.16 | 20.59 | 14.87
2028 | 36 | 3.1 | 20.68 | 14.9
2028 | 37 | 3.21 | 20.77 | 14.94
2028 | 38 | 3.13 | 20.84 | 14.97
2028 | 39 | 3.01 | 20.89 | 15
2028 | 40 | 2.79 | 20.95 | 15.02
2028 | 41 | 3.22 | 21.01 | 15.05
2028 | 42 | 3.5 | 21.04 | 15.06
2028 | 43 | 3.77 | 21.02 | 15.05
2028 | 44 | 3.67 | 21 | 15.03
2028 | 45 | 3.78 | 20.97 | 15.01
2028 | 46 | 4.8 | 20.95 | 15
2028 | 47 | 4.41 | 20.9 | 14.96
2028 | 48 | 4.29 | 20.84 | 14.93
2028 | 49 | 5.12 | 20.79 | 14.9
2028 | 50 | 5.59 | 20.73 | 14.86
2028 | 51 | 7.14 | 20.67 | 14.86
2028 | 52 | 5.85 | 20.6 | 14.89
2028 | 53 | 5.85 | 20.6 | 14.89
2029 | 1 | 9.45 | 21.3 | 15.53
2029 | 2 | 7.27 | 21.24 | 15.55
2029 | 3 | 8.26 | 21.15 | 15.54
2029 | 4 | 6.57 | 21.01 | 15.43
2029 | 5 | 6.9 | 20.88 | 15.33
2029 | 6 | 5.56 | 20.74 | 15.22
2029 | 7 | 4.91 | 20.6 | 15.11
2029 | 8 | 4.39 | 20.52 | 15.04
2029 | 9 | 4.83 | 20.43 | 14.98
2029 | 10 | 4.2 | 20.35 | 14.91
2029 | 11 | 4.27 | 20.26 | 14.85
2029 | 12 | 3.56 | 20.25 | 14.83
2029 | 13 | 3.22 | 20.22 | 14.8
2029 | 14 | 3.45 | 20.19 | 14.78
2029 | 15 | 3.49 | 20.17 | 14.75
2029 | 16 | 3.58 | 20.16 | 14.75
2029 | 17 | 3.42 | 20.17 | 14.76
2029 | 18 | 3.37 | 20.18 | 14.76
2029 | 19 | 3.34 | 20.19 | 14.77
2029 | 20 | 3.15 | 20.21 | 14.78
2029 | 21 | 3.18 | 20.28 | 14.83
2029 | 22 | 3.16 | 20.35 | 14.88
2029 | 23 | 3.17 | 20.42 | 14.92
2029 | 24 | 3.33 | 20.49 | 14.97
2029 | 25 | 3.42 | 20.56 | 15.02
2029 | 26 | 3.32 | 20.63 | 15.07
2029 | 27 | 3.52 | 20.7 | 15.12
2029 | 28 | 3.69 | 20.78 | 15.18
2029 | 29 | 3.87 | 20.85 | 15.22
2029 | 30 | 3.42 | 20.93 | 15.27
2029 | 31 | 3.4 | 21.01 | 15.31
2029 | 32 | 3.31 | 21.08 | 15.36
2029 | 33 | 3.56 | 21.16 | 15.4
2029 | 34 | 3.47 | 21.26 | 15.44
2029 | 35 | 3.34 | 21.35 | 15.48
2029 | 36 | 3.28 | 21.45 | 15.52
2029 | 37 | 3.39 | 21.55 | 15.56
2029 | 38 | 3.31 | 21.62 | 15.59
2029 | 39 | 3.18 | 21.67 | 15.62
2029 | 40 | 2.95 | 21.73 | 15.64
2029 | 41 | 3.4 | 21.79 | 15.67
2029 | 42 | 3.7 | 21.83 | 15.69
2029 | 43 | 3.98 | 21.8 | 15.67
2029 | 44 | 3.88 | 21.78 | 15.65
2029 | 45 | 3.99 | 21.76 | 15.63
2029 | 46 | 5.08 | 21.73 | 15.62
2029 | 47 | 4.66 | 21.68 | 15.58
2029 | 48 | 4.53 | 21.62 | 15.55
2029 | 49 | 5.41 | 21.56 | 15.51
2029 | 50 | 5.91 | 21.51 | 15.48
2029 | 51 | 7.54 | 21.45 | 15.48
2029 | 52 | 6.18 | 21.37 | 15.5
2029 | 53 | 6.18 | 21.37 | 15.5
2030 | 1 | 9.75 | 22.29 | 16.41
2030 | 2 | 7.5 | 22.22 | 16.44
2030 | 3 | 8.53 | 22.13 | 16.43
2030 | 4 | 6.78 | 21.99 | 16.31
2030 | 5 | 7.13 | 21.85 | 16.2
2030 | 6 | 5.74 | 21.71 | 16.08
2030 | 7 | 5.07 | 21.56 | 15.97
2030 | 8 | 4.53 | 21.47 | 15.9
2030 | 9 | 4.98 | 21.38 | 15.83
2030 | 10 | 4.33 | 21.3 | 15.76
2030 | 11 | 4.41 | 21.21 | 15.69
2030 | 12 | 3.67 | 21.19 | 15.67
2030 | 13 | 3.32 | 21.16 | 15.65
2030 | 14 | 3.57 | 21.13 | 15.62
2030 | 15 | 3.6 | 21.11 | 15.59
2030 | 16 | 3.7 | 21.1 | 15.59
2030 | 17 | 3.53 | 21.11 | 15.6
2030 | 18 | 3.48 | 21.12 | 15.6
2030 | 19 | 3.45 | 21.13 | 15.61
2030 | 20 | 3.25 | 21.15 | 15.63
2030 | 21 | 3.28 | 21.22 | 15.67
2030 | 22 | 3.26 | 21.3 | 15.72
2030 | 23 | 3.27 | 21.37 | 15.77
2030 | 24 | 3.44 | 21.44 | 15.82
2030 | 25 | 3.53 | 21.52 | 15.87
2030 | 26 | 3.43 | 21.59 | 15.93
2030 | 27 | 3.63 | 21.67 | 15.98
2030 | 28 | 3.81 | 21.74 | 16.04
2030 | 29 | 4 | 21.82 | 16.09
2030 | 30 | 3.54 | 21.9 | 16.14
2030 | 31 | 3.51 | 21.98 | 16.19
2030 | 32 | 3.42 | 22.06 | 16.23
2030 | 33 | 3.67 | 22.15 | 16.28
2030 | 34 | 3.58 | 22.25 | 16.32
2030 | 35 | 3.45 | 22.35 | 16.36
2030 | 36 | 3.39 | 22.45 | 16.4
2030 | 37 | 3.5 | 22.55 | 16.44
2030 | 38 | 3.42 | 22.62 | 16.48
2030 | 39 | 3.29 | 22.68 | 16.51
2030 | 40 | 3.05 | 22.74 | 16.54
2030 | 41 | 3.51 | 22.8 | 16.56
2030 | 42 | 3.83 | 22.84 | 16.58
2030 | 43 | 4.11 | 22.82 | 16.56
2030 | 44 | 4 | 22.79 | 16.54
2030 | 45 | 4.12 | 22.77 | 16.52
2030 | 46 | 5.24 | 22.75 | 16.5
2030 | 47 | 4.81 | 22.69 | 16.47
2030 | 48 | 4.68 | 22.63 | 16.43
2030 | 49 | 5.58 | 22.57 | 16.39
2030 | 50 | 6.1 | 22.51 | 16.36
2030 | 51 | 7.79 | 22.44 | 16.36
2030 | 52 | 6.38 | 22.36 | 16.39
2030 | 53 | 6.38 | 22.36 | 16.39
2031 | 1 | 9.99 | 22.98 | 17.04
2031 | 2 | 7.69 | 22.9 | 17.07
2031 | 3 | 8.74 | 22.81 | 17.05
2031 | 4 | 6.95 | 22.66 | 16.93
2031 | 5 | 7.3 | 22.52 | 16.82
2031 | 6 | 5.89 | 22.37 | 16.7
2031 | 7 | 5.2 | 22.22 | 16.58
2031 | 8 | 4.64 | 22.13 | 16.51
2031 | 9 | 5.11 | 22.04 | 16.43
2031 | 10 | 4.44 | 21.95 | 16.36
2031 | 11 | 4.52 | 21.86 | 16.29
2031 | 12 | 3.76 | 21.84 | 16.27
2031 | 13 | 3.4 | 21.81 | 16.24
2031 | 14 | 3.65 | 21.78 | 16.22
2031 | 15 | 3.69 | 21.75 | 16.19
2031 | 16 | 3.79 | 21.75 | 16.18
2031 | 17 | 3.61 | 21.76 | 16.19
2031 | 18 | 3.57 | 21.77 | 16.2
2031 | 19 | 3.54 | 21.78 | 16.21
2031 | 20 | 3.33 | 21.8 | 16.22
2031 | 21 | 3.36 | 21.87 | 16.27
2031 | 22 | 3.34 | 21.95 | 16.32
2031 | 23 | 3.35 | 22.02 | 16.37
2031 | 24 | 3.52 | 22.1 | 16.42
2031 | 25 | 3.62 | 22.18 | 16.48
2031 | 26 | 3.51 | 22.25 | 16.54
2031 | 27 | 3.72 | 22.33 | 16.59
2031 | 28 | 3.9 | 22.41 | 16.65
2031 | 29 | 4.1 | 22.49 | 16.7
2031 | 30 | 3.62 | 22.57 | 16.75
2031 | 31 | 3.59 | 22.66 | 16.8
2031 | 32 | 3.5 | 22.74 | 16.85
2031 | 33 | 3.76 | 22.82 | 16.9
2031 | 34 | 3.67 | 22.93 | 16.94
2031 | 35 | 3.54 | 23.03 | 16.99
2031 | 36 | 3.47 | 23.14 | 17.03
2031 | 37 | 3.59 | 23.24 | 17.07
2031 | 38 | 3.5 | 23.31 | 17.11
2031 | 39 | 3.37 | 23.38 | 17.14
2031 | 40 | 3.12 | 23.44 | 17.17
2031 | 41 | 3.6 | 23.5 | 17.2
2031 | 42 | 3.92 | 23.54 | 17.21
2031 | 43 | 4.21 | 23.52 | 17.19
2031 | 44 | 4.1 | 23.49 | 17.17
2031 | 45 | 4.22 | 23.47 | 17.15
2031 | 46 | 5.37 | 23.44 | 17.13
2031 | 47 | 4.93 | 23.38 | 17.1
2031 | 48 | 4.79 | 23.32 | 17.06
2031 | 49 | 5.72 | 23.26 | 17.02
2031 | 50 | 6.25 | 23.2 | 16.98
2031 | 51 | 7.98 | 23.13 | 16.98
2031 | 52 | 6.54 | 23.05 | 17.01
2031 | 53 | 6.54 | 23.05 | 17.01
2032 | 1 | 10.39 | 23.89 | 17.74
2032 | 2 | 7.99 | 23.82 | 17.77
2032 | 3 | 9.08 | 23.72 | 17.75
2032 | 4 | 7.22 | 23.57 | 17.63
2032 | 5 | 7.59 | 23.41 | 17.51
2032 | 6 | 6.12 | 23.26 | 17.39
2032 | 7 | 5.4 | 23.11 | 17.26
2032 | 8 | 4.83 | 23.01 | 17.19
2032 | 9 | 5.31 | 22.92 | 17.11
2032 | 10 | 4.62 | 22.82 | 17.04
2032 | 11 | 4.7 | 22.73 | 16.96
2032 | 12 | 3.91 | 22.71 | 16.94
2032 | 13 | 3.54 | 22.68 | 16.91
2032 | 14 | 3.8 | 22.65 | 16.88
2032 | 15 | 3.84 | 22.62 | 16.86
2032 | 16 | 3.94 | 22.61 | 16.85
2032 | 17 | 3.76 | 22.62 | 16.86
2032 | 18 | 3.71 | 22.63 | 16.87
2032 | 19 | 3.68 | 22.64 | 16.87
2032 | 20 | 3.46 | 22.66 | 16.89
2032 | 21 | 3.49 | 22.74 | 16.94
2032 | 22 | 3.47 | 22.82 | 16.99
2032 | 23 | 3.48 | 22.9 | 17.05
2032 | 24 | 3.66 | 22.98 | 17.1
2032 | 25 | 3.76 | 23.06 | 17.16
2032 | 26 | 3.65 | 23.14 | 17.22
2032 | 27 | 3.87 | 23.22 | 17.28
2032 | 28 | 4.06 | 23.3 | 17.34
2032 | 29 | 4.26 | 23.38 | 17.39
2032 | 30 | 3.77 | 23.47 | 17.44
2032 | 31 | 3.74 | 23.56 | 17.49
2032 | 32 | 3.64 | 23.65 | 17.55
2032 | 33 | 3.91 | 23.73 | 17.6
2032 | 34 | 3.81 | 23.84 | 17.64
2032 | 35 | 3.68 | 23.95 | 17.69
2032 | 36 | 3.61 | 24.06 | 17.73
2032 | 37 | 3.73 | 24.17 | 17.77
2032 | 38 | 3.64 | 24.24 | 17.81
2032 | 39 | 3.5 | 24.31 | 17.84
2032 | 40 | 3.25 | 24.37 | 17.87
2032 | 41 | 3.74 | 24.44 | 17.9
2032 | 42 | 4.07 | 24.48 | 17.92
2032 | 43 | 4.38 | 24.45 | 17.9
2032 | 44 | 4.26 | 24.43 | 17.88
2032 | 45 | 4.39 | 24.4 | 17.86
2032 | 46 | 5.58 | 24.38 | 17.84
2032 | 47 | 5.12 | 24.31 | 17.8
2032 | 48 | 4.98 | 24.25 | 17.76
2032 | 49 | 5.95 | 24.18 | 17.72
2032 | 50 | 6.5 | 24.12 | 17.68
2032 | 51 | 8.3 | 24.05 | 17.68
2032 | 52 | 6.8 | 23.97 | 17.71
2032 | 53 | 6.8 | 23.97 | 17.71
2033 | 1 | 10.83 | 24.66 | 18.34
2033 | 2 | 8.33 | 24.58 | 18.37
2033 | 3 | 9.47 | 24.48 | 18.35
2033 | 4 | 7.53 | 24.32 | 18.23
2033 | 5 | 7.91 | 24.16 | 18.1
2033 | 6 | 6.38 | 24.01 | 17.97
2033 | 7 | 5.63 | 23.85 | 17.85
2033 | 8 | 5.03 | 23.75 | 17.77
2033 | 9 | 5.53 | 23.65 | 17.69
2033 | 10 | 4.81 | 23.55 | 17.61
2033 | 11 | 4.89 | 23.45 | 17.53
2033 | 12 | 4.08 | 23.44 | 17.51
2033 | 13 | 3.69 | 23.4 | 17.49
2033 | 14 | 3.96 | 23.37 | 17.46
2033 | 15 | 4 | 23.34 | 17.43
2033 | 16 | 4.11 | 23.34 | 17.42
2033 | 17 | 3.92 | 23.35 | 17.43
2033 | 18 | 3.86 | 23.36 | 17.44
2033 | 19 | 3.83 | 23.37 | 17.45
2033 | 20 | 3.61 | 23.39 | 17.46
2033 | 21 | 3.64 | 23.47 | 17.52
2033 | 22 | 3.62 | 23.55 | 17.57
2033 | 23 | 3.63 | 23.63 | 17.62
2033 | 24 | 3.82 | 23.72 | 17.68
2033 | 25 | 3.92 | 23.8 | 17.74
2033 | 26 | 3.81 | 23.88 | 17.8
2033 | 27 | 4.03 | 23.96 | 17.86
2033 | 28 | 4.23 | 24.05 | 17.92
2033 | 29 | 4.44 | 24.13 | 17.98
2033 | 30 | 3.92 | 24.22 | 18.03
2033 | 31 | 3.89 | 24.31 | 18.09
2033 | 32 | 3.8 | 24.4 | 18.14
2033 | 33 | 4.08 | 24.49 | 18.19
2033 | 34 | 3.97 | 24.6 | 18.24
2033 | 35 | 3.83 | 24.72 | 18.28
2033 | 36 | 3.76 | 24.83 | 18.33
2033 | 37 | 3.89 | 24.94 | 18.38
2033 | 38 | 3.79 | 25.02 | 18.41
2033 | 39 | 3.65 | 25.09 | 18.45
2033 | 40 | 3.39 | 25.15 | 18.48
2033 | 41 | 3.9 | 25.22 | 18.51
2033 | 42 | 4.25 | 25.26 | 18.53
2033 | 43 | 4.56 | 25.24 | 18.51
2033 | 44 | 4.44 | 25.21 | 18.49
2033 | 45 | 4.58 | 25.18 | 18.46
2033 | 46 | 5.82 | 25.16 | 18.44
2033 | 47 | 5.34 | 25.09 | 18.4
2033 | 48 | 5.19 | 25.02 | 18.36
2033 | 49 | 6.2 | 24.96 | 18.32
2033 | 50 | 6.77 | 24.89 | 18.28
2033 | 51 | 8.65 | 24.82 | 18.28
2033 | 52 | 7.09 | 24.73 | 18.31
2033 | 53 | 7.09 | 24.73 | 18.31
2034 | 1 | 11.17 | 25.43 | 18.9
2034 | 2 | 8.6 | 25.35 | 18.93
2034 | 3 | 9.77 | 25.25 | 18.92
2034 | 4 | 7.77 | 25.09 | 18.79
2034 | 5 | 8.16 | 24.92 | 18.66
2034 | 6 | 6.58 | 24.76 | 18.52
2034 | 7 | 5.81 | 24.6 | 18.39
2034 | 8 | 5.19 | 24.5 | 18.31
2034 | 9 | 5.71 | 24.39 | 18.23
2034 | 10 | 4.96 | 24.29 | 18.15
2034 | 11 | 5.05 | 24.19 | 18.07
2034 | 12 | 4.2 | 24.17 | 18.05
2034 | 13 | 3.8 | 24.14 | 18.02
2034 | 14 | 4.08 | 24.11 | 17.99
2034 | 15 | 4.13 | 24.08 | 17.96
2034 | 16 | 4.24 | 24.07 | 17.95
2034 | 17 | 4.04 | 24.08 | 17.96
2034 | 18 | 3.99 | 24.09 | 17.97
2034 | 19 | 3.95 | 24.1 | 17.98
2034 | 20 | 3.72 | 24.12 | 18
2034 | 21 | 3.76 | 24.21 | 18.05
2034 | 22 | 3.74 | 24.29 | 18.11
2034 | 23 | 3.75 | 24.38 | 18.16
2034 | 24 | 3.94 | 24.46 | 18.22
2034 | 25 | 4.04 | 24.55 | 18.28
2034 | 26 | 3.93 | 24.63 | 18.35
2034 | 27 | 4.16 | 24.72 | 18.41
2034 | 28 | 4.36 | 24.8 | 18.47
2034 | 29 | 4.58 | 24.89 | 18.53
2034 | 30 | 4.05 | 24.98 | 18.59
2034 | 31 | 4.02 | 25.08 | 18.64
2034 | 32 | 3.92 | 25.17 | 18.7
2034 | 33 | 4.21 | 25.26 | 18.75
2034 | 34 | 4.1 | 25.38 | 18.8
2034 | 35 | 3.95 | 25.49 | 18.84
2034 | 36 | 3.88 | 25.61 | 18.89
2034 | 37 | 4.01 | 25.72 | 18.94
2034 | 38 | 3.91 | 25.81 | 18.98
2034 | 39 | 3.76 | 25.88 | 19.01
2034 | 40 | 3.49 | 25.94 | 19.04
2034 | 41 | 4.02 | 26.01 | 19.08
2034 | 42 | 4.38 | 26.06 | 19.1
2034 | 43 | 4.71 | 26.03 | 19.07
2034 | 44 | 4.58 | 26 | 19.05
2034 | 45 | 4.72 | 25.97 | 19.03
2034 | 46 | 6 | 25.95 | 19.01
2034 | 47 | 5.51 | 25.88 | 18.97
2034 | 48 | 5.36 | 25.81 | 18.92
2034 | 49 | 6.4 | 25.74 | 18.88
2034 | 50 | 6.99 | 25.68 | 18.84
2034 | 51 | 8.92 | 25.6 | 18.84
2034 | 52 | 7.31 | 25.51 | 18.87
2034 | 53 | 7.31 | 25.51 | 18.87
2035 | 1 | 11.42 | 26.16 | 19.49
2035 | 2 | 8.79 | 26.08 | 19.52
2035 | 3 | 9.98 | 25.98 | 19.51
2035 | 4 | 7.94 | 25.81 | 19.37
2035 | 5 | 8.35 | 25.64 | 19.24
2035 | 6 | 6.72 | 25.47 | 19.1
2035 | 7 | 5.94 | 25.31 | 18.97
2035 | 8 | 5.31 | 25.2 | 18.89
2035 | 9 | 5.83 | 25.1 | 18.8
2035 | 10 | 5.07 | 24.99 | 18.72
2035 | 11 | 5.16 | 24.89 | 18.64
2035 | 12 | 4.3 | 24.87 | 18.62
2035 | 13 | 3.89 | 24.84 | 18.58
2035 | 14 | 4.18 | 24.8 | 18.55
2035 | 15 | 4.22 | 24.77 | 18.52
2035 | 16 | 4.33 | 24.76 | 18.51
2035 | 17 | 4.13 | 24.77 | 18.52
2035 | 18 | 4.07 | 24.78 | 18.53
2035 | 19 | 4.04 | 24.8 | 18.54
2035 | 20 | 3.8 | 24.82 | 18.56
2035 | 21 | 3.84 | 24.91 | 18.62
2035 | 22 | 3.82 | 24.99 | 18.67
2035 | 23 | 3.83 | 25.08 | 18.73
2035 | 24 | 4.03 | 25.17 | 18.79
2035 | 25 | 4.13 | 25.25 | 18.85
2035 | 26 | 4.02 | 25.34 | 18.92
2035 | 27 | 4.25 | 25.43 | 18.98
2035 | 28 | 4.46 | 25.52 | 19.05
2035 | 29 | 4.68 | 25.61 | 19.11
2035 | 30 | 4.14 | 25.7 | 19.17
2035 | 31 | 4.11 | 25.8 | 19.22
2035 | 32 | 4 | 25.89 | 19.28
2035 | 33 | 4.3 | 25.99 | 19.33
2035 | 34 | 4.19 | 26.11 | 19.38
2035 | 35 | 4.04 | 26.23 | 19.43
2035 | 36 | 3.96 | 26.35 | 19.48
2035 | 37 | 4.1 | 26.46 | 19.53
2035 | 38 | 4 | 26.55 | 19.57
2035 | 39 | 3.85 | 26.62 | 19.6
2035 | 40 | 3.57 | 26.69 | 19.64
2035 | 41 | 4.11 | 26.76 | 19.67
2035 | 42 | 4.48 | 26.81 | 19.69
2035 | 43 | 4.81 | 26.78 | 19.67
2035 | 44 | 4.69 | 26.75 | 19.65
2035 | 45 | 4.83 | 26.72 | 19.63
2035 | 46 | 6.14 | 26.69 | 19.6
2035 | 47 | 5.63 | 26.62 | 19.56
2035 | 48 | 5.48 | 26.55 | 19.52
2035 | 49 | 6.54 | 26.48 | 19.47
2035 | 50 | 7.14 | 26.42 | 19.43
2035 | 51 | 9.12 | 26.34 | 19.43
2035 | 52 | 7.47 | 26.25 | 19.46
2035 | 53 | 7.47 | 26.25 | 19.46
2036 | 1 | 11.67 | 26.93 | 20.02
2036 | 2 | 8.98 | 26.84 | 20.05
2036 | 3 | 10.2 | 26.73 | 20.03
2036 | 4 | 8.11 | 26.56 | 19.89
2036 | 5 | 8.53 | 26.39 | 19.75
2036 | 6 | 6.87 | 26.22 | 19.62
2036 | 7 | 6.07 | 26.04 | 19.48
2036 | 8 | 5.42 | 25.94 | 19.39
2036 | 9 | 5.96 | 25.83 | 19.31
2036 | 10 | 5.19 | 25.72 | 19.22
2036 | 11 | 5.27 | 25.61 | 19.14
2036 | 12 | 4.39 | 25.6 | 19.12
2036 | 13 | 3.97 | 25.56 | 19.08
2036 | 14 | 4.27 | 25.53 | 19.05
2036 | 15 | 4.31 | 25.49 | 19.02
2036 | 16 | 4.43 | 25.49 | 19.01
2036 | 17 | 4.22 | 25.5 | 19.02
2036 | 18 | 4.16 | 25.51 | 19.03
2036 | 19 | 4.13 | 25.52 | 19.04
2036 | 20 | 3.89 | 25.54 | 19.06
2036 | 21 | 3.92 | 25.63 | 19.12
2036 | 22 | 3.9 | 25.72 | 19.17
2036 | 23 | 3.91 | 25.81 | 19.23
2036 | 24 | 4.11 | 25.9 | 19.29
2036 | 25 | 4.22 | 25.99 | 19.36
2036 | 26 | 4.1 | 26.08 | 19.43
2036 | 27 | 4.35 | 26.17 | 19.49
2036 | 28 | 4.56 | 26.26 | 19.56
2036 | 29 | 4.79 | 26.36 | 19.62
2036 | 30 | 4.23 | 26.45 | 19.68
2036 | 31 | 4.2 | 26.55 | 19.74
2036 | 32 | 4.09 | 26.65 | 19.8
2036 | 33 | 4.4 | 26.75 | 19.85
2036 | 34 | 4.28 | 26.87 | 19.9
2036 | 35 | 4.13 | 26.99 | 19.95
2036 | 36 | 4.05 | 27.12 | 20
2036 | 37 | 4.19 | 27.24 | 20.06
2036 | 38 | 4.09 | 27.32 | 20.1
2036 | 39 | 3.93 | 27.4 | 20.13
2036 | 40 | 3.65 | 27.47 | 20.17
2036 | 41 | 4.2 | 27.54 | 20.2
2036 | 42 | 4.58 | 27.59 | 20.22
2036 | 43 | 4.92 | 27.56 | 20.2
2036 | 44 | 4.79 | 27.53 | 20.17
2036 | 45 | 4.93 | 27.5 | 20.15
2036 | 46 | 6.27 | 27.47 | 20.13
2036 | 47 | 5.76 | 27.4 | 20.08
2036 | 48 | 5.6 | 27.33 | 20.04
2036 | 49 | 6.68 | 27.26 | 20
2036 | 50 | 7.3 | 27.19 | 19.95
2036 | 51 | 9.32 | 27.11 | 19.95
2036 | 52 | 7.64 | 27.01 | 19.99
2036 | 53 | 7.64 | 27.01 | 19.99
2037 | 1 | 11.85 | 27.87 | 20.54
2037 | 2 | 9.12 | 27.79 | 20.57
2037 | 3 | 10.36 | 27.67 | 20.55
2037 | 4 | 8.24 | 27.49 | 20.41
2037 | 5 | 8.66 | 27.32 | 20.27
2037 | 6 | 6.98 | 27.14 | 20.13
2037 | 7 | 6.16 | 26.96 | 19.99
2037 | 8 | 5.51 | 26.85 | 19.9
2037 | 9 | 6.06 | 26.74 | 19.81
2037 | 10 | 5.27 | 26.63 | 19.72
2037 | 11 | 5.36 | 26.51 | 19.63
2037 | 12 | 4.46 | 26.49 | 19.61
2037 | 13 | 4.04 | 26.46 | 19.58
2037 | 14 | 4.33 | 26.42 | 19.55
2037 | 15 | 4.38 | 26.39 | 19.51
2037 | 16 | 4.49 | 26.38 | 19.51
2037 | 17 | 4.29 | 26.39 | 19.52
2037 | 18 | 4.23 | 26.4 | 19.53
2037 | 19 | 4.19 | 26.42 | 19.54
2037 | 20 | 3.95 | 26.44 | 19.55
2037 | 21 | 3.99 | 26.53 | 19.61
2037 | 22 | 3.96 | 26.62 | 19.67
2037 | 23 | 3.98 | 26.72 | 19.73
2037 | 24 | 4.18 | 26.81 | 19.79
2037 | 25 | 4.29 | 26.9 | 19.86
2037 | 26 | 4.17 | 27 | 19.93
2037 | 27 | 4.41 | 27.09 | 20
2037 | 28 | 4.63 | 27.18 | 20.07
2037 | 29 | 4.86 | 27.28 | 20.14
2037 | 30 | 4.3 | 27.38 | 20.2
2037 | 31 | 4.26 | 27.48 | 20.25
2037 | 32 | 4.16 | 27.59 | 20.31
2037 | 33 | 4.46 | 27.69 | 20.37
2037 | 34 | 4.35 | 27.81 | 20.42
2037 | 35 | 4.19 | 27.94 | 20.47
2037 | 36 | 4.11 | 28.07 | 20.53
2037 | 37 | 4.25 | 28.19 | 20.58
2037 | 38 | 4.15 | 28.28 | 20.62
2037 | 39 | 3.99 | 28.36 | 20.66
2037 | 40 | 3.71 | 28.44 | 20.69
2037 | 41 | 4.27 | 28.51 | 20.73
2037 | 42 | 4.65 | 28.56 | 20.75
2037 | 43 | 5 | 28.53 | 20.72
2037 | 44 | 4.86 | 28.5 | 20.7
2037 | 45 | 5.01 | 28.47 | 20.68
2037 | 46 | 6.37 | 28.44 | 20.65
2037 | 47 | 5.85 | 28.36 | 20.61
2037 | 48 | 5.68 | 28.29 | 20.56
2037 | 49 | 6.79 | 28.22 | 20.52
2037 | 50 | 7.41 | 28.14 | 20.47
2037 | 51 | 9.46 | 28.06 | 20.47
2037 | 52 | 7.76 | 27.96 | 20.51
2037 | 53 | 7.76 | 27.96 | 20.51
2038 | 1 | 12.2 | 28.72 | 21.26
2038 | 2 | 9.38 | 28.63 | 21.3
2038 | 3 | 10.66 | 28.51 | 21.28
2038 | 4 | 8.48 | 28.33 | 21.13
2038 | 5 | 8.91 | 28.15 | 20.99
2038 | 6 | 7.18 | 27.96 | 20.84
2038 | 7 | 6.34 | 27.78 | 20.69
2038 | 8 | 5.67 | 27.66 | 20.6
2038 | 9 | 6.23 | 27.55 | 20.51
2038 | 10 | 5.42 | 27.43 | 20.42
2038 | 11 | 5.51 | 27.32 | 20.33
2038 | 12 | 4.59 | 27.3 | 20.31
2038 | 13 | 4.15 | 27.26 | 20.27
2038 | 14 | 4.46 | 27.23 | 20.24
2038 | 15 | 4.51 | 27.19 | 20.2
2038 | 16 | 4.62 | 27.18 | 20.19
2038 | 17 | 4.41 | 27.19 | 20.2
2038 | 18 | 4.35 | 27.21 | 20.22
2038 | 19 | 4.31 | 27.22 | 20.23
2038 | 20 | 4.06 | 27.24 | 20.24
2038 | 21 | 4.1 | 27.34 | 20.31
2038 | 22 | 4.08 | 27.43 | 20.37
2038 | 23 | 4.09 | 27.53 | 20.43
2038 | 24 | 4.3 | 27.62 | 20.49
2038 | 25 | 4.41 | 27.72 | 20.56
2038 | 26 | 4.29 | 27.82 | 20.64
2038 | 27 | 4.54 | 27.91 | 20.71
2038 | 28 | 4.76 | 28.01 | 20.78
2038 | 29 | 5 | 28.11 | 20.85
2038 | 30 | 4.42 | 28.22 | 20.91
2038 | 31 | 4.38 | 28.32 | 20.97
2038 | 32 | 4.28 | 28.42 | 21.03
2038 | 33 | 4.59 | 28.53 | 21.09
2038 | 34 | 4.48 | 28.66 | 21.14
2038 | 35 | 4.32 | 28.79 | 21.2
2038 | 36 | 4.23 | 28.92 | 21.25
2038 | 37 | 4.38 | 29.05 | 21.3
2038 | 38 | 4.27 | 29.14 | 21.35
2038 | 39 | 4.11 | 29.22 | 21.38
2038 | 40 | 3.81 | 29.3 | 21.42
2038 | 41 | 4.39 | 29.38 | 21.46
2038 | 42 | 4.78 | 29.43 | 21.48
2038 | 43 | 5.14 | 29.39 | 21.46
2038 | 44 | 5 | 29.36 | 21.43
2038 | 45 | 5.16 | 29.33 | 21.41
2038 | 46 | 6.55 | 29.3 | 21.38
2038 | 47 | 6.01 | 29.23 | 21.34
2038 | 48 | 5.85 | 29.15 | 21.29
2038 | 49 | 6.98 | 29.07 | 21.24
2038 | 50 | 7.63 | 29 | 21.19
2038 | 51 | 9.74 | 28.91 | 21.19
2038 | 52 | 7.98 | 28.81 | 21.23
2038 | 53 | 7.98 | 28.81 | 21.23
2039 | 1 | 12.44 | 29.35 | 21.68
2039 | 2 | 9.57 | 29.26 | 21.71
2039 | 3 | 10.88 | 29.14 | 21.69
2039 | 4 | 8.65 | 28.95 | 21.54
2039 | 5 | 9.09 | 28.77 | 21.39
2039 | 6 | 7.33 | 28.58 | 21.24
2039 | 7 | 6.47 | 28.39 | 21.09
2039 | 8 | 5.78 | 28.27 | 21
2039 | 9 | 6.36 | 28.16 | 20.91
2039 | 10 | 5.53 | 28.04 | 20.82
2039 | 11 | 5.62 | 27.92 | 20.72
2039 | 12 | 4.68 | 27.9 | 20.7
2039 | 13 | 4.24 | 27.86 | 20.67
2039 | 14 | 4.55 | 27.83 | 20.63
2039 | 15 | 4.6 | 27.79 | 20.6
2039 | 16 | 4.72 | 27.78 | 20.59
2039 | 17 | 4.5 | 27.79 | 20.6
2039 | 18 | 4.44 | 27.81 | 20.61
2039 | 19 | 4.4 | 27.82 | 20.62
2039 | 20 | 4.14 | 27.84 | 20.64
2039 | 21 | 4.18 | 27.94 | 20.7
2039 | 22 | 4.16 | 28.04 | 20.77
2039 | 23 | 4.17 | 28.13 | 20.83
2039 | 24 | 4.39 | 28.23 | 20.89
2039 | 25 | 4.5 | 28.33 | 20.96
2039 | 26 | 4.38 | 28.43 | 21.04
2039 | 27 | 4.63 | 28.53 | 21.11
2039 | 28 | 4.86 | 28.63 | 21.19
2039 | 29 | 5.1 | 28.73 | 21.25
2039 | 30 | 4.51 | 28.84 | 21.32
2039 | 31 | 4.47 | 28.94 | 21.38
2039 | 32 | 4.36 | 29.05 | 21.44
2039 | 33 | 4.69 | 29.16 | 21.5
2039 | 34 | 4.57 | 29.29 | 21.56
2039 | 35 | 4.4 | 29.42 | 21.61
2039 | 36 | 4.32 | 29.56 | 21.66
2039 | 37 | 4.47 | 29.69 | 21.72
2039 | 38 | 4.36 | 29.78 | 21.76
2039 | 39 | 4.19 | 29.86 | 21.8
2039 | 40 | 3.89 | 29.94 | 21.84
2039 | 41 | 4.48 | 30.02 | 21.88
2039 | 42 | 4.88 | 30.07 | 21.9
2039 | 43 | 5.24 | 30.04 | 21.87
2039 | 44 | 5.11 | 30.01 | 21.85
2039 | 45 | 5.26 | 29.98 | 21.82
2039 | 46 | 6.69 | 29.95 | 21.8
2039 | 47 | 6.14 | 29.87 | 21.75
2039 | 48 | 5.97 | 29.79 | 21.7
2039 | 49 | 7.12 | 29.71 | 21.65
2039 | 50 | 7.78 | 29.63 | 21.61
2039 | 51 | 9.93 | 29.55 | 21.61
2039 | 52 | 8.14 | 29.44 | 21.64
2039 | 53 | 8.14 | 29.44 | 21.64
2040 | 1 | 12.7 | 30.63 | 22.83
2040 | 2 | 9.77 | 30.54 | 22.87
2040 | 3 | 11.1 | 30.41 | 22.85
2040 | 4 | 8.83 | 30.22 | 22.69
2040 | 5 | 9.28 | 30.02 | 22.53
2040 | 6 | 7.48 | 29.83 | 22.37
2040 | 7 | 6.61 | 29.63 | 22.22
2040 | 8 | 5.9 | 29.51 | 22.12
2040 | 9 | 6.49 | 29.39 | 22.02
2040 | 10 | 5.64 | 29.26 | 21.92
2040 | 11 | 5.74 | 29.14 | 21.83
2040 | 12 | 4.78 | 29.12 | 21.8
2040 | 13 | 4.33 | 29.08 | 21.77
2040 | 14 | 4.64 | 29.04 | 21.73
2040 | 15 | 4.69 | 29 | 21.69
2040 | 16 | 4.82 | 28.99 | 21.68
2040 | 17 | 4.59 | 29.01 | 21.69
2040 | 18 | 4.53 | 29.02 | 21.71
2040 | 19 | 4.49 | 29.03 | 21.72
2040 | 20 | 4.23 | 29.06 | 21.74
2040 | 21 | 4.27 | 29.16 | 21.8
2040 | 22 | 4.25 | 29.26 | 21.87
2040 | 23 | 4.26 | 29.36 | 21.94
2040 | 24 | 4.48 | 29.47 | 22
2040 | 25 | 4.6 | 29.57 | 22.08
2040 | 26 | 4.47 | 29.67 | 22.16
2040 | 27 | 4.73 | 29.77 | 22.23
2040 | 28 | 4.96 | 29.88 | 22.31
2040 | 29 | 5.21 | 29.98 | 22.38
2040 | 30 | 4.6 | 30.1 | 22.45
2040 | 31 | 4.57 | 30.21 | 22.51
2040 | 32 | 4.45 | 30.32 | 22.58
2040 | 33 | 4.78 | 30.43 | 22.65
2040 | 34 | 4.66 | 30.57 | 22.7
2040 | 35 | 4.49 | 30.71 | 22.76
2040 | 36 | 4.41 | 30.85 | 22.82
2040 | 37 | 4.56 | 30.99 | 22.88
2040 | 38 | 4.45 | 31.09 | 22.92
2040 | 39 | 4.28 | 31.17 | 22.96
2040 | 40 | 3.97 | 31.25 | 23
2040 | 41 | 4.57 | 31.34 | 23.04
2040 | 42 | 4.98 | 31.39 | 23.06
2040 | 43 | 5.35 | 31.35 | 23.04
2040 | 44 | 5.21 | 31.32 | 23.01
2040 | 45 | 5.37 | 31.29 | 22.99
2040 | 46 | 6.83 | 31.25 | 22.96
2040 | 47 | 6.26 | 31.17 | 22.91
2040 | 48 | 6.09 | 31.09 | 22.86
2040 | 49 | 7.27 | 31.01 | 22.81
2040 | 50 | 7.94 | 30.93 | 22.76
2040 | 51 | 10.14 | 30.84 | 22.75
2040 | 52 | 8.31 | 30.73 | 22.8
2040 | 53 | 8.31 | 30.73 | 22.8

## Appendix E- PJME Fuel Prices
Year | Week | Natural Gas | Fuel Oil #2 | Fuel Oil #6 | Coal
2021 | 1 | 6.48 | 14.66 | 12.32 | 2.35
2021 | 2 | 5.5 | 14.61 | 12.34 | 2.35
2021 | 3 | 5.41 | 14.55 | 12.33 | 2.35
2021 | 4 | 3.89 | 14.46 | 12.25 | 2.35
2021 | 5 | 4.24 | 14.37 | 12.16 | 2.35
2021 | 6 | 4.18 | 14.27 | 12.08 | 2.35
2021 | 7 | 3.19 | 14.18 | 11.99 | 2.35
2021 | 8 | 3.48 | 14.12 | 11.94 | 2.35
2021 | 9 | 3.51 | 14.06 | 11.89 | 2.35
2021 | 10 | 2.79 | 14 | 11.83 | 2.35
2021 | 11 | 3.14 | 13.94 | 11.78 | 2.35
2021 | 12 | 2.64 | 13.93 | 11.77 | 2.35
2021 | 13 | 2.49 | 13.92 | 11.75 | 2.35
2021 | 14 | 2.61 | 13.9 | 11.73 | 2.35
2021 | 15 | 2.51 | 13.88 | 11.71 | 2.35
2021 | 16 | 2.56 | 13.87 | 11.7 | 2.35
2021 | 17 | 2.56 | 13.88 | 11.71 | 2.35
2021 | 18 | 2.62 | 13.89 | 11.72 | 2.35
2021 | 19 | 2.66 | 13.89 | 11.72 | 2.35
2021 | 20 | 2.51 | 13.91 | 11.73 | 2.35
2021 | 21 | 2.59 | 13.95 | 11.77 | 2.35
2021 | 22 | 2.55 | 14 | 11.8 | 2.35
2021 | 23 | 2.66 | 14.05 | 11.84 | 2.35
2021 | 24 | 2.73 | 14.1 | 11.88 | 2.35
2021 | 25 | 2.75 | 14.15 | 11.92 | 2.35
2021 | 26 | 2.76 | 14.2 | 11.96 | 2.35
2021 | 27 | 2.97 | 14.25 | 12 | 2.35
2021 | 28 | 3.08 | 14.3 | 12.04 | 2.35
2021 | 29 | 3.14 | 14.35 | 12.08 | 2.35
2021 | 30 | 2.83 | 14.4 | 12.12 | 2.35
2021 | 31 | 2.8 | 14.46 | 12.15 | 2.35
2021 | 32 | 2.7 | 14.51 | 12.19 | 2.35
2021 | 33 | 2.87 | 14.56 | 12.22 | 2.35
2021 | 34 | 2.77 | 14.63 | 12.25 | 2.35
2021 | 35 | 2.57 | 14.7 | 12.28 | 2.35
2021 | 36 | 2.58 | 14.76 | 12.32 | 2.35
2021 | 37 | 2.6 | 14.83 | 12.35 | 2.35
2021 | 38 | 2.55 | 14.88 | 12.37 | 2.35
2021 | 39 | 2.4 | 14.92 | 12.39 | 2.35
2021 | 40 | 2.28 | 14.96 | 12.42 | 2.35
2021 | 41 | 2.36 | 15 | 12.44 | 2.35
2021 | 42 | 2.76 | 15.02 | 12.45 | 2.35
2021 | 43 | 2.94 | 15 | 12.43 | 2.35
2021 | 44 | 3.02 | 14.99 | 12.42 | 2.35
2021 | 45 | 2.8 | 14.97 | 12.41 | 2.35
2021 | 46 | 3.57 | 14.96 | 12.39 | 2.35
2021 | 47 | 3.34 | 14.92 | 12.36 | 2.35
2021 | 48 | 3.42 | 14.88 | 12.34 | 2.35
2021 | 49 | 3.68 | 14.84 | 12.31 | 2.35
2021 | 50 | 4.08 | 14.8 | 12.28 | 2.35
2021 | 51 | 4.73 | 14.76 | 12.28 | 2.35
2021 | 52 | 4.18 | 14.71 | 12.3 | 2.35
2021 | 53 | 4.18 | 14.71 | 12.3 | 2.35
2022 | 1 | 5.4 | 14.49 | 11.86 | 2.31
2022 | 2 | 4.58 | 14.45 | 11.88 | 2.31
2022 | 3 | 4.51 | 14.39 | 11.87 | 2.31
2022 | 4 | 3.24 | 14.3 | 11.79 | 2.31
2022 | 5 | 3.54 | 14.2 | 11.71 | 2.31
2022 | 6 | 3.49 | 14.11 | 11.63 | 2.31
2022 | 7 | 2.66 | 14.02 | 11.55 | 2.31
2022 | 8 | 2.9 | 13.96 | 11.49 | 2.31
2022 | 9 | 2.93 | 13.9 | 11.44 | 2.31
2022 | 10 | 2.32 | 13.84 | 11.39 | 2.31
2022 | 11 | 2.62 | 13.79 | 11.34 | 2.31
2022 | 12 | 2.2 | 13.77 | 11.33 | 2.31
2022 | 13 | 2.07 | 13.76 | 11.31 | 2.31
2022 | 14 | 2.18 | 13.74 | 11.29 | 2.31
2022 | 15 | 2.09 | 13.72 | 11.27 | 2.31
2022 | 16 | 2.13 | 13.72 | 11.27 | 2.31
2022 | 17 | 2.14 | 13.72 | 11.27 | 2.31
2022 | 18 | 2.18 | 13.73 | 11.28 | 2.31
2022 | 19 | 2.21 | 13.73 | 11.29 | 2.31
2022 | 20 | 2.09 | 13.75 | 11.3 | 2.31
2022 | 21 | 2.16 | 13.8 | 11.33 | 2.31
2022 | 22 | 2.13 | 13.84 | 11.37 | 2.31
2022 | 23 | 2.22 | 13.89 | 11.4 | 2.31
2022 | 24 | 2.27 | 13.94 | 11.43 | 2.31
2022 | 25 | 2.29 | 13.99 | 11.47 | 2.31
2022 | 26 | 2.3 | 14.04 | 11.51 | 2.31
2022 | 27 | 2.48 | 14.09 | 11.55 | 2.31
2022 | 28 | 2.56 | 14.13 | 11.59 | 2.31
2022 | 29 | 2.61 | 14.18 | 11.63 | 2.31
2022 | 30 | 2.35 | 14.24 | 11.67 | 2.31
2022 | 31 | 2.33 | 14.29 | 11.7 | 2.31
2022 | 32 | 2.25 | 14.34 | 11.73 | 2.31
2022 | 33 | 2.39 | 14.4 | 11.77 | 2.31
2022 | 34 | 2.3 | 14.46 | 11.8 | 2.31
2022 | 35 | 2.14 | 14.53 | 11.83 | 2.31
2022 | 36 | 2.15 | 14.59 | 11.86 | 2.31
2022 | 37 | 2.16 | 14.66 | 11.89 | 2.31
2022 | 38 | 2.12 | 14.71 | 11.91 | 2.31
2022 | 39 | 2 | 14.75 | 11.93 | 2.31
2022 | 40 | 1.9 | 14.78 | 11.95 | 2.31
2022 | 41 | 1.96 | 14.82 | 11.97 | 2.31
2022 | 42 | 2.3 | 14.85 | 11.99 | 2.31
2022 | 43 | 2.45 | 14.83 | 11.97 | 2.31
2022 | 44 | 2.51 | 14.82 | 11.96 | 2.31
2022 | 45 | 2.33 | 14.8 | 11.94 | 2.31
2022 | 46 | 2.97 | 14.79 | 11.93 | 2.31
2022 | 47 | 2.78 | 14.75 | 11.9 | 2.31
2022 | 48 | 2.85 | 14.71 | 11.88 | 2.31
2022 | 49 | 3.06 | 14.67 | 11.85 | 2.31
2022 | 50 | 3.4 | 14.63 | 11.83 | 2.31
2022 | 51 | 3.94 | 14.59 | 11.82 | 2.31
2022 | 52 | 3.48 | 14.54 | 11.85 | 2.31
2022 | 53 | 3.48 | 14.54 | 11.85 | 2.31
2023 | 1 | 6.18 | 18.68 | 11.59 | 2.52
2023 | 2 | 5.25 | 18.62 | 11.61 | 2.52
2023 | 3 | 5.16 | 18.55 | 11.6 | 2.52
2023 | 4 | 3.71 | 18.43 | 11.52 | 2.52
2023 | 5 | 4.05 | 18.31 | 11.44 | 2.52
2023 | 6 | 3.99 | 18.19 | 11.36 | 2.52
2023 | 7 | 3.05 | 18.07 | 11.28 | 2.52
2023 | 8 | 3.32 | 17.99 | 11.23 | 2.52
2023 | 9 | 3.35 | 17.92 | 11.18 | 2.52
2023 | 10 | 2.66 | 17.85 | 11.13 | 2.52
2023 | 11 | 2.99 | 17.77 | 11.08 | 2.52
2023 | 12 | 2.51 | 17.76 | 11.07 | 2.52
2023 | 13 | 2.37 | 17.73 | 11.05 | 2.52
2023 | 14 | 2.49 | 17.71 | 11.03 | 2.52
2023 | 15 | 2.39 | 17.69 | 11.01 | 2.52
2023 | 16 | 2.44 | 17.68 | 11.01 | 2.52
2023 | 17 | 2.44 | 17.69 | 11.02 | 2.52
2023 | 18 | 2.49 | 17.7 | 11.02 | 2.52
2023 | 19 | 2.53 | 17.71 | 11.03 | 2.52
2023 | 20 | 2.4 | 17.72 | 11.04 | 2.52
2023 | 21 | 2.47 | 17.78 | 11.07 | 2.52
2023 | 22 | 2.43 | 17.84 | 11.11 | 2.52
2023 | 23 | 2.54 | 17.91 | 11.14 | 2.52
2023 | 24 | 2.6 | 17.97 | 11.17 | 2.52
2023 | 25 | 2.63 | 18.03 | 11.21 | 2.52
2023 | 26 | 2.64 | 18.09 | 11.25 | 2.52
2023 | 27 | 2.83 | 18.16 | 11.29 | 2.52
2023 | 28 | 2.93 | 18.22 | 11.33 | 2.52
2023 | 29 | 2.99 | 18.28 | 11.37 | 2.52
2023 | 30 | 2.7 | 18.35 | 11.4 | 2.52
2023 | 31 | 2.67 | 18.42 | 11.43 | 2.52
2023 | 32 | 2.58 | 18.49 | 11.47 | 2.52
2023 | 33 | 2.74 | 18.56 | 11.5 | 2.52
2023 | 34 | 2.64 | 18.64 | 11.53 | 2.52
2023 | 35 | 2.45 | 18.73 | 11.56 | 2.52
2023 | 36 | 2.46 | 18.81 | 11.59 | 2.52
2023 | 37 | 2.48 | 18.9 | 11.62 | 2.52
2023 | 38 | 2.43 | 18.96 | 11.64 | 2.52
2023 | 39 | 2.29 | 19.01 | 11.66 | 2.52
2023 | 40 | 2.18 | 19.06 | 11.68 | 2.52
2023 | 41 | 2.25 | 19.11 | 11.7 | 2.52
2023 | 42 | 2.64 | 19.14 | 11.71 | 2.52
2023 | 43 | 2.81 | 19.12 | 11.7 | 2.52
2023 | 44 | 2.87 | 19.1 | 11.68 | 2.52
2023 | 45 | 2.67 | 19.08 | 11.67 | 2.52
2023 | 46 | 3.4 | 19.06 | 11.66 | 2.52
2023 | 47 | 3.18 | 19.01 | 11.63 | 2.52
2023 | 48 | 3.26 | 18.96 | 11.61 | 2.52
2023 | 49 | 3.51 | 18.91 | 11.58 | 2.52
2023 | 50 | 3.89 | 18.86 | 11.55 | 2.52
2023 | 51 | 4.51 | 18.81 | 11.55 | 2.52
2023 | 52 | 3.98 | 18.74 | 11.58 | 2.52
2023 | 53 | 3.98 | 18.74 | 11.58 | 2.52
2024 | 1 | 5.87 | 19.05 | 12.81 | 2.54
2024 | 2 | 4.98 | 18.99 | 12.83 | 2.54
2024 | 3 | 4.9 | 18.91 | 12.82 | 2.54
2024 | 4 | 3.52 | 18.79 | 12.73 | 2.54
2024 | 5 | 3.84 | 18.67 | 12.64 | 2.54
2024 | 6 | 3.79 | 18.55 | 12.55 | 2.54
2024 | 7 | 2.89 | 18.43 | 12.46 | 2.54
2024 | 8 | 3.15 | 18.35 | 12.41 | 2.54
2024 | 9 | 3.18 | 18.27 | 12.35 | 2.54
2024 | 10 | 2.52 | 18.2 | 12.3 | 2.54
2024 | 11 | 2.84 | 18.12 | 12.24 | 2.54
2024 | 12 | 2.39 | 18.11 | 12.23 | 2.54
2024 | 13 | 2.25 | 18.08 | 12.21 | 2.54
2024 | 14 | 2.37 | 18.06 | 12.19 | 2.54
2024 | 15 | 2.27 | 18.04 | 12.17 | 2.54
2024 | 16 | 2.32 | 18.03 | 12.16 | 2.54
2024 | 17 | 2.32 | 18.04 | 12.17 | 2.54
2024 | 18 | 2.37 | 18.05 | 12.17 | 2.54
2024 | 19 | 2.41 | 18.06 | 12.18 | 2.54
2024 | 20 | 2.27 | 18.07 | 12.19 | 2.54
2024 | 21 | 2.35 | 18.14 | 12.23 | 2.54
2024 | 22 | 2.31 | 18.2 | 12.27 | 2.54
2024 | 23 | 2.41 | 18.26 | 12.3 | 2.54
2024 | 24 | 2.47 | 18.32 | 12.34 | 2.54
2024 | 25 | 2.49 | 18.39 | 12.38 | 2.54
2024 | 26 | 2.5 | 18.45 | 12.43 | 2.54
2024 | 27 | 2.69 | 18.52 | 12.47 | 2.54
2024 | 28 | 2.78 | 18.58 | 12.51 | 2.54
2024 | 29 | 2.84 | 18.65 | 12.56 | 2.54
2024 | 30 | 2.56 | 18.72 | 12.59 | 2.54
2024 | 31 | 2.53 | 18.79 | 12.63 | 2.54
2024 | 32 | 2.45 | 18.86 | 12.67 | 2.54
2024 | 33 | 2.6 | 18.92 | 12.7 | 2.54
2024 | 34 | 2.51 | 19.01 | 12.73 | 2.54
2024 | 35 | 2.32 | 19.1 | 12.77 | 2.54
2024 | 36 | 2.33 | 19.18 | 12.8 | 2.54
2024 | 37 | 2.35 | 19.27 | 12.83 | 2.54
2024 | 38 | 2.31 | 19.33 | 12.86 | 2.54
2024 | 39 | 2.17 | 19.38 | 12.88 | 2.54
2024 | 40 | 2.07 | 19.44 | 12.9 | 2.54
2024 | 41 | 2.13 | 19.49 | 12.92 | 2.54
2024 | 42 | 2.5 | 19.52 | 12.94 | 2.54
2024 | 43 | 2.67 | 19.5 | 12.92 | 2.54
2024 | 44 | 2.73 | 19.48 | 12.91 | 2.54
2024 | 45 | 2.53 | 19.46 | 12.89 | 2.54
2024 | 46 | 3.23 | 19.44 | 12.88 | 2.54
2024 | 47 | 3.02 | 19.39 | 12.85 | 2.54
2024 | 48 | 3.09 | 19.34 | 12.82 | 2.54
2024 | 49 | 3.33 | 19.29 | 12.79 | 2.54
2024 | 50 | 3.7 | 19.23 | 12.76 | 2.54
2024 | 51 | 4.28 | 19.18 | 12.76 | 2.54
2024 | 52 | 3.78 | 19.11 | 12.79 | 2.54
2024 | 53 | 3.78 | 19.11 | 12.79 | 2.54
2025 | 1 | 6.16 | 19.3 | 13.86 | 2.55
2025 | 2 | 5.23 | 19.24 | 13.88 | 2.55
2025 | 3 | 5.14 | 19.16 | 13.87 | 2.55
2025 | 4 | 3.69 | 19.03 | 13.78 | 2.55
2025 | 5 | 4.03 | 18.91 | 13.68 | 2.55
2025 | 6 | 3.98 | 18.79 | 13.58 | 2.55
2025 | 7 | 3.04 | 18.66 | 13.49 | 2.55
2025 | 8 | 3.31 | 18.59 | 13.43 | 2.55
2025 | 9 | 3.34 | 18.51 | 13.37 | 2.55
2025 | 10 | 2.65 | 18.43 | 13.31 | 2.55
2025 | 11 | 2.98 | 18.36 | 13.25 | 2.55
2025 | 12 | 2.51 | 18.34 | 13.24 | 2.55
2025 | 13 | 2.36 | 18.32 | 13.21 | 2.55
2025 | 14 | 2.48 | 18.29 | 13.19 | 2.55
2025 | 15 | 2.38 | 18.27 | 13.17 | 2.55
2025 | 16 | 2.43 | 18.26 | 13.16 | 2.55
2025 | 17 | 2.44 | 18.27 | 13.17 | 2.55
2025 | 18 | 2.49 | 18.28 | 13.18 | 2.55
2025 | 19 | 2.53 | 18.29 | 13.18 | 2.55
2025 | 20 | 2.39 | 18.3 | 13.2 | 2.55
2025 | 21 | 2.46 | 18.37 | 13.24 | 2.55
2025 | 22 | 2.43 | 18.43 | 13.28 | 2.55
2025 | 23 | 2.53 | 18.5 | 13.32 | 2.55
2025 | 24 | 2.59 | 18.56 | 13.36 | 2.55
2025 | 25 | 2.62 | 18.63 | 13.4 | 2.55
2025 | 26 | 2.63 | 18.69 | 13.45 | 2.55
2025 | 27 | 2.82 | 18.76 | 13.5 | 2.55
2025 | 28 | 2.92 | 18.82 | 13.55 | 2.55
2025 | 29 | 2.98 | 18.89 | 13.59 | 2.55
2025 | 30 | 2.69 | 18.96 | 13.63 | 2.55
2025 | 31 | 2.66 | 19.03 | 13.67 | 2.55
2025 | 32 | 2.57 | 19.1 | 13.71 | 2.55
2025 | 33 | 2.73 | 19.17 | 13.75 | 2.55
2025 | 34 | 2.63 | 19.26 | 13.78 | 2.55
2025 | 35 | 2.44 | 19.34 | 13.82 | 2.55
2025 | 36 | 2.45 | 19.43 | 13.85 | 2.55
2025 | 37 | 2.47 | 19.52 | 13.89 | 2.55
2025 | 38 | 2.42 | 19.58 | 13.91 | 2.55
2025 | 39 | 2.28 | 19.63 | 13.94 | 2.55
2025 | 40 | 2.17 | 19.69 | 13.96 | 2.55
2025 | 41 | 2.24 | 19.74 | 13.99 | 2.55
2025 | 42 | 2.63 | 19.77 | 14 | 2.55
2025 | 43 | 2.8 | 19.75 | 13.99 | 2.55
2025 | 44 | 2.86 | 19.73 | 13.97 | 2.55
2025 | 45 | 2.66 | 19.71 | 13.95 | 2.55
2025 | 46 | 3.39 | 19.69 | 13.94 | 2.55
2025 | 47 | 3.17 | 19.64 | 13.91 | 2.55
2025 | 48 | 3.25 | 19.59 | 13.88 | 2.55
2025 | 49 | 3.49 | 19.53 | 13.85 | 2.55
2025 | 50 | 3.88 | 19.48 | 13.81 | 2.55
2025 | 51 | 4.49 | 19.43 | 13.81 | 2.55
2025 | 52 | 3.97 | 19.36 | 13.84 | 2.55
2025 | 53 | 3.97 | 19.36 | 13.84 | 2.55
2026 | 1 | 6.48 | 19.33 | 14.93 | 2.58
2026 | 2 | 5.5 | 19.27 | 14.95 | 2.58
2026 | 3 | 5.41 | 19.19 | 14.94 | 2.58
2026 | 4 | 3.88 | 19.06 | 14.83 | 2.58
2026 | 5 | 4.24 | 18.94 | 14.73 | 2.58
2026 | 6 | 4.18 | 18.82 | 14.63 | 2.58
2026 | 7 | 3.19 | 18.69 | 14.52 | 2.58
2026 | 8 | 3.48 | 18.62 | 14.46 | 2.58
2026 | 9 | 3.51 | 18.54 | 14.4 | 2.58
2026 | 10 | 2.78 | 18.46 | 14.33 | 2.58
2026 | 11 | 3.14 | 18.38 | 14.27 | 2.58
2026 | 12 | 2.63 | 18.37 | 14.25 | 2.58
2026 | 13 | 2.49 | 18.35 | 14.23 | 2.58
2026 | 14 | 2.61 | 18.32 | 14.2 | 2.58
2026 | 15 | 2.51 | 18.3 | 14.18 | 2.58
2026 | 16 | 2.56 | 18.29 | 14.17 | 2.58
2026 | 17 | 2.56 | 18.3 | 14.18 | 2.58
2026 | 18 | 2.61 | 18.31 | 14.19 | 2.58
2026 | 19 | 2.66 | 18.32 | 14.2 | 2.58
2026 | 20 | 2.51 | 18.33 | 14.21 | 2.58
2026 | 21 | 2.59 | 18.4 | 14.25 | 2.58
2026 | 22 | 2.55 | 18.46 | 14.3 | 2.58
2026 | 23 | 2.66 | 18.52 | 14.34 | 2.58
2026 | 24 | 2.73 | 18.59 | 14.38 | 2.58
2026 | 25 | 2.75 | 18.65 | 14.43 | 2.58
2026 | 26 | 2.76 | 18.72 | 14.49 | 2.58
2026 | 27 | 2.97 | 18.78 | 14.54 | 2.58
2026 | 28 | 3.07 | 18.85 | 14.59 | 2.58
2026 | 29 | 3.14 | 18.92 | 14.63 | 2.58
2026 | 30 | 2.82 | 18.99 | 14.68 | 2.58
2026 | 31 | 2.8 | 19.06 | 14.72 | 2.58
2026 | 32 | 2.7 | 19.13 | 14.76 | 2.58
2026 | 33 | 2.87 | 19.2 | 14.8 | 2.58
2026 | 34 | 2.77 | 19.29 | 14.84 | 2.58
2026 | 35 | 2.56 | 19.37 | 14.88 | 2.58
2026 | 36 | 2.58 | 19.46 | 14.92 | 2.58
2026 | 37 | 2.6 | 19.55 | 14.95 | 2.58
2026 | 38 | 2.54 | 19.61 | 14.98 | 2.58
2026 | 39 | 2.4 | 19.66 | 15.01 | 2.58
2026 | 40 | 2.28 | 19.72 | 15.04 | 2.58
2026 | 41 | 2.36 | 19.77 | 15.06 | 2.58
2026 | 42 | 2.76 | 19.8 | 15.08 | 2.58
2026 | 43 | 2.94 | 19.78 | 15.06 | 2.58
2026 | 44 | 3.01 | 19.76 | 15.04 | 2.58
2026 | 45 | 2.8 | 19.74 | 15.03 | 2.58
2026 | 46 | 3.57 | 19.72 | 15.01 | 2.58
2026 | 47 | 3.34 | 19.67 | 14.98 | 2.58
2026 | 48 | 3.41 | 19.62 | 14.94 | 2.58
2026 | 49 | 3.67 | 19.56 | 14.91 | 2.58
2026 | 50 | 4.08 | 19.51 | 14.88 | 2.58
2026 | 51 | 4.72 | 19.46 | 14.88 | 2.58
2026 | 52 | 4.18 | 19.39 | 14.9 | 2.58
2026 | 53 | 4.18 | 19.39 | 14.9 | 2.58
2027 | 1 | 6.73 | 20.17 | 15.66 | 2.63
2027 | 2 | 5.71 | 20.1 | 15.69 | 2.63
2027 | 3 | 5.62 | 20.02 | 15.68 | 2.63
2027 | 4 | 4.03 | 19.89 | 15.57 | 2.63
2027 | 5 | 4.41 | 19.76 | 15.46 | 2.63
2027 | 6 | 4.34 | 19.63 | 15.35 | 2.63
2027 | 7 | 3.32 | 19.51 | 15.24 | 2.63
2027 | 8 | 3.62 | 19.42 | 15.18 | 2.63
2027 | 9 | 3.65 | 19.34 | 15.11 | 2.63
2027 | 10 | 2.89 | 19.26 | 15.04 | 2.63
2027 | 11 | 3.26 | 19.18 | 14.97 | 2.63
2027 | 12 | 2.74 | 19.17 | 14.96 | 2.63
2027 | 13 | 2.58 | 19.14 | 14.93 | 2.63
2027 | 14 | 2.71 | 19.12 | 14.91 | 2.63
2027 | 15 | 2.61 | 19.09 | 14.88 | 2.63
2027 | 16 | 2.66 | 19.09 | 14.88 | 2.63
2027 | 17 | 2.66 | 19.09 | 14.88 | 2.63
2027 | 18 | 2.72 | 19.1 | 14.89 | 2.63
2027 | 19 | 2.76 | 19.11 | 14.9 | 2.63
2027 | 20 | 2.61 | 19.13 | 14.91 | 2.63
2027 | 21 | 2.69 | 19.2 | 14.96 | 2.63
2027 | 22 | 2.65 | 19.26 | 15.01 | 2.63
2027 | 23 | 2.77 | 19.33 | 15.05 | 2.63
2027 | 24 | 2.84 | 19.4 | 15.1 | 2.63
2027 | 25 | 2.86 | 19.46 | 15.15 | 2.63
2027 | 26 | 2.87 | 19.53 | 15.2 | 2.63
2027 | 27 | 3.09 | 19.6 | 15.26 | 2.63
2027 | 28 | 3.19 | 19.67 | 15.31 | 2.63
2027 | 29 | 3.26 | 19.74 | 15.36 | 2.63
2027 | 30 | 2.94 | 19.81 | 15.4 | 2.63
2027 | 31 | 2.91 | 19.89 | 15.45 | 2.63
2027 | 32 | 2.81 | 19.96 | 15.49 | 2.63
2027 | 33 | 2.98 | 20.03 | 15.54 | 2.63
2027 | 34 | 2.87 | 20.12 | 15.58 | 2.63
2027 | 35 | 2.66 | 20.22 | 15.62 | 2.63
2027 | 36 | 2.68 | 20.31 | 15.66 | 2.63
2027 | 37 | 2.7 | 20.4 | 15.69 | 2.63
2027 | 38 | 2.64 | 20.46 | 15.73 | 2.63
2027 | 39 | 2.49 | 20.52 | 15.75 | 2.63
2027 | 40 | 2.37 | 20.57 | 15.78 | 2.63
2027 | 41 | 2.45 | 20.63 | 15.81 | 2.63
2027 | 42 | 2.87 | 20.66 | 15.82 | 2.63
2027 | 43 | 3.06 | 20.64 | 15.81 | 2.63
2027 | 44 | 3.13 | 20.62 | 15.79 | 2.63
2027 | 45 | 2.9 | 20.6 | 15.77 | 2.63
2027 | 46 | 3.71 | 20.58 | 15.75 | 2.63
2027 | 47 | 3.47 | 20.52 | 15.72 | 2.63
2027 | 48 | 3.55 | 20.47 | 15.68 | 2.63
2027 | 49 | 3.82 | 20.41 | 15.65 | 2.63
2027 | 50 | 4.24 | 20.36 | 15.61 | 2.63
2027 | 51 | 4.91 | 20.3 | 15.61 | 2.63
2027 | 52 | 4.34 | 20.23 | 15.64 | 2.63
2027 | 53 | 4.34 | 20.23 | 15.64 | 2.63
2028 | 1 | 7.14 | 21.19 | 16.57 | 2.67
2028 | 2 | 6.06 | 21.12 | 16.6 | 2.67
2028 | 3 | 5.95 | 21.04 | 16.58 | 2.67
2028 | 4 | 4.28 | 20.9 | 16.47 | 2.67
2028 | 5 | 4.67 | 20.77 | 16.35 | 2.67
2028 | 6 | 4.61 | 20.63 | 16.24 | 2.67
2028 | 7 | 3.52 | 20.5 | 16.12 | 2.67
2028 | 8 | 3.84 | 20.41 | 16.05 | 2.67
2028 | 9 | 3.87 | 20.33 | 15.98 | 2.67
2028 | 10 | 3.07 | 20.24 | 15.91 | 2.67
2028 | 11 | 3.46 | 20.16 | 15.84 | 2.67
2028 | 12 | 2.9 | 20.14 | 15.82 | 2.67
2028 | 13 | 2.74 | 20.12 | 15.8 | 2.67
2028 | 14 | 2.88 | 20.09 | 15.77 | 2.67
2028 | 15 | 2.76 | 20.06 | 15.74 | 2.67
2028 | 16 | 2.82 | 20.06 | 15.73 | 2.67
2028 | 17 | 2.82 | 20.07 | 15.74 | 2.67
2028 | 18 | 2.88 | 20.07 | 15.75 | 2.67
2028 | 19 | 2.93 | 20.08 | 15.76 | 2.67
2028 | 20 | 2.77 | 20.1 | 15.77 | 2.67
2028 | 21 | 2.85 | 20.17 | 15.82 | 2.67
2028 | 22 | 2.81 | 20.24 | 15.87 | 2.67
2028 | 23 | 2.93 | 20.31 | 15.92 | 2.67
2028 | 24 | 3.01 | 20.38 | 15.97 | 2.67
2028 | 25 | 3.03 | 20.45 | 16.02 | 2.67
2028 | 26 | 3.04 | 20.53 | 16.08 | 2.67
2028 | 27 | 3.27 | 20.6 | 16.14 | 2.67
2028 | 28 | 3.39 | 20.67 | 16.19 | 2.67
2028 | 29 | 3.45 | 20.74 | 16.24 | 2.67
2028 | 30 | 3.11 | 20.82 | 16.29 | 2.67
2028 | 31 | 3.08 | 20.9 | 16.34 | 2.67
2028 | 32 | 2.97 | 20.97 | 16.39 | 2.67
2028 | 33 | 3.16 | 21.05 | 16.43 | 2.67
2028 | 34 | 3.05 | 21.15 | 16.47 | 2.67
2028 | 35 | 2.82 | 21.24 | 16.52 | 2.67
2028 | 36 | 2.84 | 21.34 | 16.56 | 2.67
2028 | 37 | 2.86 | 21.43 | 16.6 | 2.67
2028 | 38 | 2.8 | 21.5 | 16.63 | 2.67
2028 | 39 | 2.64 | 21.56 | 16.66 | 2.67
2028 | 40 | 2.51 | 21.62 | 16.69 | 2.67
2028 | 41 | 2.6 | 21.68 | 16.72 | 2.67
2028 | 42 | 3.04 | 21.71 | 16.74 | 2.67
2028 | 43 | 3.24 | 21.69 | 16.72 | 2.67
2028 | 44 | 3.32 | 21.67 | 16.7 | 2.67
2028 | 45 | 3.08 | 21.64 | 16.68 | 2.67
2028 | 46 | 3.93 | 21.62 | 16.66 | 2.67
2028 | 47 | 3.68 | 21.56 | 16.62 | 2.67
2028 | 48 | 3.76 | 21.51 | 16.59 | 2.67
2028 | 49 | 4.05 | 21.45 | 16.55 | 2.67
2028 | 50 | 4.49 | 21.4 | 16.51 | 2.67
2028 | 51 | 5.2 | 21.33 | 16.51 | 2.67
2028 | 52 | 4.6 | 21.26 | 16.54 | 2.67
2028 | 53 | 4.6 | 21.26 | 16.54 | 2.67
2029 | 1 | 7.54 | 21.98 | 17.25 | 2.74
2029 | 2 | 6.4 | 21.91 | 17.28 | 2.74
2029 | 3 | 6.29 | 21.82 | 17.27 | 2.74
2029 | 4 | 4.52 | 21.68 | 17.15 | 2.74
2029 | 5 | 4.94 | 21.54 | 17.03 | 2.74
2029 | 6 | 4.87 | 21.4 | 16.91 | 2.74
2029 | 7 | 3.72 | 21.26 | 16.79 | 2.74
2029 | 8 | 4.05 | 21.17 | 16.72 | 2.74
2029 | 9 | 4.09 | 21.09 | 16.64 | 2.74
2029 | 10 | 3.24 | 21 | 16.57 | 2.74
2029 | 11 | 3.65 | 20.91 | 16.49 | 2.74
2029 | 12 | 3.07 | 20.89 | 16.48 | 2.74
2029 | 13 | 2.89 | 20.87 | 16.45 | 2.74
2029 | 14 | 3.04 | 20.84 | 16.42 | 2.74
2029 | 15 | 2.92 | 20.81 | 16.39 | 2.74
2029 | 16 | 2.98 | 20.8 | 16.39 | 2.74
2029 | 17 | 2.98 | 20.81 | 16.4 | 2.74
2029 | 18 | 3.04 | 20.82 | 16.4 | 2.74
2029 | 19 | 3.09 | 20.83 | 16.41 | 2.74
2029 | 20 | 2.92 | 20.85 | 16.43 | 2.74
2029 | 21 | 3.02 | 20.93 | 16.48 | 2.74
2029 | 22 | 2.97 | 21 | 16.53 | 2.74
2029 | 23 | 3.1 | 21.07 | 16.58 | 2.74
2029 | 24 | 3.18 | 21.14 | 16.63 | 2.74
2029 | 25 | 3.2 | 21.22 | 16.69 | 2.74
2029 | 26 | 3.22 | 21.29 | 16.75 | 2.74
2029 | 27 | 3.46 | 21.37 | 16.8 | 2.74
2029 | 28 | 3.58 | 21.44 | 16.86 | 2.74
2029 | 29 | 3.65 | 21.52 | 16.92 | 2.74
2029 | 30 | 3.29 | 21.6 | 16.97 | 2.74
2029 | 31 | 3.26 | 21.68 | 17.02 | 2.74
2029 | 32 | 3.14 | 21.76 | 17.06 | 2.74
2029 | 33 | 3.34 | 21.84 | 17.11 | 2.74
2029 | 34 | 3.22 | 21.94 | 17.16 | 2.74
2029 | 35 | 2.99 | 22.04 | 17.2 | 2.74
2029 | 36 | 3 | 22.14 | 17.24 | 2.74
2029 | 37 | 3.02 | 22.24 | 17.29 | 2.74
2029 | 38 | 2.96 | 22.31 | 17.32 | 2.74
2029 | 39 | 2.79 | 22.37 | 17.35 | 2.74
2029 | 40 | 2.66 | 22.43 | 17.38 | 2.74
2029 | 41 | 2.74 | 22.49 | 17.41 | 2.74
2029 | 42 | 3.22 | 22.52 | 17.43 | 2.74
2029 | 43 | 3.43 | 22.5 | 17.41 | 2.74
2029 | 44 | 3.51 | 22.48 | 17.39 | 2.74
2029 | 45 | 3.26 | 22.45 | 17.37 | 2.74
2029 | 46 | 4.15 | 22.43 | 17.35 | 2.74
2029 | 47 | 3.89 | 22.37 | 17.31 | 2.74
2029 | 48 | 3.98 | 22.31 | 17.27 | 2.74
2029 | 49 | 4.28 | 22.25 | 17.24 | 2.74
2029 | 50 | 4.75 | 22.19 | 17.2 | 2.74
2029 | 51 | 5.5 | 22.13 | 17.2 | 2.74
2029 | 52 | 4.86 | 22.05 | 17.23 | 2.74
2029 | 53 | 4.86 | 22.05 | 17.23 | 2.74
2030 | 1 | 7.79 | 23.01 | 18.24 | 2.79
2030 | 2 | 6.61 | 22.93 | 18.27 | 2.79
2030 | 3 | 6.5 | 22.84 | 18.25 | 2.79
2030 | 4 | 4.67 | 22.69 | 18.12 | 2.79
2030 | 5 | 5.1 | 22.55 | 18 | 2.79
2030 | 6 | 5.03 | 22.4 | 17.87 | 2.79
2030 | 7 | 3.84 | 22.25 | 17.75 | 2.79
2030 | 8 | 4.19 | 22.16 | 17.67 | 2.79
2030 | 9 | 4.22 | 22.07 | 17.59 | 2.79
2030 | 10 | 3.35 | 21.98 | 17.51 | 2.79
2030 | 11 | 3.77 | 21.88 | 17.43 | 2.79
2030 | 12 | 3.17 | 21.87 | 17.41 | 2.79
2030 | 13 | 2.99 | 21.84 | 17.39 | 2.79
2030 | 14 | 3.14 | 21.81 | 17.36 | 2.79
2030 | 15 | 3.02 | 21.78 | 17.33 | 2.79
2030 | 16 | 3.08 | 21.77 | 17.32 | 2.79
2030 | 17 | 3.08 | 21.78 | 17.33 | 2.79
2030 | 18 | 3.14 | 21.79 | 17.34 | 2.79
2030 | 19 | 3.19 | 21.8 | 17.35 | 2.79
2030 | 20 | 3.02 | 21.82 | 17.36 | 2.79
2030 | 21 | 3.11 | 21.9 | 17.42 | 2.79
2030 | 22 | 3.07 | 21.98 | 17.47 | 2.79
2030 | 23 | 3.2 | 22.05 | 17.52 | 2.79
2030 | 24 | 3.28 | 22.13 | 17.58 | 2.79
2030 | 25 | 3.31 | 22.2 | 17.64 | 2.79
2030 | 26 | 3.32 | 22.28 | 17.7 | 2.79
2030 | 27 | 3.57 | 22.36 | 17.76 | 2.79
2030 | 28 | 3.7 | 22.44 | 17.82 | 2.79
2030 | 29 | 3.77 | 22.52 | 17.88 | 2.79
2030 | 30 | 3.4 | 22.6 | 17.93 | 2.79
2030 | 31 | 3.36 | 22.68 | 17.98 | 2.79
2030 | 32 | 3.25 | 22.77 | 18.04 | 2.79
2030 | 33 | 3.45 | 22.85 | 18.09 | 2.79
2030 | 34 | 3.32 | 22.96 | 18.13 | 2.79
2030 | 35 | 3.08 | 23.06 | 18.18 | 2.79
2030 | 36 | 3.1 | 23.17 | 18.23 | 2.79
2030 | 37 | 3.12 | 23.27 | 18.27 | 2.79
2030 | 38 | 3.06 | 23.34 | 18.31 | 2.79
2030 | 39 | 2.89 | 23.41 | 18.34 | 2.79
2030 | 40 | 2.74 | 23.47 | 18.37 | 2.79
2030 | 41 | 2.83 | 23.53 | 18.41 | 2.79
2030 | 42 | 3.32 | 23.57 | 18.42 | 2.79
2030 | 43 | 3.54 | 23.55 | 18.4 | 2.79
2030 | 44 | 3.62 | 23.52 | 18.38 | 2.79
2030 | 45 | 3.36 | 23.5 | 18.36 | 2.79
2030 | 46 | 4.29 | 23.47 | 18.34 | 2.79
2030 | 47 | 4.01 | 23.41 | 18.3 | 2.79
2030 | 48 | 4.1 | 23.35 | 18.26 | 2.79
2030 | 49 | 4.42 | 23.29 | 18.22 | 2.79
2030 | 50 | 4.91 | 23.23 | 18.18 | 2.79
2030 | 51 | 5.68 | 23.16 | 18.18 | 2.79
2030 | 52 | 5.02 | 23.08 | 18.21 | 2.79
2030 | 53 | 5.02 | 23.08 | 18.21 | 2.79
2031 | 1 | 7.98 | 23.71 | 18.93 | 2.87
2031 | 2 | 6.78 | 23.64 | 18.96 | 2.87
2031 | 3 | 6.66 | 23.54 | 18.95 | 2.87
2031 | 4 | 4.78 | 23.39 | 18.81 | 2.87
2031 | 5 | 5.22 | 23.24 | 18.68 | 2.87
2031 | 6 | 5.15 | 23.08 | 18.55 | 2.87
2031 | 7 | 3.93 | 22.93 | 18.42 | 2.87
2031 | 8 | 4.29 | 22.84 | 18.34 | 2.87
2031 | 9 | 4.33 | 22.74 | 18.26 | 2.87
2031 | 10 | 3.43 | 22.65 | 18.18 | 2.87
2031 | 11 | 3.87 | 22.55 | 18.1 | 2.87
2031 | 12 | 3.25 | 22.54 | 18.08 | 2.87
2031 | 13 | 3.06 | 22.51 | 18.05 | 2.87
2031 | 14 | 3.22 | 22.48 | 18.02 | 2.87
2031 | 15 | 3.09 | 22.45 | 17.99 | 2.87
2031 | 16 | 3.15 | 22.44 | 17.98 | 2.87
2031 | 17 | 3.16 | 22.45 | 17.99 | 2.87
2031 | 18 | 3.22 | 22.46 | 18 | 2.87
2031 | 19 | 3.27 | 22.47 | 18.01 | 2.87
2031 | 20 | 3.09 | 22.49 | 18.02 | 2.87
2031 | 21 | 3.19 | 22.57 | 18.08 | 2.87
2031 | 22 | 3.14 | 22.65 | 18.13 | 2.87
2031 | 23 | 3.28 | 22.73 | 18.19 | 2.87
2031 | 24 | 3.36 | 22.8 | 18.25 | 2.87
2031 | 25 | 3.39 | 22.88 | 18.31 | 2.87
2031 | 26 | 3.4 | 22.96 | 18.37 | 2.87
2031 | 27 | 3.66 | 23.04 | 18.44 | 2.87
2031 | 28 | 3.79 | 23.12 | 18.5 | 2.87
2031 | 29 | 3.86 | 23.21 | 18.56 | 2.87
2031 | 30 | 3.48 | 23.29 | 18.61 | 2.87
2031 | 31 | 3.45 | 23.38 | 18.67 | 2.87
2031 | 32 | 3.33 | 23.47 | 18.72 | 2.87
2031 | 33 | 3.53 | 23.55 | 18.78 | 2.87
2031 | 34 | 3.41 | 23.66 | 18.82 | 2.87
2031 | 35 | 3.16 | 23.77 | 18.87 | 2.87
2031 | 36 | 3.17 | 23.87 | 18.92 | 2.87
2031 | 37 | 3.2 | 23.98 | 18.97 | 2.87
2031 | 38 | 3.13 | 24.06 | 19.01 | 2.87
2031 | 39 | 2.96 | 24.12 | 19.04 | 2.87
2031 | 40 | 2.81 | 24.19 | 19.07 | 2.87
2031 | 41 | 2.9 | 24.25 | 19.11 | 2.87
2031 | 42 | 3.4 | 24.29 | 19.12 | 2.87
2031 | 43 | 3.62 | 24.27 | 19.1 | 2.87
2031 | 44 | 3.71 | 24.24 | 19.08 | 2.87
2031 | 45 | 3.44 | 24.22 | 19.06 | 2.87
2031 | 46 | 4.4 | 24.19 | 19.04 | 2.87
2031 | 47 | 4.11 | 24.13 | 19 | 2.87
2031 | 48 | 4.21 | 24.06 | 18.95 | 2.87
2031 | 49 | 4.53 | 24 | 18.91 | 2.87
2031 | 50 | 5.03 | 23.94 | 18.87 | 2.87
2031 | 51 | 5.82 | 23.87 | 18.87 | 2.87
2031 | 52 | 5.14 | 23.78 | 18.9 | 2.87
2031 | 53 | 5.14 | 23.78 | 18.9 | 2.87
2032 | 1 | 8.3 | 24.65 | 19.71 | 2.92
2032 | 2 | 7.04 | 24.58 | 19.74 | 2.92
2032 | 3 | 6.92 | 24.48 | 19.73 | 2.92
2032 | 4 | 4.97 | 24.32 | 19.59 | 2.92
2032 | 5 | 5.43 | 24.16 | 19.45 | 2.92
2032 | 6 | 5.36 | 24 | 19.32 | 2.92
2032 | 7 | 4.09 | 23.85 | 19.18 | 2.92
2032 | 8 | 4.46 | 23.75 | 19.1 | 2.92
2032 | 9 | 4.5 | 23.65 | 19.01 | 2.92
2032 | 10 | 3.57 | 23.55 | 18.93 | 2.92
2032 | 11 | 4.02 | 23.45 | 18.84 | 2.92
2032 | 12 | 3.37 | 23.43 | 18.82 | 2.92
2032 | 13 | 3.18 | 23.4 | 18.79 | 2.92
2032 | 14 | 3.34 | 23.37 | 18.76 | 2.92
2032 | 15 | 3.21 | 23.34 | 18.73 | 2.92
2032 | 16 | 3.28 | 23.33 | 18.72 | 2.92
2032 | 17 | 3.28 | 23.34 | 18.73 | 2.92
2032 | 18 | 3.35 | 23.35 | 18.74 | 2.92
2032 | 19 | 3.4 | 23.37 | 18.75 | 2.92
2032 | 20 | 3.22 | 23.39 | 18.77 | 2.92
2032 | 21 | 3.32 | 23.47 | 18.82 | 2.92
2032 | 22 | 3.27 | 23.55 | 18.88 | 2.92
2032 | 23 | 3.41 | 23.63 | 18.94 | 2.92
2032 | 24 | 3.49 | 23.71 | 19 | 2.92
2032 | 25 | 3.52 | 23.8 | 19.06 | 2.92
2032 | 26 | 3.54 | 23.88 | 19.13 | 2.92
2032 | 27 | 3.8 | 23.96 | 19.2 | 2.92
2032 | 28 | 3.94 | 24.04 | 19.26 | 2.92
2032 | 29 | 4.02 | 24.13 | 19.33 | 2.92
2032 | 30 | 3.62 | 24.22 | 19.38 | 2.92
2032 | 31 | 3.58 | 24.31 | 19.44 | 2.92
2032 | 32 | 3.46 | 24.4 | 19.49 | 2.92
2032 | 33 | 3.67 | 24.49 | 19.55 | 2.92
2032 | 34 | 3.54 | 24.6 | 19.6 | 2.92
2032 | 35 | 3.28 | 24.71 | 19.65 | 2.92
2032 | 36 | 3.3 | 24.83 | 19.7 | 2.92
2032 | 37 | 3.32 | 24.94 | 19.75 | 2.92
2032 | 38 | 3.26 | 25.02 | 19.79 | 2.92
2032 | 39 | 3.07 | 25.08 | 19.82 | 2.92
2032 | 40 | 2.92 | 25.15 | 19.86 | 2.92
2032 | 41 | 3.02 | 25.22 | 19.89 | 2.92
2032 | 42 | 3.54 | 25.26 | 19.91 | 2.92
2032 | 43 | 3.77 | 25.23 | 19.89 | 2.92
2032 | 44 | 3.86 | 25.21 | 19.87 | 2.92
2032 | 45 | 3.58 | 25.18 | 19.84 | 2.92
2032 | 46 | 4.57 | 25.15 | 19.82 | 2.92
2032 | 47 | 4.27 | 25.09 | 19.78 | 2.92
2032 | 48 | 4.37 | 25.02 | 19.73 | 2.92
2032 | 49 | 4.71 | 24.96 | 19.69 | 2.92
2032 | 50 | 5.23 | 24.89 | 19.65 | 2.92
2032 | 51 | 6.05 | 24.82 | 19.65 | 2.92
2032 | 52 | 5.35 | 24.73 | 19.68 | 2.92
2032 | 53 | 5.35 | 24.73 | 19.68 | 2.92
2033 | 1 | 8.65 | 25.44 | 20.38 | 2.98
2033 | 2 | 7.34 | 25.36 | 20.41 | 2.98
2033 | 3 | 7.22 | 25.26 | 20.39 | 2.98
2033 | 4 | 5.18 | 25.1 | 20.25 | 2.98
2033 | 5 | 5.66 | 24.93 | 20.11 | 2.98
2033 | 6 | 5.58 | 24.77 | 19.97 | 2.98
2033 | 7 | 4.26 | 24.61 | 19.83 | 2.98
2033 | 8 | 4.65 | 24.51 | 19.74 | 2.98
2033 | 9 | 4.69 | 24.41 | 19.66 | 2.98
2033 | 10 | 3.72 | 24.3 | 19.57 | 2.98
2033 | 11 | 4.19 | 24.2 | 19.48 | 2.98
2033 | 12 | 3.52 | 24.18 | 19.46 | 2.98
2033 | 13 | 3.32 | 24.15 | 19.43 | 2.98
2033 | 14 | 3.48 | 24.12 | 19.39 | 2.98
2033 | 15 | 3.35 | 24.09 | 19.36 | 2.98
2033 | 16 | 3.42 | 24.08 | 19.35 | 2.98
2033 | 17 | 3.42 | 24.09 | 19.36 | 2.98
2033 | 18 | 3.49 | 24.1 | 19.37 | 2.98
2033 | 19 | 3.55 | 24.11 | 19.38 | 2.98
2033 | 20 | 3.35 | 24.14 | 19.4 | 2.98
2033 | 21 | 3.46 | 24.22 | 19.46 | 2.98
2033 | 22 | 3.41 | 24.3 | 19.52 | 2.98
2033 | 23 | 3.55 | 24.39 | 19.58 | 2.98
2033 | 24 | 3.64 | 24.47 | 19.64 | 2.98
2033 | 25 | 3.67 | 24.56 | 19.71 | 2.98
2033 | 26 | 3.69 | 24.64 | 19.78 | 2.98
2033 | 27 | 3.96 | 24.73 | 19.85 | 2.98
2033 | 28 | 4.1 | 24.81 | 19.92 | 2.98
2033 | 29 | 4.19 | 24.9 | 19.98 | 2.98
2033 | 30 | 3.77 | 25 | 20.04 | 2.98
2033 | 31 | 3.73 | 25.09 | 20.1 | 2.98
2033 | 32 | 3.6 | 25.18 | 20.15 | 2.98
2033 | 33 | 3.83 | 25.27 | 20.21 | 2.98
2033 | 34 | 3.69 | 25.39 | 20.26 | 2.98
2033 | 35 | 3.42 | 25.5 | 20.32 | 2.98
2033 | 36 | 3.44 | 25.62 | 20.37 | 2.98
2033 | 37 | 3.46 | 25.74 | 20.42 | 2.98
2033 | 38 | 3.4 | 25.82 | 20.46 | 2.98
2033 | 39 | 3.2 | 25.89 | 20.49 | 2.98
2033 | 40 | 3.05 | 25.96 | 20.53 | 2.98
2033 | 41 | 3.15 | 26.03 | 20.57 | 2.98
2033 | 42 | 3.69 | 26.07 | 20.59 | 2.98
2033 | 43 | 3.93 | 26.04 | 20.56 | 2.98
2033 | 44 | 4.02 | 26.01 | 20.54 | 2.98
2033 | 45 | 3.73 | 25.99 | 20.52 | 2.98
2033 | 46 | 4.76 | 25.96 | 20.49 | 2.98
2033 | 47 | 4.45 | 25.89 | 20.45 | 2.98
2033 | 48 | 4.56 | 25.82 | 20.4 | 2.98
2033 | 49 | 4.91 | 25.76 | 20.36 | 2.98
2033 | 50 | 5.45 | 25.69 | 20.31 | 2.98
2033 | 51 | 6.3 | 25.61 | 20.31 | 2.98
2033 | 52 | 5.57 | 25.52 | 20.35 | 2.98
2033 | 53 | 5.57 | 25.52 | 20.35 | 2.98
2034 | 1 | 8.92 | 26.24 | 21 | 3.04
2034 | 2 | 7.57 | 26.16 | 21.04 | 3.04
2034 | 3 | 7.44 | 26.05 | 21.02 | 3.04
2034 | 4 | 5.35 | 25.89 | 20.87 | 3.04
2034 | 5 | 5.84 | 25.72 | 20.73 | 3.04
2034 | 6 | 5.76 | 25.55 | 20.58 | 3.04
2034 | 7 | 4.4 | 25.38 | 20.44 | 3.04
2034 | 8 | 4.8 | 25.28 | 20.35 | 3.04
2034 | 9 | 4.84 | 25.17 | 20.26 | 3.04
2034 | 10 | 3.83 | 25.07 | 20.17 | 3.04
2034 | 11 | 4.32 | 24.96 | 20.08 | 3.04
2034 | 12 | 3.63 | 24.94 | 20.06 | 3.04
2034 | 13 | 3.42 | 24.91 | 20.02 | 3.04
2034 | 14 | 3.6 | 24.88 | 19.99 | 3.04
2034 | 15 | 3.45 | 24.84 | 19.96 | 3.04
2034 | 16 | 3.52 | 24.84 | 19.95 | 3.04
2034 | 17 | 3.53 | 24.85 | 19.96 | 3.04
2034 | 18 | 3.6 | 24.86 | 19.97 | 3.04
2034 | 19 | 3.66 | 24.87 | 19.98 | 3.04
2034 | 20 | 3.46 | 24.89 | 20 | 3.04
2034 | 21 | 3.57 | 24.98 | 20.06 | 3.04
2034 | 22 | 3.51 | 25.07 | 20.12 | 3.04
2034 | 23 | 3.67 | 25.15 | 20.18 | 3.04
2034 | 24 | 3.76 | 25.24 | 20.24 | 3.04
2034 | 25 | 3.79 | 25.33 | 20.31 | 3.04
2034 | 26 | 3.8 | 25.42 | 20.38 | 3.04
2034 | 27 | 4.09 | 25.51 | 20.45 | 3.04
2034 | 28 | 4.23 | 25.59 | 20.53 | 3.04
2034 | 29 | 4.32 | 25.69 | 20.59 | 3.04
2034 | 30 | 3.89 | 25.78 | 20.65 | 3.04
2034 | 31 | 3.85 | 25.88 | 20.71 | 3.04
2034 | 32 | 3.72 | 25.97 | 20.77 | 3.04
2034 | 33 | 3.95 | 26.07 | 20.83 | 3.04
2034 | 34 | 3.81 | 26.19 | 20.89 | 3.04
2034 | 35 | 3.53 | 26.31 | 20.94 | 3.04
2034 | 36 | 3.55 | 26.43 | 20.99 | 3.04
2034 | 37 | 3.57 | 26.54 | 21.04 | 3.04
2034 | 38 | 3.5 | 26.63 | 21.09 | 3.04
2034 | 39 | 3.31 | 26.7 | 21.12 | 3.04
2034 | 40 | 3.14 | 26.77 | 21.16 | 3.04
2034 | 41 | 3.25 | 26.84 | 21.2 | 3.04
2034 | 42 | 3.8 | 26.89 | 21.22 | 3.04
2034 | 43 | 4.05 | 26.86 | 21.19 | 3.04
2034 | 44 | 4.15 | 26.83 | 21.17 | 3.04
2034 | 45 | 3.85 | 26.8 | 21.15 | 3.04
2034 | 46 | 4.91 | 26.77 | 21.12 | 3.04
2034 | 47 | 4.6 | 26.7 | 21.07 | 3.04
2034 | 48 | 4.7 | 26.63 | 21.03 | 3.04
2034 | 49 | 5.06 | 26.57 | 20.98 | 3.04
2034 | 50 | 5.62 | 26.5 | 20.93 | 3.04
2034 | 51 | 6.5 | 26.42 | 20.93 | 3.04
2034 | 52 | 5.75 | 26.32 | 20.97 | 3.04
2034 | 53 | 5.75 | 26.32 | 20.97 | 3.04
2035 | 1 | 9.12 | 27 | 21.66 | 3.1
2035 | 2 | 7.74 | 26.91 | 21.69 | 3.1
2035 | 3 | 7.61 | 26.8 | 21.68 | 3.1
2035 | 4 | 5.47 | 26.63 | 21.53 | 3.1
2035 | 5 | 5.97 | 26.46 | 21.38 | 3.1
2035 | 6 | 5.89 | 26.29 | 21.23 | 3.1
2035 | 7 | 4.49 | 26.11 | 21.08 | 3.1
2035 | 8 | 4.9 | 26.01 | 20.98 | 3.1
2035 | 9 | 4.94 | 25.9 | 20.89 | 3.1
2035 | 10 | 3.92 | 25.79 | 20.8 | 3.1
2035 | 11 | 4.42 | 25.68 | 20.71 | 3.1
2035 | 12 | 3.71 | 25.66 | 20.68 | 3.1
2035 | 13 | 3.5 | 25.63 | 20.65 | 3.1
2035 | 14 | 3.67 | 25.59 | 20.61 | 3.1
2035 | 15 | 3.53 | 25.56 | 20.58 | 3.1
2035 | 16 | 3.6 | 25.55 | 20.57 | 3.1
2035 | 17 | 3.61 | 25.56 | 20.58 | 3.1
2035 | 18 | 3.68 | 25.58 | 20.59 | 3.1
2035 | 19 | 3.74 | 25.59 | 20.6 | 3.1
2035 | 20 | 3.53 | 25.61 | 20.62 | 3.1
2035 | 21 | 3.65 | 25.7 | 20.68 | 3.1
2035 | 22 | 3.59 | 25.79 | 20.75 | 3.1
2035 | 23 | 3.75 | 25.88 | 20.81 | 3.1
2035 | 24 | 3.84 | 25.97 | 20.87 | 3.1
2035 | 25 | 3.87 | 26.06 | 20.95 | 3.1
2035 | 26 | 3.89 | 26.15 | 21.02 | 3.1
2035 | 27 | 4.18 | 26.24 | 21.09 | 3.1
2035 | 28 | 4.33 | 26.33 | 21.17 | 3.1
2035 | 29 | 4.41 | 26.43 | 21.24 | 3.1
2035 | 30 | 3.98 | 26.52 | 21.3 | 3.1
2035 | 31 | 3.94 | 26.62 | 21.36 | 3.1
2035 | 32 | 3.8 | 26.72 | 21.42 | 3.1
2035 | 33 | 4.04 | 26.82 | 21.48 | 3.1
2035 | 34 | 3.89 | 26.94 | 21.54 | 3.1
2035 | 35 | 3.61 | 27.06 | 21.59 | 3.1
2035 | 36 | 3.63 | 27.19 | 21.65 | 3.1
2035 | 37 | 3.65 | 27.31 | 21.7 | 3.1
2035 | 38 | 3.58 | 27.4 | 21.74 | 3.1
2035 | 39 | 3.38 | 27.47 | 21.78 | 3.1
2035 | 40 | 3.21 | 27.54 | 21.82 | 3.1
2035 | 41 | 3.32 | 27.62 | 21.86 | 3.1
2035 | 42 | 3.89 | 27.66 | 21.88 | 3.1
2035 | 43 | 4.14 | 27.63 | 21.86 | 3.1
2035 | 44 | 4.24 | 27.6 | 21.83 | 3.1
2035 | 45 | 3.94 | 27.57 | 21.81 | 3.1
2035 | 46 | 5.02 | 27.55 | 21.78 | 3.1
2035 | 47 | 4.7 | 27.47 | 21.73 | 3.1
2035 | 48 | 4.81 | 27.4 | 21.68 | 3.1
2035 | 49 | 5.17 | 27.33 | 21.64 | 3.1
2035 | 50 | 5.74 | 27.26 | 21.59 | 3.1
2035 | 51 | 6.65 | 27.18 | 21.59 | 3.1
2035 | 52 | 5.88 | 27.08 | 21.63 | 3.1
2035 | 53 | 5.88 | 27.08 | 21.63 | 3.1
2036 | 1 | 9.32 | 27.79 | 22.24 | 3.16
2036 | 2 | 7.91 | 27.7 | 22.28 | 3.16
2036 | 3 | 7.78 | 27.59 | 22.26 | 3.16
2036 | 4 | 5.59 | 27.41 | 22.1 | 3.16
2036 | 5 | 6.1 | 27.23 | 21.95 | 3.16
2036 | 6 | 6.02 | 27.05 | 21.8 | 3.16
2036 | 7 | 4.59 | 26.88 | 21.64 | 3.16
2036 | 8 | 5.01 | 26.77 | 21.55 | 3.16
2036 | 9 | 5.05 | 26.65 | 21.45 | 3.16
2036 | 10 | 4.01 | 26.54 | 21.36 | 3.16
2036 | 11 | 4.52 | 26.43 | 21.26 | 3.16
2036 | 12 | 3.79 | 26.41 | 21.24 | 3.16
2036 | 13 | 3.58 | 26.38 | 21.2 | 3.16
2036 | 14 | 3.76 | 26.34 | 21.17 | 3.16
2036 | 15 | 3.61 | 26.31 | 21.13 | 3.16
2036 | 16 | 3.68 | 26.3 | 21.12 | 3.16
2036 | 17 | 3.69 | 26.31 | 21.13 | 3.16
2036 | 18 | 3.76 | 26.32 | 21.14 | 3.16
2036 | 19 | 3.82 | 26.34 | 21.16 | 3.16
2036 | 20 | 3.61 | 26.36 | 21.17 | 3.16
2036 | 21 | 3.73 | 26.45 | 21.24 | 3.16
2036 | 22 | 3.67 | 26.54 | 21.3 | 3.16
2036 | 23 | 3.83 | 26.63 | 21.37 | 3.16
2036 | 24 | 3.93 | 26.73 | 21.44 | 3.16
2036 | 25 | 3.96 | 26.82 | 21.51 | 3.16
2036 | 26 | 3.97 | 26.91 | 21.58 | 3.16
2036 | 27 | 4.27 | 27.01 | 21.66 | 3.16
2036 | 28 | 4.42 | 27.1 | 21.74 | 3.16
2036 | 29 | 4.51 | 27.2 | 21.81 | 3.16
2036 | 30 | 4.06 | 27.3 | 21.87 | 3.16
2036 | 31 | 4.02 | 27.4 | 21.93 | 3.16
2036 | 32 | 3.89 | 27.5 | 22 | 3.16
2036 | 33 | 4.13 | 27.6 | 22.06 | 3.16
2036 | 34 | 3.98 | 27.73 | 22.12 | 3.16
2036 | 35 | 3.69 | 27.85 | 22.17 | 3.16
2036 | 36 | 3.71 | 27.98 | 22.23 | 3.16
2036 | 37 | 3.73 | 28.11 | 22.28 | 3.16
2036 | 38 | 3.66 | 28.2 | 22.33 | 3.16
2036 | 39 | 3.45 | 28.27 | 22.37 | 3.16
2036 | 40 | 3.28 | 28.35 | 22.41 | 3.16
2036 | 41 | 3.39 | 28.42 | 22.45 | 3.16
2036 | 42 | 3.97 | 28.47 | 22.47 | 3.16
2036 | 43 | 4.23 | 28.44 | 22.44 | 3.16
2036 | 44 | 4.33 | 28.41 | 22.42 | 3.16
2036 | 45 | 4.02 | 28.38 | 22.39 | 3.16
2036 | 46 | 5.13 | 28.35 | 22.37 | 3.16
2036 | 47 | 4.8 | 28.28 | 22.32 | 3.16
2036 | 48 | 4.91 | 28.2 | 22.27 | 3.16
2036 | 49 | 5.29 | 28.13 | 22.22 | 3.16
2036 | 50 | 5.87 | 28.05 | 22.17 | 3.16
2036 | 51 | 6.79 | 27.97 | 22.17 | 3.16
2036 | 52 | 6.01 | 27.87 | 22.21 | 3.16
2036 | 53 | 6.01 | 27.87 | 22.21 | 3.16
2037 | 1 | 9.47 | 28.76 | 22.82 | 3.22
2037 | 2 | 8.04 | 28.67 | 22.86 | 3.22
2037 | 3 | 7.9 | 28.56 | 22.84 | 3.22
2037 | 4 | 5.67 | 28.37 | 22.68 | 3.22
2037 | 5 | 6.2 | 28.19 | 22.52 | 3.22
2037 | 6 | 6.11 | 28 | 22.36 | 3.22
2037 | 7 | 4.66 | 27.82 | 22.21 | 3.22
2037 | 8 | 5.09 | 27.7 | 22.11 | 3.22
2037 | 9 | 5.13 | 27.59 | 22.01 | 3.22
2037 | 10 | 4.07 | 27.47 | 21.91 | 3.22
2037 | 11 | 4.59 | 27.36 | 21.82 | 3.22
2037 | 12 | 3.85 | 27.34 | 21.79 | 3.22
2037 | 13 | 3.63 | 27.3 | 21.76 | 3.22
2037 | 14 | 3.81 | 27.27 | 21.72 | 3.22
2037 | 15 | 3.66 | 27.23 | 21.68 | 3.22
2037 | 16 | 3.74 | 27.22 | 21.67 | 3.22
2037 | 17 | 3.74 | 27.23 | 21.68 | 3.22
2037 | 18 | 3.82 | 27.25 | 21.7 | 3.22
2037 | 19 | 3.88 | 27.26 | 21.71 | 3.22
2037 | 20 | 3.67 | 27.28 | 21.73 | 3.22
2037 | 21 | 3.78 | 27.38 | 21.79 | 3.22
2037 | 22 | 3.73 | 27.47 | 21.86 | 3.22
2037 | 23 | 3.89 | 27.57 | 21.93 | 3.22
2037 | 24 | 3.99 | 27.66 | 21.99 | 3.22
2037 | 25 | 4.02 | 27.76 | 22.07 | 3.22
2037 | 26 | 4.04 | 27.86 | 22.15 | 3.22
2037 | 27 | 4.34 | 27.95 | 22.22 | 3.22
2037 | 28 | 4.49 | 28.05 | 22.3 | 3.22
2037 | 29 | 4.58 | 28.15 | 22.37 | 3.22
2037 | 30 | 4.13 | 28.26 | 22.44 | 3.22
2037 | 31 | 4.09 | 28.36 | 22.5 | 3.22
2037 | 32 | 3.95 | 28.47 | 22.57 | 3.22
2037 | 33 | 4.19 | 28.57 | 22.63 | 3.22
2037 | 34 | 4.04 | 28.7 | 22.69 | 3.22
2037 | 35 | 3.75 | 28.83 | 22.75 | 3.22
2037 | 36 | 3.76 | 28.96 | 22.81 | 3.22
2037 | 37 | 3.79 | 29.09 | 22.86 | 3.22
2037 | 38 | 3.72 | 29.19 | 22.91 | 3.22
2037 | 39 | 3.51 | 29.26 | 22.95 | 3.22
2037 | 40 | 3.33 | 29.34 | 22.99 | 3.22
2037 | 41 | 3.44 | 29.42 | 23.03 | 3.22
2037 | 42 | 4.04 | 29.47 | 23.05 | 3.22
2037 | 43 | 4.3 | 29.44 | 23.03 | 3.22
2037 | 44 | 4.4 | 29.41 | 23 | 3.22
2037 | 45 | 4.09 | 29.38 | 22.97 | 3.22
2037 | 46 | 5.21 | 29.35 | 22.95 | 3.22
2037 | 47 | 4.88 | 29.27 | 22.9 | 3.22
2037 | 48 | 4.99 | 29.19 | 22.85 | 3.22
2037 | 49 | 5.37 | 29.12 | 22.8 | 3.22
2037 | 50 | 5.96 | 29.04 | 22.75 | 3.22
2037 | 51 | 6.9 | 28.95 | 22.74 | 3.22
2037 | 52 | 6.1 | 28.85 | 22.79 | 3.22
2037 | 53 | 6.1 | 28.85 | 22.79 | 3.22
2038 | 1 | 9.74 | 29.64 | 23.63 | 3.31
2038 | 2 | 8.27 | 29.54 | 23.66 | 3.31
2038 | 3 | 8.13 | 29.42 | 23.64 | 3.31
2038 | 4 | 5.84 | 29.23 | 23.48 | 3.31
2038 | 5 | 6.38 | 29.04 | 23.32 | 3.31
2038 | 6 | 6.29 | 28.85 | 23.15 | 3.31
2038 | 7 | 4.8 | 28.66 | 22.99 | 3.31
2038 | 8 | 5.23 | 28.55 | 22.89 | 3.31
2038 | 9 | 5.28 | 28.43 | 22.79 | 3.31
2038 | 10 | 4.19 | 28.31 | 22.69 | 3.31
2038 | 11 | 4.72 | 28.19 | 22.59 | 3.31
2038 | 12 | 3.96 | 28.17 | 22.56 | 3.31
2038 | 13 | 3.74 | 28.13 | 22.52 | 3.31
2038 | 14 | 3.92 | 28.09 | 22.49 | 3.31
2038 | 15 | 3.77 | 28.06 | 22.45 | 3.31
2038 | 16 | 3.85 | 28.05 | 22.44 | 3.31
2038 | 17 | 3.85 | 28.06 | 22.45 | 3.31
2038 | 18 | 3.93 | 28.07 | 22.46 | 3.31
2038 | 19 | 3.99 | 28.09 | 22.47 | 3.31
2038 | 20 | 3.78 | 28.11 | 22.49 | 3.31
2038 | 21 | 3.89 | 28.21 | 22.56 | 3.31
2038 | 22 | 3.84 | 28.31 | 22.63 | 3.31
2038 | 23 | 4 | 28.41 | 22.7 | 3.31
2038 | 24 | 4.1 | 28.51 | 22.77 | 3.31
2038 | 25 | 4.14 | 28.61 | 22.85 | 3.31
2038 | 26 | 4.15 | 28.7 | 22.93 | 3.31
2038 | 27 | 4.46 | 28.8 | 23.01 | 3.31
2038 | 28 | 4.62 | 28.9 | 23.09 | 3.31
2038 | 29 | 4.71 | 29.01 | 23.16 | 3.31
2038 | 30 | 4.25 | 29.12 | 23.23 | 3.31
2038 | 31 | 4.21 | 29.22 | 23.3 | 3.31
2038 | 32 | 4.06 | 29.33 | 23.37 | 3.31
2038 | 33 | 4.31 | 29.44 | 23.43 | 3.31
2038 | 34 | 4.16 | 29.57 | 23.49 | 3.31
2038 | 35 | 3.85 | 29.71 | 23.55 | 3.31
2038 | 36 | 3.87 | 29.84 | 23.61 | 3.31
2038 | 37 | 3.9 | 29.98 | 23.67 | 3.31
2038 | 38 | 3.83 | 30.07 | 23.72 | 3.31
2038 | 39 | 3.61 | 30.15 | 23.76 | 3.31
2038 | 40 | 3.43 | 30.23 | 23.8 | 3.31
2038 | 41 | 3.54 | 30.32 | 23.84 | 3.31
2038 | 42 | 4.15 | 30.36 | 23.87 | 3.31
2038 | 43 | 4.42 | 30.33 | 23.84 | 3.31
2038 | 44 | 4.53 | 30.3 | 23.81 | 3.31
2038 | 45 | 4.2 | 30.27 | 23.79 | 3.31
2038 | 46 | 5.36 | 30.24 | 23.76 | 3.31
2038 | 47 | 5.02 | 30.16 | 23.71 | 3.31
2038 | 48 | 5.13 | 30.08 | 23.65 | 3.31
2038 | 49 | 5.52 | 30 | 23.6 | 3.31
2038 | 50 | 6.13 | 29.92 | 23.55 | 3.31
2038 | 51 | 7.1 | 29.83 | 23.55 | 3.31
2038 | 52 | 6.28 | 29.73 | 23.59 | 3.31
2038 | 53 | 6.28 | 29.73 | 23.59 | 3.31
2039 | 1 | 9.94 | 30.29 | 24.09 | 3.36
2039 | 2 | 8.44 | 30.19 | 24.13 | 3.36
2039 | 3 | 8.29 | 30.07 | 24.1 | 3.36
2039 | 4 | 5.96 | 29.88 | 23.94 | 3.36
2039 | 5 | 6.5 | 29.68 | 23.77 | 3.36
2039 | 6 | 6.41 | 29.49 | 23.6 | 3.36
2039 | 7 | 4.9 | 29.3 | 23.44 | 3.36
2039 | 8 | 5.34 | 29.17 | 23.33 | 3.36
2039 | 9 | 5.39 | 29.05 | 23.23 | 3.36
2039 | 10 | 4.27 | 28.93 | 23.13 | 3.36
2039 | 11 | 4.81 | 28.81 | 23.03 | 3.36
2039 | 12 | 4.04 | 28.79 | 23 | 3.36
2039 | 13 | 3.81 | 28.75 | 22.96 | 3.36
2039 | 14 | 4 | 28.71 | 22.92 | 3.36
2039 | 15 | 3.85 | 28.68 | 22.88 | 3.36
2039 | 16 | 3.93 | 28.67 | 22.87 | 3.36
2039 | 17 | 3.93 | 28.68 | 22.89 | 3.36
2039 | 18 | 4.01 | 28.69 | 22.9 | 3.36
2039 | 19 | 4.08 | 28.71 | 22.91 | 3.36
2039 | 20 | 3.85 | 28.73 | 22.93 | 3.36
2039 | 21 | 3.97 | 28.83 | 23 | 3.36
2039 | 22 | 3.91 | 28.93 | 23.07 | 3.36
2039 | 23 | 4.08 | 29.03 | 23.14 | 3.36
2039 | 24 | 4.19 | 29.13 | 23.21 | 3.36
2039 | 25 | 4.22 | 29.23 | 23.29 | 3.36
2039 | 26 | 4.24 | 29.34 | 23.38 | 3.36
2039 | 27 | 4.56 | 29.44 | 23.46 | 3.36
2039 | 28 | 4.71 | 29.54 | 23.54 | 3.36
2039 | 29 | 4.81 | 29.65 | 23.62 | 3.36
2039 | 30 | 4.33 | 29.76 | 23.68 | 3.36
2039 | 31 | 4.29 | 29.87 | 23.75 | 3.36
2039 | 32 | 4.14 | 29.98 | 23.82 | 3.36
2039 | 33 | 4.4 | 30.09 | 23.89 | 3.36
2039 | 34 | 4.24 | 30.22 | 23.95 | 3.36
2039 | 35 | 3.93 | 30.36 | 24.01 | 3.36
2039 | 36 | 3.95 | 30.5 | 24.07 | 3.36
2039 | 37 | 3.98 | 30.64 | 24.13 | 3.36
2039 | 38 | 3.9 | 30.74 | 24.18 | 3.36
2039 | 39 | 3.68 | 30.82 | 24.22 | 3.36
2039 | 40 | 3.5 | 30.9 | 24.27 | 3.36
2039 | 41 | 3.61 | 30.98 | 24.31 | 3.36
2039 | 42 | 4.24 | 31.03 | 24.33 | 3.36
2039 | 43 | 4.51 | 31 | 24.3 | 3.36
2039 | 44 | 4.62 | 30.97 | 24.28 | 3.36
2039 | 45 | 4.29 | 30.94 | 24.25 | 3.36
2039 | 46 | 5.47 | 30.9 | 24.22 | 3.36
2039 | 47 | 5.12 | 30.82 | 24.17 | 3.36
2039 | 48 | 5.24 | 30.74 | 24.11 | 3.36
2039 | 49 | 5.64 | 30.66 | 24.06 | 3.36
2039 | 50 | 6.26 | 30.58 | 24.01 | 3.36
2039 | 51 | 7.24 | 30.49 | 24.01 | 3.36
2039 | 52 | 6.41 | 30.38 | 24.05 | 3.36
2039 | 53 | 6.41 | 30.38 | 24.05 | 3.36
2040 | 1 | 10.14 | 31.61 | 25.37 | 3.44
2040 | 2 | 8.61 | 31.51 | 25.41 | 3.44
2040 | 3 | 8.46 | 31.38 | 25.39 | 3.44
2040 | 4 | 6.08 | 31.18 | 25.21 | 3.44
2040 | 5 | 6.64 | 30.98 | 25.04 | 3.44
2040 | 6 | 6.55 | 30.78 | 24.86 | 3.44
2040 | 7 | 5 | 30.58 | 24.68 | 3.44
2040 | 8 | 5.45 | 30.45 | 24.58 | 3.44
2040 | 9 | 5.5 | 30.32 | 24.47 | 3.44
2040 | 10 | 4.36 | 30.2 | 24.36 | 3.44
2040 | 11 | 4.91 | 30.07 | 24.25 | 3.44
2040 | 12 | 4.13 | 30.05 | 24.23 | 3.44
2040 | 13 | 3.89 | 30.01 | 24.18 | 3.44
2040 | 14 | 4.09 | 29.97 | 24.14 | 3.44
2040 | 15 | 3.93 | 29.93 | 24.1 | 3.44
2040 | 16 | 4.01 | 29.92 | 24.09 | 3.44
2040 | 17 | 4.01 | 29.93 | 24.1 | 3.44
2040 | 18 | 4.09 | 29.95 | 24.12 | 3.44
2040 | 19 | 4.16 | 29.96 | 24.13 | 3.44
2040 | 20 | 3.93 | 29.99 | 24.15 | 3.44
2040 | 21 | 4.06 | 30.09 | 24.23 | 3.44
2040 | 22 | 3.99 | 30.2 | 24.3 | 3.44
2040 | 23 | 4.17 | 30.3 | 24.37 | 3.44
2040 | 24 | 4.27 | 30.41 | 24.45 | 3.44
2040 | 25 | 4.31 | 30.51 | 24.53 | 3.44
2040 | 26 | 4.33 | 30.62 | 24.62 | 3.44
2040 | 27 | 4.65 | 30.72 | 24.71 | 3.44
2040 | 28 | 4.81 | 30.83 | 24.79 | 3.44
2040 | 29 | 4.91 | 30.94 | 24.87 | 3.44
2040 | 30 | 4.42 | 31.06 | 24.94 | 3.44
2040 | 31 | 4.38 | 31.17 | 25.02 | 3.44
2040 | 32 | 4.23 | 31.29 | 25.09 | 3.44
2040 | 33 | 4.49 | 31.4 | 25.16 | 3.44
2040 | 34 | 4.33 | 31.55 | 25.23 | 3.44
2040 | 35 | 4.01 | 31.69 | 25.29 | 3.44
2040 | 36 | 4.03 | 31.83 | 25.35 | 3.44
2040 | 37 | 4.06 | 31.98 | 25.42 | 3.44
2040 | 38 | 3.98 | 32.08 | 25.47 | 3.44
2040 | 39 | 3.76 | 32.16 | 25.51 | 3.44
2040 | 40 | 3.57 | 32.25 | 25.56 | 3.44
2040 | 41 | 3.69 | 32.34 | 25.6 | 3.44
2040 | 42 | 4.32 | 32.39 | 25.63 | 3.44
2040 | 43 | 4.61 | 32.35 | 25.6 | 3.44
2040 | 44 | 4.72 | 32.32 | 25.57 | 3.44
2040 | 45 | 4.38 | 32.29 | 25.54 | 3.44
2040 | 46 | 5.59 | 32.25 | 25.51 | 3.44
2040 | 47 | 5.23 | 32.17 | 25.45 | 3.44
2040 | 48 | 5.35 | 32.08 | 25.4 | 3.44
2040 | 49 | 5.75 | 32 | 25.34 | 3.44
2040 | 50 | 6.39 | 31.92 | 25.28 | 3.44
2040 | 51 | 7.39 | 31.82 | 25.28 | 3.44
2040 | 52 | 6.54 | 31.71 | 25.33 | 3.44
2040 | 53 | 6.54 | 31.71 | 25.33 | 3.44

## Appendix E- PJMW Fuel Prices
Year | Week | Natural Gas | Fuel Oil #2 | Coal
2021 | 1 | 3.89 | 16.32 | 1.79
2021 | 2 | 3.19 | 16.27 | 1.79
2021 | 3 | 3.65 | 16.2 | 1.79
2021 | 4 | 3.25 | 16.1 | 1.79
2021 | 5 | 3.27 | 16 | 1.79
2021 | 6 | 3.18 | 15.89 | 1.79
2021 | 7 | 2.93 | 15.79 | 1.79
2021 | 8 | 3 | 15.72 | 1.79
2021 | 9 | 3.01 | 15.66 | 1.79
2021 | 10 | 2.94 | 15.59 | 1.79
2021 | 11 | 2.88 | 15.53 | 1.79
2021 | 12 | 2.58 | 15.51 | 1.79
2021 | 13 | 2.68 | 15.49 | 1.79
2021 | 14 | 2.7 | 15.47 | 1.79
2021 | 15 | 2.77 | 15.45 | 1.79
2021 | 16 | 2.7 | 15.45 | 1.79
2021 | 17 | 2.68 | 15.45 | 1.79
2021 | 18 | 2.73 | 15.46 | 1.79
2021 | 19 | 2.81 | 15.47 | 1.79
2021 | 20 | 2.81 | 15.48 | 1.79
2021 | 21 | 2.85 | 15.54 | 1.79
2021 | 22 | 2.86 | 15.59 | 1.79
2021 | 23 | 2.97 | 15.65 | 1.79
2021 | 24 | 2.9 | 15.7 | 1.79
2021 | 25 | 2.92 | 15.75 | 1.79
2021 | 26 | 2.97 | 15.81 | 1.79
2021 | 27 | 3.06 | 15.86 | 1.79
2021 | 28 | 3.17 | 15.92 | 1.79
2021 | 29 | 3.14 | 15.98 | 1.79
2021 | 30 | 3.05 | 16.04 | 1.79
2021 | 31 | 2.85 | 16.09 | 1.79
2021 | 32 | 2.92 | 16.15 | 1.79
2021 | 33 | 3.06 | 16.21 | 1.79
2021 | 34 | 2.98 | 16.29 | 1.79
2021 | 35 | 2.93 | 16.36 | 1.79
2021 | 36 | 2.79 | 16.44 | 1.79
2021 | 37 | 2.96 | 16.51 | 1.79
2021 | 38 | 2.88 | 16.56 | 1.79
2021 | 39 | 2.7 | 16.61 | 1.79
2021 | 40 | 2.49 | 16.65 | 1.79
2021 | 41 | 2.78 | 16.7 | 1.79
2021 | 42 | 2.96 | 16.72 | 1.79
2021 | 43 | 3.1 | 16.71 | 1.79
2021 | 44 | 3.03 | 16.69 | 1.79
2021 | 45 | 2.79 | 16.67 | 1.79
2021 | 46 | 3.01 | 16.65 | 1.79
2021 | 47 | 3.17 | 16.61 | 1.79
2021 | 48 | 3.31 | 16.57 | 1.79
2021 | 49 | 3.74 | 16.52 | 1.79
2021 | 50 | 3.6 | 16.48 | 1.79
2021 | 51 | 3.59 | 16.43 | 1.79
2021 | 52 | 3.53 | 16.37 | 1.79
2021 | 53 | 3.53 | 16.37 | 1.79
2022 | 1 | 3.23 | 16.14 | 1.76
2022 | 2 | 2.65 | 16.08 | 1.76
2022 | 3 | 3.03 | 16.02 | 1.76
2022 | 4 | 2.7 | 15.92 | 1.76
2022 | 5 | 2.72 | 15.81 | 1.76
2022 | 6 | 2.65 | 15.71 | 1.76
2022 | 7 | 2.44 | 15.61 | 1.76
2022 | 8 | 2.49 | 15.54 | 1.76
2022 | 9 | 2.5 | 15.48 | 1.76
2022 | 10 | 2.44 | 15.41 | 1.76
2022 | 11 | 2.39 | 15.35 | 1.76
2022 | 12 | 2.15 | 15.34 | 1.76
2022 | 13 | 2.23 | 15.32 | 1.76
2022 | 14 | 2.24 | 15.3 | 1.76
2022 | 15 | 2.3 | 15.28 | 1.76
2022 | 16 | 2.24 | 15.27 | 1.76
2022 | 17 | 2.23 | 15.28 | 1.76
2022 | 18 | 2.26 | 15.29 | 1.76
2022 | 19 | 2.33 | 15.29 | 1.76
2022 | 20 | 2.33 | 15.31 | 1.76
2022 | 21 | 2.37 | 15.36 | 1.76
2022 | 22 | 2.38 | 15.41 | 1.76
2022 | 23 | 2.46 | 15.47 | 1.76
2022 | 24 | 2.41 | 15.52 | 1.76
2022 | 25 | 2.43 | 15.57 | 1.76
2022 | 26 | 2.47 | 15.63 | 1.76
2022 | 27 | 2.54 | 15.68 | 1.76
2022 | 28 | 2.63 | 15.74 | 1.76
2022 | 29 | 2.61 | 15.79 | 1.76
2022 | 30 | 2.54 | 15.85 | 1.76
2022 | 31 | 2.37 | 15.91 | 1.76
2022 | 32 | 2.42 | 15.97 | 1.76
2022 | 33 | 2.54 | 16.03 | 1.76
2022 | 34 | 2.47 | 16.1 | 1.76
2022 | 35 | 2.43 | 16.17 | 1.76
2022 | 36 | 2.32 | 16.25 | 1.76
2022 | 37 | 2.46 | 16.32 | 1.76
2022 | 38 | 2.39 | 16.37 | 1.76
2022 | 39 | 2.24 | 16.42 | 1.76
2022 | 40 | 2.07 | 16.46 | 1.76
2022 | 41 | 2.31 | 16.51 | 1.76
2022 | 42 | 2.46 | 16.53 | 1.76
2022 | 43 | 2.58 | 16.51 | 1.76
2022 | 44 | 2.52 | 16.5 | 1.76
2022 | 45 | 2.32 | 16.48 | 1.76
2022 | 46 | 2.5 | 16.46 | 1.76
2022 | 47 | 2.64 | 16.42 | 1.76
2022 | 48 | 2.75 | 16.38 | 1.76
2022 | 49 | 3.11 | 16.33 | 1.76
2022 | 50 | 2.99 | 16.29 | 1.76
2022 | 51 | 2.99 | 16.24 | 1.76
2022 | 52 | 2.93 | 16.19 | 1.76
2022 | 53 | 2.93 | 16.19 | 1.76
2023 | 1 | 3.7 | 20.8 | 1.92
2023 | 2 | 3.04 | 20.73 | 1.92
2023 | 3 | 3.47 | 20.65 | 1.92
2023 | 4 | 3.09 | 20.52 | 1.92
2023 | 5 | 3.11 | 20.38 | 1.92
2023 | 6 | 3.03 | 20.25 | 1.92
2023 | 7 | 2.79 | 20.12 | 1.92
2023 | 8 | 2.86 | 20.03 | 1.92
2023 | 9 | 2.87 | 19.95 | 1.92
2023 | 10 | 2.8 | 19.87 | 1.92
2023 | 11 | 2.74 | 19.79 | 1.92
2023 | 12 | 2.46 | 19.77 | 1.92
2023 | 13 | 2.55 | 19.74 | 1.92
2023 | 14 | 2.57 | 19.72 | 1.92
2023 | 15 | 2.64 | 19.69 | 1.92
2023 | 16 | 2.57 | 19.69 | 1.92
2023 | 17 | 2.56 | 19.69 | 1.92
2023 | 18 | 2.59 | 19.7 | 1.92
2023 | 19 | 2.67 | 19.71 | 1.92
2023 | 20 | 2.67 | 19.73 | 1.92
2023 | 21 | 2.72 | 19.8 | 1.92
2023 | 22 | 2.73 | 19.87 | 1.92
2023 | 23 | 2.82 | 19.94 | 1.92
2023 | 24 | 2.76 | 20.01 | 1.92
2023 | 25 | 2.78 | 20.08 | 1.92
2023 | 26 | 2.83 | 20.15 | 1.92
2023 | 27 | 2.91 | 20.22 | 1.92
2023 | 28 | 3.02 | 20.29 | 1.92
2023 | 29 | 2.99 | 20.36 | 1.92
2023 | 30 | 2.91 | 20.43 | 1.92
2023 | 31 | 2.71 | 20.51 | 1.92
2023 | 32 | 2.78 | 20.59 | 1.92
2023 | 33 | 2.91 | 20.66 | 1.92
2023 | 34 | 2.83 | 20.76 | 1.92
2023 | 35 | 2.79 | 20.85 | 1.92
2023 | 36 | 2.66 | 20.94 | 1.92
2023 | 37 | 2.82 | 21.04 | 1.92
2023 | 38 | 2.74 | 21.11 | 1.92
2023 | 39 | 2.57 | 21.16 | 1.92
2023 | 40 | 2.37 | 21.22 | 1.92
2023 | 41 | 2.65 | 21.28 | 1.92
2023 | 42 | 2.82 | 21.31 | 1.92
2023 | 43 | 2.95 | 21.29 | 1.92
2023 | 44 | 2.88 | 21.27 | 1.92
2023 | 45 | 2.65 | 21.24 | 1.92
2023 | 46 | 2.87 | 21.22 | 1.92
2023 | 47 | 3.02 | 21.17 | 1.92
2023 | 48 | 3.15 | 21.11 | 1.92
2023 | 49 | 3.56 | 21.06 | 1.92
2023 | 50 | 3.43 | 21 | 1.92
2023 | 51 | 3.42 | 20.94 | 1.92
2023 | 52 | 3.36 | 20.86 | 1.92
2023 | 53 | 3.36 | 20.86 | 1.92
2024 | 1 | 3.52 | 21.21 | 1.93
2024 | 2 | 2.89 | 21.15 | 1.93
2024 | 3 | 3.3 | 21.06 | 1.93
2024 | 4 | 2.94 | 20.92 | 1.93
2024 | 5 | 2.96 | 20.79 | 1.93
2024 | 6 | 2.88 | 20.65 | 1.93
2024 | 7 | 2.65 | 20.52 | 1.93
2024 | 8 | 2.71 | 20.43 | 1.93
2024 | 9 | 2.72 | 20.35 | 1.93
2024 | 10 | 2.66 | 20.26 | 1.93
2024 | 11 | 2.6 | 20.18 | 1.93
2024 | 12 | 2.33 | 20.16 | 1.93
2024 | 13 | 2.42 | 20.14 | 1.93
2024 | 14 | 2.44 | 20.11 | 1.93
2024 | 15 | 2.5 | 20.08 | 1.93
2024 | 16 | 2.44 | 20.08 | 1.93
2024 | 17 | 2.43 | 20.08 | 1.93
2024 | 18 | 2.46 | 20.09 | 1.93
2024 | 19 | 2.54 | 20.1 | 1.93
2024 | 20 | 2.54 | 20.12 | 1.93
2024 | 21 | 2.58 | 20.19 | 1.93
2024 | 22 | 2.59 | 20.26 | 1.93
2024 | 23 | 2.68 | 20.33 | 1.93
2024 | 24 | 2.62 | 20.4 | 1.93
2024 | 25 | 2.64 | 20.47 | 1.93
2024 | 26 | 2.69 | 20.54 | 1.93
2024 | 27 | 2.76 | 20.62 | 1.93
2024 | 28 | 2.86 | 20.69 | 1.93
2024 | 29 | 2.83 | 20.76 | 1.93
2024 | 30 | 2.76 | 20.84 | 1.93
2024 | 31 | 2.57 | 20.92 | 1.93
2024 | 32 | 2.64 | 20.99 | 1.93
2024 | 33 | 2.76 | 21.07 | 1.93
2024 | 34 | 2.69 | 21.17 | 1.93
2024 | 35 | 2.65 | 21.26 | 1.93
2024 | 36 | 2.52 | 21.36 | 1.93
2024 | 37 | 2.68 | 21.46 | 1.93
2024 | 38 | 2.6 | 21.52 | 1.93
2024 | 39 | 2.44 | 21.58 | 1.93
2024 | 40 | 2.25 | 21.64 | 1.93
2024 | 41 | 2.52 | 21.7 | 1.93
2024 | 42 | 2.68 | 21.73 | 1.93
2024 | 43 | 2.8 | 21.71 | 1.93
2024 | 44 | 2.74 | 21.69 | 1.93
2024 | 45 | 2.52 | 21.66 | 1.93
2024 | 46 | 2.72 | 21.64 | 1.93
2024 | 47 | 2.87 | 21.59 | 1.93
2024 | 48 | 2.99 | 21.53 | 1.93
2024 | 49 | 3.38 | 21.47 | 1.93
2024 | 50 | 3.26 | 21.42 | 1.93
2024 | 51 | 3.25 | 21.35 | 1.93
2024 | 52 | 3.19 | 21.28 | 1.93
2024 | 53 | 3.19 | 21.28 | 1.93
2025 | 1 | 3.69 | 21.49 | 1.93
2025 | 2 | 3.03 | 21.42 | 1.93
2025 | 3 | 3.46 | 21.33 | 1.93
2025 | 4 | 3.08 | 21.19 | 1.93
2025 | 5 | 3.1 | 21.06 | 1.93
2025 | 6 | 3.02 | 20.92 | 1.93
2025 | 7 | 2.78 | 20.78 | 1.93
2025 | 8 | 2.85 | 20.7 | 1.93
2025 | 9 | 2.86 | 20.61 | 1.93
2025 | 10 | 2.79 | 20.52 | 1.93
2025 | 11 | 2.73 | 20.44 | 1.93
2025 | 12 | 2.45 | 20.42 | 1.93
2025 | 13 | 2.54 | 20.39 | 1.93
2025 | 14 | 2.56 | 20.37 | 1.93
2025 | 15 | 2.63 | 20.34 | 1.93
2025 | 16 | 2.56 | 20.33 | 1.93
2025 | 17 | 2.55 | 20.34 | 1.93
2025 | 18 | 2.59 | 20.35 | 1.93
2025 | 19 | 2.67 | 20.36 | 1.93
2025 | 20 | 2.66 | 20.38 | 1.93
2025 | 21 | 2.71 | 20.45 | 1.93
2025 | 22 | 2.72 | 20.52 | 1.93
2025 | 23 | 2.81 | 20.59 | 1.93
2025 | 24 | 2.75 | 20.67 | 1.93
2025 | 25 | 2.77 | 20.74 | 1.93
2025 | 26 | 2.82 | 20.81 | 1.93
2025 | 27 | 2.9 | 20.88 | 1.93
2025 | 28 | 3.01 | 20.95 | 1.93
2025 | 29 | 2.97 | 21.03 | 1.93
2025 | 30 | 2.9 | 21.11 | 1.93
2025 | 31 | 2.7 | 21.19 | 1.93
2025 | 32 | 2.77 | 21.26 | 1.93
2025 | 33 | 2.9 | 21.34 | 1.93
2025 | 34 | 2.82 | 21.44 | 1.93
2025 | 35 | 2.78 | 21.54 | 1.93
2025 | 36 | 2.65 | 21.63 | 1.93
2025 | 37 | 2.81 | 21.73 | 1.93
2025 | 38 | 2.73 | 21.8 | 1.93
2025 | 39 | 2.56 | 21.86 | 1.93
2025 | 40 | 2.37 | 21.92 | 1.93
2025 | 41 | 2.64 | 21.98 | 1.93
2025 | 42 | 2.81 | 22.01 | 1.93
2025 | 43 | 2.94 | 21.99 | 1.93
2025 | 44 | 2.87 | 21.97 | 1.93
2025 | 45 | 2.65 | 21.94 | 1.93
2025 | 46 | 2.86 | 21.92 | 1.93
2025 | 47 | 3.01 | 21.86 | 1.93
2025 | 48 | 3.14 | 21.81 | 1.93
2025 | 49 | 3.55 | 21.75 | 1.93
2025 | 50 | 3.42 | 21.69 | 1.93
2025 | 51 | 3.41 | 21.63 | 1.93
2025 | 52 | 3.35 | 21.55 | 1.93
2025 | 53 | 3.35 | 21.55 | 1.93
2026 | 1 | 3.88 | 21.52 | 1.96
2026 | 2 | 3.18 | 21.45 | 1.96
2026 | 3 | 3.64 | 21.36 | 1.96
2026 | 4 | 3.24 | 21.23 | 1.96
2026 | 5 | 3.26 | 21.09 | 1.96
2026 | 6 | 3.18 | 20.95 | 1.96
2026 | 7 | 2.92 | 20.81 | 1.96
2026 | 8 | 2.99 | 20.73 | 1.96
2026 | 9 | 3.01 | 20.64 | 1.96
2026 | 10 | 2.93 | 20.55 | 1.96
2026 | 11 | 2.87 | 20.47 | 1.96
2026 | 12 | 2.58 | 20.45 | 1.96
2026 | 13 | 2.68 | 20.43 | 1.96
2026 | 14 | 2.69 | 20.4 | 1.96
2026 | 15 | 2.76 | 20.37 | 1.96
2026 | 16 | 2.69 | 20.37 | 1.96
2026 | 17 | 2.68 | 20.37 | 1.96
2026 | 18 | 2.72 | 20.38 | 1.96
2026 | 19 | 2.8 | 20.39 | 1.96
2026 | 20 | 2.8 | 20.41 | 1.96
2026 | 21 | 2.85 | 20.48 | 1.96
2026 | 22 | 2.86 | 20.55 | 1.96
2026 | 23 | 2.96 | 20.63 | 1.96
2026 | 24 | 2.9 | 20.7 | 1.96
2026 | 25 | 2.91 | 20.77 | 1.96
2026 | 26 | 2.97 | 20.84 | 1.96
2026 | 27 | 3.05 | 20.91 | 1.96
2026 | 28 | 3.16 | 20.99 | 1.96
2026 | 29 | 3.13 | 21.06 | 1.96
2026 | 30 | 3.05 | 21.14 | 1.96
2026 | 31 | 2.84 | 21.22 | 1.96
2026 | 32 | 2.91 | 21.3 | 1.96
2026 | 33 | 3.05 | 21.38 | 1.96
2026 | 34 | 2.97 | 21.47 | 1.96
2026 | 35 | 2.92 | 21.57 | 1.96
2026 | 36 | 2.79 | 21.67 | 1.96
2026 | 37 | 2.96 | 21.77 | 1.96
2026 | 38 | 2.87 | 21.84 | 1.96
2026 | 39 | 2.69 | 21.89 | 1.96
2026 | 40 | 2.49 | 21.95 | 1.96
2026 | 41 | 2.78 | 22.01 | 1.96
2026 | 42 | 2.95 | 22.05 | 1.96
2026 | 43 | 3.1 | 22.02 | 1.96
2026 | 44 | 3.02 | 22 | 1.96
2026 | 45 | 2.78 | 21.98 | 1.96
2026 | 46 | 3.01 | 21.95 | 1.96
2026 | 47 | 3.17 | 21.9 | 1.96
2026 | 48 | 3.3 | 21.84 | 1.96
2026 | 49 | 3.73 | 21.78 | 1.96
2026 | 50 | 3.59 | 21.73 | 1.96
2026 | 51 | 3.58 | 21.66 | 1.96
2026 | 52 | 3.52 | 21.59 | 1.96
2026 | 53 | 3.52 | 21.59 | 1.96
2027 | 1 | 4.03 | 22.45 | 2
2027 | 2 | 3.31 | 22.38 | 2
2027 | 3 | 3.78 | 22.29 | 2
2027 | 4 | 3.37 | 22.15 | 2
2027 | 5 | 3.39 | 22 | 2
2027 | 6 | 3.3 | 21.86 | 2
2027 | 7 | 3.04 | 21.72 | 2
2027 | 8 | 3.11 | 21.63 | 2
2027 | 9 | 3.12 | 21.54 | 2
2027 | 10 | 3.05 | 21.45 | 2
2027 | 11 | 2.98 | 21.36 | 2
2027 | 12 | 2.68 | 21.34 | 2
2027 | 13 | 2.78 | 21.31 | 2
2027 | 14 | 2.79 | 21.29 | 2
2027 | 15 | 2.87 | 21.26 | 2
2027 | 16 | 2.8 | 21.25 | 2
2027 | 17 | 2.78 | 21.26 | 2
2027 | 18 | 2.83 | 21.27 | 2
2027 | 19 | 2.91 | 21.28 | 2
2027 | 20 | 2.91 | 21.3 | 2
2027 | 21 | 2.96 | 21.37 | 2
2027 | 22 | 2.97 | 21.45 | 2
2027 | 23 | 3.08 | 21.52 | 2
2027 | 24 | 3.01 | 21.6 | 2
2027 | 25 | 3.03 | 21.67 | 2
2027 | 26 | 3.08 | 21.75 | 2
2027 | 27 | 3.17 | 21.82 | 2
2027 | 28 | 3.28 | 21.9 | 2
2027 | 29 | 3.25 | 21.98 | 2
2027 | 30 | 3.17 | 22.06 | 2
2027 | 31 | 2.95 | 22.14 | 2
2027 | 32 | 3.02 | 22.22 | 2
2027 | 33 | 3.17 | 22.3 | 2
2027 | 34 | 3.09 | 22.41 | 2
2027 | 35 | 3.04 | 22.51 | 2
2027 | 36 | 2.9 | 22.61 | 2
2027 | 37 | 3.07 | 22.71 | 2
2027 | 38 | 2.98 | 22.78 | 2
2027 | 39 | 2.8 | 22.85 | 2
2027 | 40 | 2.59 | 22.91 | 2
2027 | 41 | 2.89 | 22.97 | 2
2027 | 42 | 3.07 | 23 | 2
2027 | 43 | 3.22 | 22.98 | 2
2027 | 44 | 3.14 | 22.96 | 2
2027 | 45 | 2.89 | 22.93 | 2
2027 | 46 | 3.12 | 22.91 | 2
2027 | 47 | 3.29 | 22.85 | 2
2027 | 48 | 3.43 | 22.79 | 2
2027 | 49 | 3.88 | 22.73 | 2
2027 | 50 | 3.73 | 22.67 | 2
2027 | 51 | 3.72 | 22.6 | 2
2027 | 52 | 3.66 | 22.52 | 2
2027 | 53 | 3.66 | 22.52 | 2
2028 | 1 | 4.27 | 23.59 | 2.03
2028 | 2 | 3.51 | 23.52 | 2.03
2028 | 3 | 4.01 | 23.42 | 2.03
2028 | 4 | 3.57 | 23.27 | 2.03
2028 | 5 | 3.59 | 23.12 | 2.03
2028 | 6 | 3.5 | 22.97 | 2.03
2028 | 7 | 3.22 | 22.82 | 2.03
2028 | 8 | 3.3 | 22.73 | 2.03
2028 | 9 | 3.31 | 22.63 | 2.03
2028 | 10 | 3.23 | 22.54 | 2.03
2028 | 11 | 3.16 | 22.44 | 2.03
2028 | 12 | 2.84 | 22.43 | 2.03
2028 | 13 | 2.95 | 22.4 | 2.03
2028 | 14 | 2.96 | 22.37 | 2.03
2028 | 15 | 3.05 | 22.34 | 2.03
2028 | 16 | 2.97 | 22.33 | 2.03
2028 | 17 | 2.95 | 22.34 | 2.03
2028 | 18 | 3 | 22.35 | 2.03
2028 | 19 | 3.09 | 22.36 | 2.03
2028 | 20 | 3.09 | 22.38 | 2.03
2028 | 21 | 3.14 | 22.46 | 2.03
2028 | 22 | 3.15 | 22.54 | 2.03
2028 | 23 | 3.26 | 22.62 | 2.03
2028 | 24 | 3.19 | 22.69 | 2.03
2028 | 25 | 3.21 | 22.77 | 2.03
2028 | 26 | 3.27 | 22.85 | 2.03
2028 | 27 | 3.36 | 22.93 | 2.03
2028 | 28 | 3.48 | 23.01 | 2.03
2028 | 29 | 3.45 | 23.09 | 2.03
2028 | 30 | 3.36 | 23.18 | 2.03
2028 | 31 | 3.13 | 23.27 | 2.03
2028 | 32 | 3.21 | 23.35 | 2.03
2028 | 33 | 3.36 | 23.44 | 2.03
2028 | 34 | 3.27 | 23.54 | 2.03
2028 | 35 | 3.22 | 23.65 | 2.03
2028 | 36 | 3.07 | 23.76 | 2.03
2028 | 37 | 3.26 | 23.87 | 2.03
2028 | 38 | 3.16 | 23.94 | 2.03
2028 | 39 | 2.97 | 24.01 | 2.03
2028 | 40 | 2.74 | 24.07 | 2.03
2028 | 41 | 3.06 | 24.14 | 2.03
2028 | 42 | 3.25 | 24.17 | 2.03
2028 | 43 | 3.41 | 24.15 | 2.03
2028 | 44 | 3.33 | 24.12 | 2.03
2028 | 45 | 3.07 | 24.1 | 2.03
2028 | 46 | 3.31 | 24.07 | 2.03
2028 | 47 | 3.49 | 24.01 | 2.03
2028 | 48 | 3.64 | 23.95 | 2.03
2028 | 49 | 4.11 | 23.88 | 2.03
2028 | 50 | 3.96 | 23.82 | 2.03
2028 | 51 | 3.95 | 23.75 | 2.03
2028 | 52 | 3.88 | 23.67 | 2.03
2028 | 53 | 3.88 | 23.67 | 2.03
2029 | 1 | 4.52 | 24.48 | 2.08
2029 | 2 | 3.71 | 24.4 | 2.08
2029 | 3 | 4.24 | 24.3 | 2.08
2029 | 4 | 3.78 | 24.14 | 2.08
2029 | 5 | 3.8 | 23.99 | 2.08
2029 | 6 | 3.7 | 23.83 | 2.08
2029 | 7 | 3.41 | 23.67 | 2.08
2029 | 8 | 3.49 | 23.58 | 2.08
2029 | 9 | 3.5 | 23.48 | 2.08
2029 | 10 | 3.42 | 23.38 | 2.08
2029 | 11 | 3.34 | 23.28 | 2.08
2029 | 12 | 3 | 23.26 | 2.08
2029 | 13 | 3.12 | 23.23 | 2.08
2029 | 14 | 3.13 | 23.2 | 2.08
2029 | 15 | 3.22 | 23.17 | 2.08
2029 | 16 | 3.13 | 23.16 | 2.08
2029 | 17 | 3.12 | 23.17 | 2.08
2029 | 18 | 3.17 | 23.19 | 2.08
2029 | 19 | 3.26 | 23.2 | 2.08
2029 | 20 | 3.26 | 23.22 | 2.08
2029 | 21 | 3.32 | 23.3 | 2.08
2029 | 22 | 3.33 | 23.38 | 2.08
2029 | 23 | 3.45 | 23.46 | 2.08
2029 | 24 | 3.37 | 23.54 | 2.08
2029 | 25 | 3.39 | 23.62 | 2.08
2029 | 26 | 3.45 | 23.71 | 2.08
2029 | 27 | 3.55 | 23.79 | 2.08
2029 | 28 | 3.68 | 23.87 | 2.08
2029 | 29 | 3.64 | 23.96 | 2.08
2029 | 30 | 3.55 | 24.05 | 2.08
2029 | 31 | 3.31 | 24.13 | 2.08
2029 | 32 | 3.39 | 24.22 | 2.08
2029 | 33 | 3.55 | 24.31 | 2.08
2029 | 34 | 3.46 | 24.42 | 2.08
2029 | 35 | 3.4 | 24.53 | 2.08
2029 | 36 | 3.24 | 24.65 | 2.08
2029 | 37 | 3.44 | 24.76 | 2.08
2029 | 38 | 3.34 | 24.84 | 2.08
2029 | 39 | 3.13 | 24.9 | 2.08
2029 | 40 | 2.9 | 24.97 | 2.08
2029 | 41 | 3.23 | 25.04 | 2.08
2029 | 42 | 3.44 | 25.08 | 2.08
2029 | 43 | 3.61 | 25.05 | 2.08
2029 | 44 | 3.52 | 25.02 | 2.08
2029 | 45 | 3.24 | 25 | 2.08
2029 | 46 | 3.5 | 24.97 | 2.08
2029 | 47 | 3.69 | 24.91 | 2.08
2029 | 48 | 3.84 | 24.84 | 2.08
2029 | 49 | 4.35 | 24.78 | 2.08
2029 | 50 | 4.19 | 24.71 | 2.08
2029 | 51 | 4.17 | 24.64 | 2.08
2029 | 52 | 4.1 | 24.55 | 2.08
2029 | 53 | 4.1 | 24.55 | 2.08
2030 | 1 | 4.67 | 25.61 | 2.12
2030 | 2 | 3.83 | 25.53 | 2.12
2030 | 3 | 4.38 | 25.43 | 2.12
2030 | 4 | 3.9 | 25.27 | 2.12
2030 | 5 | 3.92 | 25.1 | 2.12
2030 | 6 | 3.82 | 24.94 | 2.12
2030 | 7 | 3.52 | 24.77 | 2.12
2030 | 8 | 3.6 | 24.67 | 2.12
2030 | 9 | 3.62 | 24.57 | 2.12
2030 | 10 | 3.53 | 24.47 | 2.12
2030 | 11 | 3.45 | 24.37 | 2.12
2030 | 12 | 3.1 | 24.35 | 2.12
2030 | 13 | 3.22 | 24.31 | 2.12
2030 | 14 | 3.23 | 24.28 | 2.12
2030 | 15 | 3.32 | 24.25 | 2.12
2030 | 16 | 3.24 | 24.24 | 2.12
2030 | 17 | 3.22 | 24.25 | 2.12
2030 | 18 | 3.27 | 24.26 | 2.12
2030 | 19 | 3.37 | 24.28 | 2.12
2030 | 20 | 3.37 | 24.3 | 2.12
2030 | 21 | 3.42 | 24.38 | 2.12
2030 | 22 | 3.43 | 24.47 | 2.12
2030 | 23 | 3.56 | 24.55 | 2.12
2030 | 24 | 3.48 | 24.64 | 2.12
2030 | 25 | 3.51 | 24.72 | 2.12
2030 | 26 | 3.57 | 24.81 | 2.12
2030 | 27 | 3.67 | 24.9 | 2.12
2030 | 28 | 3.8 | 24.98 | 2.12
2030 | 29 | 3.76 | 25.07 | 2.12
2030 | 30 | 3.66 | 25.16 | 2.12
2030 | 31 | 3.42 | 25.26 | 2.12
2030 | 32 | 3.5 | 25.35 | 2.12
2030 | 33 | 3.67 | 25.44 | 2.12
2030 | 34 | 3.57 | 25.56 | 2.12
2030 | 35 | 3.51 | 25.68 | 2.12
2030 | 36 | 3.35 | 25.79 | 2.12
2030 | 37 | 3.56 | 25.91 | 2.12
2030 | 38 | 3.45 | 25.99 | 2.12
2030 | 39 | 3.24 | 26.06 | 2.12
2030 | 40 | 2.99 | 26.13 | 2.12
2030 | 41 | 3.34 | 26.2 | 2.12
2030 | 42 | 3.55 | 26.24 | 2.12
2030 | 43 | 3.72 | 26.22 | 2.12
2030 | 44 | 3.63 | 26.19 | 2.12
2030 | 45 | 3.35 | 26.16 | 2.12
2030 | 46 | 3.61 | 26.13 | 2.12
2030 | 47 | 3.81 | 26.06 | 2.12
2030 | 48 | 3.97 | 26 | 2.12
2030 | 49 | 4.49 | 25.93 | 2.12
2030 | 50 | 4.32 | 25.86 | 2.12
2030 | 51 | 4.31 | 25.79 | 2.12
2030 | 52 | 4.23 | 25.69 | 2.12
2030 | 53 | 4.23 | 25.69 | 2.12
2031 | 1 | 4.78 | 26.4 | 2.18
2031 | 2 | 3.92 | 26.32 | 2.18
2031 | 3 | 4.49 | 26.21 | 2.18
2031 | 4 | 3.99 | 26.04 | 2.18
2031 | 5 | 4.02 | 25.87 | 2.18
2031 | 6 | 3.91 | 25.7 | 2.18
2031 | 7 | 3.6 | 25.53 | 2.18
2031 | 8 | 3.69 | 25.43 | 2.18
2031 | 9 | 3.7 | 25.32 | 2.18
2031 | 10 | 3.62 | 25.22 | 2.18
2031 | 11 | 3.54 | 25.11 | 2.18
2031 | 12 | 3.17 | 25.09 | 2.18
2031 | 13 | 3.3 | 25.06 | 2.18
2031 | 14 | 3.31 | 25.03 | 2.18
2031 | 15 | 3.41 | 24.99 | 2.18
2031 | 16 | 3.32 | 24.98 | 2.18
2031 | 17 | 3.3 | 25 | 2.18
2031 | 18 | 3.35 | 25.01 | 2.18
2031 | 19 | 3.45 | 25.02 | 2.18
2031 | 20 | 3.45 | 25.04 | 2.18
2031 | 21 | 3.51 | 25.13 | 2.18
2031 | 22 | 3.52 | 25.22 | 2.18
2031 | 23 | 3.65 | 25.3 | 2.18
2031 | 24 | 3.57 | 25.39 | 2.18
2031 | 25 | 3.59 | 25.48 | 2.18
2031 | 26 | 3.65 | 25.57 | 2.18
2031 | 27 | 3.76 | 25.66 | 2.18
2031 | 28 | 3.89 | 25.75 | 2.18
2031 | 29 | 3.85 | 25.84 | 2.18
2031 | 30 | 3.75 | 25.93 | 2.18
2031 | 31 | 3.5 | 26.03 | 2.18
2031 | 32 | 3.58 | 26.13 | 2.18
2031 | 33 | 3.76 | 26.22 | 2.18
2031 | 34 | 3.66 | 26.34 | 2.18
2031 | 35 | 3.6 | 26.46 | 2.18
2031 | 36 | 3.43 | 26.58 | 2.18
2031 | 37 | 3.64 | 26.7 | 2.18
2031 | 38 | 3.54 | 26.79 | 2.18
2031 | 39 | 3.32 | 26.86 | 2.18
2031 | 40 | 3.07 | 26.93 | 2.18
2031 | 41 | 3.42 | 27 | 2.18
2031 | 42 | 3.64 | 27.05 | 2.18
2031 | 43 | 3.81 | 27.02 | 2.18
2031 | 44 | 3.72 | 26.99 | 2.18
2031 | 45 | 3.43 | 26.96 | 2.18
2031 | 46 | 3.7 | 26.93 | 2.18
2031 | 47 | 3.9 | 26.86 | 2.18
2031 | 48 | 4.07 | 26.79 | 2.18
2031 | 49 | 4.6 | 26.72 | 2.18
2031 | 50 | 4.43 | 26.65 | 2.18
2031 | 51 | 4.42 | 26.57 | 2.18
2031 | 52 | 4.34 | 26.48 | 2.18
2031 | 53 | 4.34 | 26.48 | 2.18
2032 | 1 | 4.97 | 27.45 | 2.22
2032 | 2 | 4.08 | 27.36 | 2.22
2032 | 3 | 4.66 | 27.25 | 2.22
2032 | 4 | 4.15 | 27.08 | 2.22
2032 | 5 | 4.18 | 26.9 | 2.22
2032 | 6 | 4.07 | 26.72 | 2.22
2032 | 7 | 3.75 | 26.55 | 2.22
2032 | 8 | 3.84 | 26.44 | 2.22
2032 | 9 | 3.85 | 26.33 | 2.22
2032 | 10 | 3.76 | 26.22 | 2.22
2032 | 11 | 3.68 | 26.11 | 2.22
2032 | 12 | 3.3 | 26.09 | 2.22
2032 | 13 | 3.43 | 26.06 | 2.22
2032 | 14 | 3.44 | 26.02 | 2.22
2032 | 15 | 3.54 | 25.99 | 2.22
2032 | 16 | 3.45 | 25.98 | 2.22
2032 | 17 | 3.43 | 25.99 | 2.22
2032 | 18 | 3.48 | 26 | 2.22
2032 | 19 | 3.59 | 26.01 | 2.22
2032 | 20 | 3.59 | 26.04 | 2.22
2032 | 21 | 3.65 | 26.13 | 2.22
2032 | 22 | 3.66 | 26.22 | 2.22
2032 | 23 | 3.79 | 26.31 | 2.22
2032 | 24 | 3.71 | 26.4 | 2.22
2032 | 25 | 3.73 | 26.49 | 2.22
2032 | 26 | 3.8 | 26.59 | 2.22
2032 | 27 | 3.9 | 26.68 | 2.22
2032 | 28 | 4.05 | 26.77 | 2.22
2032 | 29 | 4.01 | 26.87 | 2.22
2032 | 30 | 3.9 | 26.97 | 2.22
2032 | 31 | 3.64 | 27.07 | 2.22
2032 | 32 | 3.73 | 27.17 | 2.22
2032 | 33 | 3.91 | 27.27 | 2.22
2032 | 34 | 3.8 | 27.39 | 2.22
2032 | 35 | 3.74 | 27.52 | 2.22
2032 | 36 | 3.57 | 27.64 | 2.22
2032 | 37 | 3.79 | 27.76 | 2.22
2032 | 38 | 3.68 | 27.85 | 2.22
2032 | 39 | 3.45 | 27.93 | 2.22
2032 | 40 | 3.19 | 28 | 2.22
2032 | 41 | 3.56 | 28.08 | 2.22
2032 | 42 | 3.78 | 28.12 | 2.22
2032 | 43 | 3.97 | 28.09 | 2.22
2032 | 44 | 3.87 | 28.06 | 2.22
2032 | 45 | 3.56 | 28.04 | 2.22
2032 | 46 | 3.85 | 28.01 | 2.22
2032 | 47 | 4.06 | 27.93 | 2.22
2032 | 48 | 4.23 | 27.86 | 2.22
2032 | 49 | 4.78 | 27.79 | 2.22
2032 | 50 | 4.6 | 27.71 | 2.22
2032 | 51 | 4.59 | 27.63 | 2.22
2032 | 52 | 4.51 | 27.54 | 2.22
2032 | 53 | 4.51 | 27.54 | 2.22
2033 | 1 | 5.18 | 28.33 | 2.26
2033 | 2 | 4.25 | 28.24 | 2.26
2033 | 3 | 4.86 | 28.12 | 2.26
2033 | 4 | 4.33 | 27.94 | 2.26
2033 | 5 | 4.36 | 27.76 | 2.26
2033 | 6 | 4.24 | 27.58 | 2.26
2033 | 7 | 3.9 | 27.4 | 2.26
2033 | 8 | 4 | 27.29 | 2.26
2033 | 9 | 4.01 | 27.17 | 2.26
2033 | 10 | 3.92 | 27.06 | 2.26
2033 | 11 | 3.83 | 26.95 | 2.26
2033 | 12 | 3.44 | 26.93 | 2.26
2033 | 13 | 3.57 | 26.89 | 2.26
2033 | 14 | 3.59 | 26.85 | 2.26
2033 | 15 | 3.69 | 26.82 | 2.26
2033 | 16 | 3.59 | 26.81 | 2.26
2033 | 17 | 3.58 | 26.82 | 2.26
2033 | 18 | 3.63 | 26.84 | 2.26
2033 | 19 | 3.74 | 26.85 | 2.26
2033 | 20 | 3.74 | 26.87 | 2.26
2033 | 21 | 3.8 | 26.97 | 2.26
2033 | 22 | 3.81 | 27.06 | 2.26
2033 | 23 | 3.95 | 27.15 | 2.26
2033 | 24 | 3.87 | 27.25 | 2.26
2033 | 25 | 3.89 | 27.34 | 2.26
2033 | 26 | 3.96 | 27.44 | 2.26
2033 | 27 | 4.07 | 27.53 | 2.26
2033 | 28 | 4.22 | 27.63 | 2.26
2033 | 29 | 4.18 | 27.73 | 2.26
2033 | 30 | 4.07 | 27.83 | 2.26
2033 | 31 | 3.79 | 27.93 | 2.26
2033 | 32 | 3.88 | 28.04 | 2.26
2033 | 33 | 4.07 | 28.14 | 2.26
2033 | 34 | 3.96 | 28.27 | 2.26
2033 | 35 | 3.9 | 28.4 | 2.26
2033 | 36 | 3.72 | 28.53 | 2.26
2033 | 37 | 3.95 | 28.65 | 2.26
2033 | 38 | 3.83 | 28.75 | 2.26
2033 | 39 | 3.59 | 28.82 | 2.26
2033 | 40 | 3.32 | 28.9 | 2.26
2033 | 41 | 3.71 | 28.98 | 2.26
2033 | 42 | 3.94 | 29.02 | 2.26
2033 | 43 | 4.13 | 28.99 | 2.26
2033 | 44 | 4.04 | 28.96 | 2.26
2033 | 45 | 3.71 | 28.93 | 2.26
2033 | 46 | 4.01 | 28.9 | 2.26
2033 | 47 | 4.23 | 28.83 | 2.26
2033 | 48 | 4.4 | 28.75 | 2.26
2033 | 49 | 4.98 | 28.68 | 2.26
2033 | 50 | 4.8 | 28.6 | 2.26
2033 | 51 | 4.79 | 28.52 | 2.26
2033 | 52 | 4.7 | 28.42 | 2.26
2033 | 53 | 4.7 | 28.42 | 2.26
2034 | 1 | 5.34 | 29.22 | 2.31
2034 | 2 | 4.39 | 29.13 | 2.31
2034 | 3 | 5.02 | 29.01 | 2.31
2034 | 4 | 4.47 | 28.82 | 2.31
2034 | 5 | 4.49 | 28.63 | 2.31
2034 | 6 | 4.37 | 28.45 | 2.31
2034 | 7 | 4.03 | 28.26 | 2.31
2034 | 8 | 4.12 | 28.14 | 2.31
2034 | 9 | 4.14 | 28.03 | 2.31
2034 | 10 | 4.04 | 27.91 | 2.31
2034 | 11 | 3.96 | 27.79 | 2.31
2034 | 12 | 3.55 | 27.77 | 2.31
2034 | 13 | 3.69 | 27.74 | 2.31
2034 | 14 | 3.7 | 27.7 | 2.31
2034 | 15 | 3.81 | 27.66 | 2.31
2034 | 16 | 3.71 | 27.65 | 2.31
2034 | 17 | 3.69 | 27.67 | 2.31
2034 | 18 | 3.75 | 27.68 | 2.31
2034 | 19 | 3.86 | 27.69 | 2.31
2034 | 20 | 3.86 | 27.72 | 2.31
2034 | 21 | 3.92 | 27.81 | 2.31
2034 | 22 | 3.93 | 27.91 | 2.31
2034 | 23 | 4.08 | 28.01 | 2.31
2034 | 24 | 3.99 | 28.1 | 2.31
2034 | 25 | 4.01 | 28.2 | 2.31
2034 | 26 | 4.08 | 28.3 | 2.31
2034 | 27 | 4.2 | 28.4 | 2.31
2034 | 28 | 4.35 | 28.5 | 2.31
2034 | 29 | 4.31 | 28.6 | 2.31
2034 | 30 | 4.2 | 28.71 | 2.31
2034 | 31 | 3.91 | 28.81 | 2.31
2034 | 32 | 4.01 | 28.92 | 2.31
2034 | 33 | 4.2 | 29.02 | 2.31
2034 | 34 | 4.09 | 29.16 | 2.31
2034 | 35 | 4.02 | 29.29 | 2.31
2034 | 36 | 3.84 | 29.42 | 2.31
2034 | 37 | 4.07 | 29.55 | 2.31
2034 | 38 | 3.95 | 29.65 | 2.31
2034 | 39 | 3.71 | 29.73 | 2.31
2034 | 40 | 3.43 | 29.81 | 2.31
2034 | 41 | 3.82 | 29.89 | 2.31
2034 | 42 | 4.07 | 29.94 | 2.31
2034 | 43 | 4.26 | 29.9 | 2.31
2034 | 44 | 4.16 | 29.87 | 2.31
2034 | 45 | 3.83 | 29.84 | 2.31
2034 | 46 | 4.14 | 29.81 | 2.31
2034 | 47 | 4.36 | 29.73 | 2.31
2034 | 48 | 4.54 | 29.66 | 2.31
2034 | 49 | 5.14 | 29.58 | 2.31
2034 | 50 | 4.95 | 29.5 | 2.31
2034 | 51 | 4.94 | 29.41 | 2.31
2034 | 52 | 4.85 | 29.31 | 2.31
2034 | 53 | 4.85 | 29.31 | 2.31
2035 | 1 | 5.46 | 30.06 | 2.35
2035 | 2 | 4.48 | 29.97 | 2.35
2035 | 3 | 5.13 | 29.84 | 2.35
2035 | 4 | 4.56 | 29.65 | 2.35
2035 | 5 | 4.59 | 29.46 | 2.35
2035 | 6 | 4.47 | 29.27 | 2.35
2035 | 7 | 4.12 | 29.07 | 2.35
2035 | 8 | 4.22 | 28.95 | 2.35
2035 | 9 | 4.23 | 28.83 | 2.35
2035 | 10 | 4.13 | 28.71 | 2.35
2035 | 11 | 4.04 | 28.59 | 2.35
2035 | 12 | 3.63 | 28.57 | 2.35
2035 | 13 | 3.77 | 28.53 | 2.35
2035 | 14 | 3.79 | 28.5 | 2.35
2035 | 15 | 3.89 | 28.46 | 2.35
2035 | 16 | 3.79 | 28.45 | 2.35
2035 | 17 | 3.77 | 28.46 | 2.35
2035 | 18 | 3.83 | 28.48 | 2.35
2035 | 19 | 3.95 | 28.49 | 2.35
2035 | 20 | 3.94 | 28.51 | 2.35
2035 | 21 | 4.01 | 28.61 | 2.35
2035 | 22 | 4.02 | 28.71 | 2.35
2035 | 23 | 4.17 | 28.81 | 2.35
2035 | 24 | 4.08 | 28.91 | 2.35
2035 | 25 | 4.1 | 29.01 | 2.35
2035 | 26 | 4.17 | 29.12 | 2.35
2035 | 27 | 4.29 | 29.22 | 2.35
2035 | 28 | 4.45 | 29.32 | 2.35
2035 | 29 | 4.4 | 29.42 | 2.35
2035 | 30 | 4.29 | 29.53 | 2.35
2035 | 31 | 4 | 29.64 | 2.35
2035 | 32 | 4.1 | 29.75 | 2.35
2035 | 33 | 4.29 | 29.86 | 2.35
2035 | 34 | 4.18 | 30 | 2.35
2035 | 35 | 4.11 | 30.13 | 2.35
2035 | 36 | 3.92 | 30.27 | 2.35
2035 | 37 | 4.16 | 30.41 | 2.35
2035 | 38 | 4.04 | 30.5 | 2.35
2035 | 39 | 3.79 | 30.59 | 2.35
2035 | 40 | 3.5 | 30.67 | 2.35
2035 | 41 | 3.91 | 30.75 | 2.35
2035 | 42 | 4.16 | 30.8 | 2.35
2035 | 43 | 4.36 | 30.77 | 2.35
2035 | 44 | 4.26 | 30.73 | 2.35
2035 | 45 | 3.92 | 30.7 | 2.35
2035 | 46 | 4.23 | 30.67 | 2.35
2035 | 47 | 4.46 | 30.59 | 2.35
2035 | 48 | 4.65 | 30.51 | 2.35
2035 | 49 | 5.25 | 30.43 | 2.35
2035 | 50 | 5.06 | 30.35 | 2.35
2035 | 51 | 5.05 | 30.26 | 2.35
2035 | 52 | 4.95 | 30.15 | 2.35
2035 | 53 | 4.95 | 30.15 | 2.35
2036 | 1 | 5.58 | 30.94 | 2.4
2036 | 2 | 4.58 | 30.84 | 2.4
2036 | 3 | 5.24 | 30.72 | 2.4
2036 | 4 | 4.67 | 30.52 | 2.4
2036 | 5 | 4.69 | 30.32 | 2.4
2036 | 6 | 4.57 | 30.12 | 2.4
2036 | 7 | 4.21 | 29.92 | 2.4
2036 | 8 | 4.31 | 29.8 | 2.4
2036 | 9 | 4.33 | 29.68 | 2.4
2036 | 10 | 4.22 | 29.55 | 2.4
2036 | 11 | 4.13 | 29.43 | 2.4
2036 | 12 | 3.71 | 29.41 | 2.4
2036 | 13 | 3.85 | 29.37 | 2.4
2036 | 14 | 3.87 | 29.33 | 2.4
2036 | 15 | 3.98 | 29.29 | 2.4
2036 | 16 | 3.87 | 29.28 | 2.4
2036 | 17 | 3.85 | 29.29 | 2.4
2036 | 18 | 3.91 | 29.31 | 2.4
2036 | 19 | 4.03 | 29.32 | 2.4
2036 | 20 | 4.03 | 29.35 | 2.4
2036 | 21 | 4.1 | 29.45 | 2.4
2036 | 22 | 4.11 | 29.55 | 2.4
2036 | 23 | 4.26 | 29.66 | 2.4
2036 | 24 | 4.17 | 29.76 | 2.4
2036 | 25 | 4.19 | 29.86 | 2.4
2036 | 26 | 4.27 | 29.97 | 2.4
2036 | 27 | 4.39 | 30.07 | 2.4
2036 | 28 | 4.55 | 30.17 | 2.4
2036 | 29 | 4.5 | 30.28 | 2.4
2036 | 30 | 4.38 | 30.39 | 2.4
2036 | 31 | 4.09 | 30.51 | 2.4
2036 | 32 | 4.19 | 30.62 | 2.4
2036 | 33 | 4.39 | 30.73 | 2.4
2036 | 34 | 4.27 | 30.87 | 2.4
2036 | 35 | 4.2 | 31.01 | 2.4
2036 | 36 | 4.01 | 31.15 | 2.4
2036 | 37 | 4.25 | 31.29 | 2.4
2036 | 38 | 4.13 | 31.39 | 2.4
2036 | 39 | 3.87 | 31.48 | 2.4
2036 | 40 | 3.58 | 31.56 | 2.4
2036 | 41 | 4 | 31.65 | 2.4
2036 | 42 | 4.25 | 31.7 | 2.4
2036 | 43 | 4.46 | 31.66 | 2.4
2036 | 44 | 4.35 | 31.63 | 2.4
2036 | 45 | 4 | 31.6 | 2.4
2036 | 46 | 4.32 | 31.57 | 2.4
2036 | 47 | 4.56 | 31.48 | 2.4
2036 | 48 | 4.75 | 31.4 | 2.4
2036 | 49 | 5.37 | 31.32 | 2.4
2036 | 50 | 5.17 | 31.24 | 2.4
2036 | 51 | 5.16 | 31.15 | 2.4
2036 | 52 | 5.06 | 31.03 | 2.4
2036 | 53 | 5.06 | 31.03 | 2.4
2037 | 1 | 5.67 | 32.02 | 2.45
2037 | 2 | 4.65 | 31.92 | 2.45
2037 | 3 | 5.32 | 31.79 | 2.45
2037 | 4 | 4.74 | 31.59 | 2.45
2037 | 5 | 4.77 | 31.38 | 2.45
2037 | 6 | 4.64 | 31.18 | 2.45
2037 | 7 | 4.27 | 30.97 | 2.45
2037 | 8 | 4.38 | 30.85 | 2.45
2037 | 9 | 4.39 | 30.72 | 2.45
2037 | 10 | 4.29 | 30.59 | 2.45
2037 | 11 | 4.2 | 30.46 | 2.45
2037 | 12 | 3.76 | 30.44 | 2.45
2037 | 13 | 3.91 | 30.4 | 2.45
2037 | 14 | 3.93 | 30.36 | 2.45
2037 | 15 | 4.04 | 30.32 | 2.45
2037 | 16 | 3.93 | 30.31 | 2.45
2037 | 17 | 3.91 | 30.32 | 2.45
2037 | 18 | 3.97 | 30.34 | 2.45
2037 | 19 | 4.1 | 30.35 | 2.45
2037 | 20 | 4.09 | 30.38 | 2.45
2037 | 21 | 4.16 | 30.48 | 2.45
2037 | 22 | 4.17 | 30.59 | 2.45
2037 | 23 | 4.32 | 30.7 | 2.45
2037 | 24 | 4.23 | 30.8 | 2.45
2037 | 25 | 4.26 | 30.91 | 2.45
2037 | 26 | 4.33 | 31.02 | 2.45
2037 | 27 | 4.45 | 31.12 | 2.45
2037 | 28 | 4.62 | 31.23 | 2.45
2037 | 29 | 4.57 | 31.34 | 2.45
2037 | 30 | 4.45 | 31.46 | 2.45
2037 | 31 | 4.15 | 31.58 | 2.45
2037 | 32 | 4.25 | 31.69 | 2.45
2037 | 33 | 4.46 | 31.81 | 2.45
2037 | 34 | 4.34 | 31.96 | 2.45
2037 | 35 | 4.27 | 32.1 | 2.45
2037 | 36 | 4.07 | 32.25 | 2.45
2037 | 37 | 4.32 | 32.39 | 2.45
2037 | 38 | 4.19 | 32.5 | 2.45
2037 | 39 | 3.93 | 32.58 | 2.45
2037 | 40 | 3.64 | 32.67 | 2.45
2037 | 41 | 4.06 | 32.76 | 2.45
2037 | 42 | 4.32 | 32.81 | 2.45
2037 | 43 | 4.52 | 32.78 | 2.45
2037 | 44 | 4.42 | 32.74 | 2.45
2037 | 45 | 4.07 | 32.71 | 2.45
2037 | 46 | 4.39 | 32.67 | 2.45
2037 | 47 | 4.63 | 32.59 | 2.45
2037 | 48 | 4.82 | 32.5 | 2.45
2037 | 49 | 5.45 | 32.42 | 2.45
2037 | 50 | 5.25 | 32.33 | 2.45
2037 | 51 | 5.24 | 32.24 | 2.45
2037 | 52 | 5.14 | 32.12 | 2.45
2037 | 53 | 5.14 | 32.12 | 2.45
2038 | 1 | 5.83 | 33 | 2.52
2038 | 2 | 4.79 | 32.89 | 2.52
2038 | 3 | 5.48 | 32.76 | 2.52
2038 | 4 | 4.88 | 32.55 | 2.52
2038 | 5 | 4.91 | 32.34 | 2.52
2038 | 6 | 4.78 | 32.13 | 2.52
2038 | 7 | 4.4 | 31.92 | 2.52
2038 | 8 | 4.5 | 31.78 | 2.52
2038 | 9 | 4.52 | 31.65 | 2.52
2038 | 10 | 4.41 | 31.52 | 2.52
2038 | 11 | 4.32 | 31.39 | 2.52
2038 | 12 | 3.87 | 31.36 | 2.52
2038 | 13 | 4.02 | 31.32 | 2.52
2038 | 14 | 4.04 | 31.28 | 2.52
2038 | 15 | 4.16 | 31.24 | 2.52
2038 | 16 | 4.05 | 31.23 | 2.52
2038 | 17 | 4.03 | 31.24 | 2.52
2038 | 18 | 4.09 | 31.26 | 2.52
2038 | 19 | 4.21 | 31.27 | 2.52
2038 | 20 | 4.21 | 31.3 | 2.52
2038 | 21 | 4.28 | 31.41 | 2.52
2038 | 22 | 4.29 | 31.52 | 2.52
2038 | 23 | 4.45 | 31.63 | 2.52
2038 | 24 | 4.35 | 31.74 | 2.52
2038 | 25 | 4.38 | 31.85 | 2.52
2038 | 26 | 4.46 | 31.96 | 2.52
2038 | 27 | 4.58 | 32.07 | 2.52
2038 | 28 | 4.75 | 32.18 | 2.52
2038 | 29 | 4.7 | 32.3 | 2.52
2038 | 30 | 4.58 | 32.42 | 2.52
2038 | 31 | 4.27 | 32.54 | 2.52
2038 | 32 | 4.37 | 32.66 | 2.52
2038 | 33 | 4.59 | 32.78 | 2.52
2038 | 34 | 4.47 | 32.93 | 2.52
2038 | 35 | 4.39 | 33.08 | 2.52
2038 | 36 | 4.19 | 33.23 | 2.52
2038 | 37 | 4.45 | 33.38 | 2.52
2038 | 38 | 4.31 | 33.48 | 2.52
2038 | 39 | 4.05 | 33.57 | 2.52
2038 | 40 | 3.74 | 33.66 | 2.52
2038 | 41 | 4.18 | 33.75 | 2.52
2038 | 42 | 4.44 | 33.81 | 2.52
2038 | 43 | 4.65 | 33.77 | 2.52
2038 | 44 | 4.54 | 33.74 | 2.52
2038 | 45 | 4.18 | 33.7 | 2.52
2038 | 46 | 4.52 | 33.67 | 2.52
2038 | 47 | 4.76 | 33.58 | 2.52
2038 | 48 | 4.96 | 33.49 | 2.52
2038 | 49 | 5.61 | 33.4 | 2.52
2038 | 50 | 5.4 | 33.31 | 2.52
2038 | 51 | 5.39 | 33.22 | 2.52
2038 | 52 | 5.29 | 33.1 | 2.52
2038 | 53 | 5.29 | 33.1 | 2.52
2039 | 1 | 5.95 | 33.72 | 2.56
2039 | 2 | 4.89 | 33.62 | 2.56
2039 | 3 | 5.59 | 33.48 | 2.56
2039 | 4 | 4.97 | 33.27 | 2.56
2039 | 5 | 5 | 33.05 | 2.56
2039 | 6 | 4.87 | 32.83 | 2.56
2039 | 7 | 4.49 | 32.62 | 2.56
2039 | 8 | 4.59 | 32.48 | 2.56
2039 | 9 | 4.61 | 32.35 | 2.56
2039 | 10 | 4.5 | 32.21 | 2.56
2039 | 11 | 4.41 | 32.08 | 2.56
2039 | 12 | 3.95 | 32.05 | 2.56
2039 | 13 | 4.1 | 32.01 | 2.56
2039 | 14 | 4.12 | 31.97 | 2.56
2039 | 15 | 4.24 | 31.93 | 2.56
2039 | 16 | 4.13 | 31.92 | 2.56
2039 | 17 | 4.11 | 31.93 | 2.56
2039 | 18 | 4.17 | 31.95 | 2.56
2039 | 19 | 4.3 | 31.96 | 2.56
2039 | 20 | 4.3 | 31.99 | 2.56
2039 | 21 | 4.37 | 32.1 | 2.56
2039 | 22 | 4.38 | 32.21 | 2.56
2039 | 23 | 4.54 | 32.33 | 2.56
2039 | 24 | 4.44 | 32.44 | 2.56
2039 | 25 | 4.47 | 32.55 | 2.56
2039 | 26 | 4.55 | 32.66 | 2.56
2039 | 27 | 4.68 | 32.78 | 2.56
2039 | 28 | 4.85 | 32.89 | 2.56
2039 | 29 | 4.8 | 33.01 | 2.56
2039 | 30 | 4.67 | 33.13 | 2.56
2039 | 31 | 4.36 | 33.25 | 2.56
2039 | 32 | 4.46 | 33.38 | 2.56
2039 | 33 | 4.68 | 33.5 | 2.56
2039 | 34 | 4.56 | 33.65 | 2.56
2039 | 35 | 4.48 | 33.81 | 2.56
2039 | 36 | 4.27 | 33.96 | 2.56
2039 | 37 | 4.54 | 34.11 | 2.56
2039 | 38 | 4.4 | 34.22 | 2.56
2039 | 39 | 4.13 | 34.31 | 2.56
2039 | 40 | 3.82 | 34.4 | 2.56
2039 | 41 | 4.26 | 34.5 | 2.56
2039 | 42 | 4.53 | 34.55 | 2.56
2039 | 43 | 4.75 | 34.52 | 2.56
2039 | 44 | 4.64 | 34.48 | 2.56
2039 | 45 | 4.27 | 34.44 | 2.56
2039 | 46 | 4.61 | 34.41 | 2.56
2039 | 47 | 4.86 | 34.32 | 2.56
2039 | 48 | 5.06 | 34.23 | 2.56
2039 | 49 | 5.73 | 34.14 | 2.56
2039 | 50 | 5.51 | 34.05 | 2.56
2039 | 51 | 5.5 | 33.95 | 2.56
2039 | 52 | 5.4 | 33.83 | 2.56
2039 | 53 | 5.4 | 33.83 | 2.56
2040 | 1 | 6.08 | 35.2 | 2.61
2040 | 2 | 4.99 | 35.09 | 2.61
2040 | 3 | 5.7 | 34.94 | 2.61
2040 | 4 | 5.08 | 34.72 | 2.61
2040 | 5 | 5.11 | 34.49 | 2.61
2040 | 6 | 4.97 | 34.27 | 2.61
2040 | 7 | 4.58 | 34.04 | 2.61
2040 | 8 | 4.69 | 33.9 | 2.61
2040 | 9 | 4.71 | 33.76 | 2.61
2040 | 10 | 4.6 | 33.62 | 2.61
2040 | 11 | 4.5 | 33.48 | 2.61
2040 | 12 | 4.03 | 33.45 | 2.61
2040 | 13 | 4.19 | 33.41 | 2.61
2040 | 14 | 4.21 | 33.37 | 2.61
2040 | 15 | 4.33 | 33.32 | 2.61
2040 | 16 | 4.21 | 33.31 | 2.61
2040 | 17 | 4.19 | 33.33 | 2.61
2040 | 18 | 4.26 | 33.34 | 2.61
2040 | 19 | 4.39 | 33.36 | 2.61
2040 | 20 | 4.39 | 33.39 | 2.61
2040 | 21 | 4.46 | 33.5 | 2.61
2040 | 22 | 4.47 | 33.62 | 2.61
2040 | 23 | 4.63 | 33.74 | 2.61
2040 | 24 | 4.54 | 33.85 | 2.61
2040 | 25 | 4.56 | 33.97 | 2.61
2040 | 26 | 4.64 | 34.09 | 2.61
2040 | 27 | 4.77 | 34.21 | 2.61
2040 | 28 | 4.95 | 34.33 | 2.61
2040 | 29 | 4.9 | 34.45 | 2.61
2040 | 30 | 4.77 | 34.58 | 2.61
2040 | 31 | 4.45 | 34.71 | 2.61
2040 | 32 | 4.56 | 34.83 | 2.61
2040 | 33 | 4.78 | 34.96 | 2.61
2040 | 34 | 4.65 | 35.12 | 2.61
2040 | 35 | 4.58 | 35.28 | 2.61
2040 | 36 | 4.36 | 35.44 | 2.61
2040 | 37 | 4.63 | 35.6 | 2.61
2040 | 38 | 4.49 | 35.72 | 2.61
2040 | 39 | 4.21 | 35.81 | 2.61
2040 | 40 | 3.9 | 35.91 | 2.61
2040 | 41 | 4.35 | 36 | 2.61
2040 | 42 | 4.62 | 36.06 | 2.61
2040 | 43 | 4.85 | 36.02 | 2.61
2040 | 44 | 4.73 | 35.99 | 2.61
2040 | 45 | 4.36 | 35.95 | 2.61
2040 | 46 | 4.71 | 35.91 | 2.61
2040 | 47 | 4.96 | 35.82 | 2.61
2040 | 48 | 5.17 | 35.72 | 2.61
2040 | 49 | 5.84 | 35.63 | 2.61
2040 | 50 | 5.63 | 35.54 | 2.61
2040 | 51 | 5.61 | 35.43 | 2.61
2040 | 52 | 5.51 | 35.31 | 2.61
2040 | 53 | 5.51 | 35.31 | 2.61

## Appendix E- ISONE Fuel Prices
Year | Week | Natural Gas: ISONE-North | Natural Gas: ISONE-South | Fuel Oil #2 | Fuel Oil #6 | Coal
2021 | 1 | 9.53 | 7.86 | 15.87 | 12.02 | 3.76
2021 | 2 | 5.73 | 6.87 | 15.82 | 12.03 | 3.76
2021 | 3 | 8.71 | 7.82 | 15.75 | 12.02 | 3.76
2021 | 4 | 5.04 | 6.28 | 15.65 | 11.94 | 3.76
2021 | 5 | 6.27 | 6.63 | 15.55 | 11.86 | 3.76
2021 | 6 | 5.83 | 4.72 | 15.45 | 11.77 | 3.76
2021 | 7 | 4.4 | 4.44 | 15.35 | 11.69 | 3.76
2021 | 8 | 3.63 | 3.72 | 15.29 | 11.64 | 3.76
2021 | 9 | 4.18 | 4.32 | 15.22 | 11.59 | 3.76
2021 | 10 | 3.54 | 3.95 | 15.16 | 11.54 | 3.76
2021 | 11 | 3.97 | 3.77 | 15.1 | 11.49 | 3.76
2021 | 12 | 3.57 | 3.17 | 15.08 | 11.47 | 3.76
2021 | 13 | 2.53 | 2.9 | 15.06 | 11.45 | 3.76
2021 | 14 | 2.99 | 2.97 | 15.04 | 11.43 | 3.76
2021 | 15 | 3.31 | 3.01 | 15.02 | 11.42 | 3.76
2021 | 16 | 3.13 | 3.2 | 15.02 | 11.41 | 3.76
2021 | 17 | 2.68 | 2.94 | 15.03 | 11.42 | 3.76
2021 | 18 | 2.88 | 2.89 | 15.03 | 11.42 | 3.76
2021 | 19 | 2.68 | 2.92 | 15.04 | 11.43 | 3.76
2021 | 20 | 2.68 | 2.72 | 15.05 | 11.44 | 3.76
2021 | 21 | 2.58 | 2.72 | 15.11 | 11.47 | 3.76
2021 | 22 | 2.57 | 2.73 | 15.16 | 11.51 | 3.76
2021 | 23 | 2.57 | 2.67 | 15.21 | 11.54 | 3.76
2021 | 24 | 2.51 | 2.77 | 15.26 | 11.58 | 3.76
2021 | 25 | 2.74 | 2.87 | 15.32 | 11.62 | 3.76
2021 | 26 | 2.63 | 2.83 | 15.37 | 11.66 | 3.76
2021 | 27 | 2.81 | 3.04 | 15.42 | 11.7 | 3.76
2021 | 28 | 2.77 | 3.17 | 15.48 | 11.74 | 3.76
2021 | 29 | 3.08 | 3.38 | 15.53 | 11.78 | 3.76
2021 | 30 | 2.61 | 2.99 | 15.59 | 11.81 | 3.76
2021 | 31 | 2.81 | 2.86 | 15.65 | 11.85 | 3.76
2021 | 32 | 2.74 | 2.76 | 15.71 | 11.88 | 3.76
2021 | 33 | 2.81 | 2.95 | 15.76 | 11.92 | 3.76
2021 | 34 | 2.71 | 2.85 | 15.84 | 11.95 | 3.76
2021 | 35 | 2.47 | 2.69 | 15.91 | 11.98 | 3.76
2021 | 36 | 2.35 | 2.65 | 15.98 | 12.01 | 3.76
2021 | 37 | 2.63 | 2.73 | 16.05 | 12.04 | 3.76
2021 | 38 | 2.65 | 2.65 | 16.1 | 12.06 | 3.76
2021 | 39 | 2.57 | 2.63 | 16.15 | 12.08 | 3.76
2021 | 40 | 2.46 | 2.36 | 16.19 | 12.1 | 3.76
2021 | 41 | 2.68 | 2.75 | 16.23 | 12.13 | 3.76
2021 | 42 | 2.91 | 3.06 | 16.26 | 12.14 | 3.76
2021 | 43 | 3.04 | 3.15 | 16.24 | 12.12 | 3.76
2021 | 44 | 2.93 | 3.02 | 16.22 | 12.11 | 3.76
2021 | 45 | 3.26 | 3.43 | 16.21 | 12.1 | 3.76
2021 | 46 | 3.82 | 4.11 | 16.19 | 12.08 | 3.76
2021 | 47 | 3.98 | 3.81 | 16.15 | 12.06 | 3.76
2021 | 48 | 3.44 | 3.79 | 16.11 | 12.03 | 3.76
2021 | 49 | 4.57 | 4.59 | 16.06 | 12 | 3.76
2021 | 50 | 5.39 | 5.37 | 16.02 | 11.98 | 3.76
2021 | 51 | 6.6 | 7.16 | 15.97 | 11.97 | 3.76
2021 | 52 | 5.61 | 5.5 | 15.92 | 12 | 3.76
2021 | 53 | 5.61 | 5.5 | 15.92 | 12 | 3.76
2022 | 1 | 8.17 | 6.54 | 15.69 | 11.57 | 3.7
2022 | 2 | 4.91 | 5.72 | 15.64 | 11.59 | 3.7
2022 | 3 | 7.46 | 6.52 | 15.57 | 11.58 | 3.7
2022 | 4 | 4.32 | 5.23 | 15.47 | 11.5 | 3.7
2022 | 5 | 5.37 | 5.52 | 15.37 | 11.42 | 3.7
2022 | 6 | 5 | 3.93 | 15.27 | 11.34 | 3.7
2022 | 7 | 3.77 | 3.7 | 15.17 | 11.26 | 3.7
2022 | 8 | 3.11 | 3.1 | 15.11 | 11.21 | 3.7
2022 | 9 | 3.58 | 3.6 | 15.05 | 11.16 | 3.7
2022 | 10 | 3.03 | 3.29 | 14.99 | 11.11 | 3.7
2022 | 11 | 3.4 | 3.14 | 14.92 | 11.06 | 3.7
2022 | 12 | 3.06 | 2.64 | 14.91 | 11.05 | 3.7
2022 | 13 | 2.17 | 2.42 | 14.89 | 11.03 | 3.7
2022 | 14 | 2.57 | 2.47 | 14.87 | 11.01 | 3.7
2022 | 15 | 2.84 | 2.5 | 14.85 | 10.99 | 3.7
2022 | 16 | 2.68 | 2.67 | 14.85 | 10.99 | 3.7
2022 | 17 | 2.29 | 2.45 | 14.85 | 10.99 | 3.7
2022 | 18 | 2.47 | 2.41 | 14.86 | 11 | 3.7
2022 | 19 | 2.29 | 2.43 | 14.87 | 11 | 3.7
2022 | 20 | 2.3 | 2.26 | 14.88 | 11.01 | 3.7
2022 | 21 | 2.21 | 2.27 | 14.93 | 11.05 | 3.7
2022 | 22 | 2.2 | 2.27 | 14.98 | 11.08 | 3.7
2022 | 23 | 2.2 | 2.23 | 15.04 | 11.12 | 3.7
2022 | 24 | 2.15 | 2.31 | 15.09 | 11.15 | 3.7
2022 | 25 | 2.35 | 2.39 | 15.14 | 11.19 | 3.7
2022 | 26 | 2.25 | 2.36 | 15.19 | 11.23 | 3.7
2022 | 27 | 2.41 | 2.53 | 15.25 | 11.27 | 3.7
2022 | 28 | 2.38 | 2.64 | 15.3 | 11.3 | 3.7
2022 | 29 | 2.64 | 2.81 | 15.35 | 11.34 | 3.7
2022 | 30 | 2.24 | 2.49 | 15.41 | 11.37 | 3.7
2022 | 31 | 2.41 | 2.38 | 15.47 | 11.41 | 3.7
2022 | 32 | 2.35 | 2.3 | 15.53 | 11.44 | 3.7
2022 | 33 | 2.41 | 2.46 | 15.58 | 11.47 | 3.7
2022 | 34 | 2.32 | 2.37 | 15.65 | 11.5 | 3.7
2022 | 35 | 2.11 | 2.24 | 15.73 | 11.53 | 3.7
2022 | 36 | 2.02 | 2.21 | 15.8 | 11.56 | 3.7
2022 | 37 | 2.25 | 2.28 | 15.87 | 11.59 | 3.7
2022 | 38 | 2.27 | 2.21 | 15.92 | 11.61 | 3.7
2022 | 39 | 2.21 | 2.19 | 15.96 | 11.63 | 3.7
2022 | 40 | 2.1 | 1.97 | 16 | 11.65 | 3.7
2022 | 41 | 2.29 | 2.29 | 16.05 | 11.68 | 3.7
2022 | 42 | 2.49 | 2.55 | 16.07 | 11.69 | 3.7
2022 | 43 | 2.61 | 2.63 | 16.06 | 11.67 | 3.7
2022 | 44 | 2.51 | 2.51 | 16.04 | 11.66 | 3.7
2022 | 45 | 2.79 | 2.86 | 16.02 | 11.65 | 3.7
2022 | 46 | 3.27 | 3.42 | 16.01 | 11.63 | 3.7
2022 | 47 | 3.41 | 3.18 | 15.96 | 11.61 | 3.7
2022 | 48 | 2.95 | 3.16 | 15.92 | 11.58 | 3.7
2022 | 49 | 3.92 | 3.83 | 15.88 | 11.56 | 3.7
2022 | 50 | 4.62 | 4.47 | 15.84 | 11.53 | 3.7
2022 | 51 | 5.65 | 5.96 | 15.79 | 11.53 | 3.7
2022 | 52 | 4.8 | 4.58 | 15.74 | 11.55 | 3.7
2022 | 53 | 4.8 | 4.58 | 15.74 | 11.55 | 3.7
2023 | 1 | 9.6 | 7.51 | 20.22 | 11.3 | 4.04
2023 | 2 | 5.76 | 6.57 | 20.16 | 11.32 | 4.04
2023 | 3 | 8.77 | 7.48 | 20.08 | 11.31 | 4.04
2023 | 4 | 5.08 | 6.01 | 19.95 | 11.23 | 4.04
2023 | 5 | 6.31 | 6.34 | 19.82 | 11.16 | 4.04
2023 | 6 | 5.87 | 4.51 | 19.69 | 11.08 | 4.04
2023 | 7 | 4.43 | 4.25 | 19.56 | 11 | 4.04
2023 | 8 | 3.65 | 3.55 | 19.48 | 10.95 | 4.04
2023 | 9 | 4.21 | 4.13 | 19.4 | 10.9 | 4.04
2023 | 10 | 3.56 | 3.78 | 19.32 | 10.85 | 4.04
2023 | 11 | 3.99 | 3.6 | 19.24 | 10.81 | 4.04
2023 | 12 | 3.6 | 3.04 | 19.22 | 10.79 | 4.04
2023 | 13 | 2.55 | 2.78 | 19.2 | 10.78 | 4.04
2023 | 14 | 3.01 | 2.84 | 19.17 | 10.76 | 4.04
2023 | 15 | 3.34 | 2.87 | 19.14 | 10.74 | 4.04
2023 | 16 | 3.15 | 3.06 | 19.14 | 10.73 | 4.04
2023 | 17 | 2.7 | 2.81 | 19.15 | 10.74 | 4.04
2023 | 18 | 2.9 | 2.76 | 19.16 | 10.75 | 4.04
2023 | 19 | 2.69 | 2.79 | 19.17 | 10.75 | 4.04
2023 | 20 | 2.7 | 2.6 | 19.18 | 10.76 | 4.04
2023 | 21 | 2.6 | 2.61 | 19.25 | 10.79 | 4.04
2023 | 22 | 2.59 | 2.61 | 19.32 | 10.83 | 4.04
2023 | 23 | 2.59 | 2.56 | 19.38 | 10.86 | 4.04
2023 | 24 | 2.53 | 2.65 | 19.45 | 10.89 | 4.04
2023 | 25 | 2.76 | 2.74 | 19.52 | 10.93 | 4.04
2023 | 26 | 2.65 | 2.71 | 19.59 | 10.97 | 4.04
2023 | 27 | 2.83 | 2.91 | 19.65 | 11.01 | 4.04
2023 | 28 | 2.79 | 3.03 | 19.72 | 11.05 | 4.04
2023 | 29 | 3.11 | 3.23 | 19.79 | 11.08 | 4.04
2023 | 30 | 2.63 | 2.85 | 19.87 | 11.11 | 4.04
2023 | 31 | 2.83 | 2.73 | 19.94 | 11.15 | 4.04
2023 | 32 | 2.76 | 2.64 | 20.01 | 11.18 | 4.04
2023 | 33 | 2.83 | 2.82 | 20.09 | 11.21 | 4.04
2023 | 34 | 2.73 | 2.72 | 20.18 | 11.24 | 4.04
2023 | 35 | 2.48 | 2.57 | 20.27 | 11.27 | 4.04
2023 | 36 | 2.37 | 2.53 | 20.36 | 11.3 | 4.04
2023 | 37 | 2.65 | 2.61 | 20.45 | 11.32 | 4.04
2023 | 38 | 2.67 | 2.54 | 20.52 | 11.35 | 4.04
2023 | 39 | 2.59 | 2.52 | 20.58 | 11.37 | 4.04
2023 | 40 | 2.47 | 2.26 | 20.63 | 11.39 | 4.04
2023 | 41 | 2.69 | 2.63 | 20.69 | 11.41 | 4.04
2023 | 42 | 2.93 | 2.92 | 20.72 | 11.42 | 4.04
2023 | 43 | 3.06 | 3.01 | 20.7 | 11.41 | 4.04
2023 | 44 | 2.95 | 2.88 | 20.68 | 11.39 | 4.04
2023 | 45 | 3.28 | 3.28 | 20.65 | 11.38 | 4.04
2023 | 46 | 3.85 | 3.93 | 20.63 | 11.37 | 4.04
2023 | 47 | 4 | 3.65 | 20.58 | 11.34 | 4.04
2023 | 48 | 3.46 | 3.63 | 20.52 | 11.32 | 4.04
2023 | 49 | 4.6 | 4.39 | 20.47 | 11.29 | 4.04
2023 | 50 | 5.43 | 5.13 | 20.42 | 11.27 | 4.04
2023 | 51 | 6.64 | 6.84 | 20.36 | 11.27 | 4.04
2023 | 52 | 5.64 | 5.26 | 20.29 | 11.29 | 4.04
2023 | 53 | 5.64 | 5.26 | 20.29 | 11.29 | 4.04
2024 | 1 | 9.11 | 7.13 | 20.62 | 12.49 | 4.07
2024 | 2 | 5.47 | 6.24 | 20.56 | 12.51 | 4.07
2024 | 3 | 8.33 | 7.1 | 20.47 | 12.5 | 4.07
2024 | 4 | 4.82 | 5.71 | 20.34 | 12.41 | 4.07
2024 | 5 | 5.99 | 6.02 | 20.21 | 12.32 | 4.07
2024 | 6 | 5.57 | 4.28 | 20.08 | 12.24 | 4.07
2024 | 7 | 4.2 | 4.03 | 19.95 | 12.15 | 4.07
2024 | 8 | 3.47 | 3.37 | 19.86 | 12.1 | 4.07
2024 | 9 | 3.99 | 3.92 | 19.78 | 12.04 | 4.07
2024 | 10 | 3.38 | 3.59 | 19.7 | 11.99 | 4.07
2024 | 11 | 3.79 | 3.42 | 19.62 | 11.94 | 4.07
2024 | 12 | 3.41 | 2.88 | 19.6 | 11.92 | 4.07
2024 | 13 | 2.42 | 2.64 | 19.58 | 11.9 | 4.07
2024 | 14 | 2.86 | 2.7 | 19.55 | 11.88 | 4.07
2024 | 15 | 3.17 | 2.73 | 19.52 | 11.86 | 4.07
2024 | 16 | 2.99 | 2.91 | 19.52 | 11.86 | 4.07
2024 | 17 | 2.56 | 2.67 | 19.53 | 11.86 | 4.07
2024 | 18 | 2.75 | 2.62 | 19.54 | 11.87 | 4.07
2024 | 19 | 2.56 | 2.65 | 19.54 | 11.88 | 4.07
2024 | 20 | 2.57 | 2.47 | 19.56 | 11.89 | 4.07
2024 | 21 | 2.47 | 2.47 | 19.63 | 11.92 | 4.07
2024 | 22 | 2.46 | 2.48 | 19.7 | 11.96 | 4.07
2024 | 23 | 2.46 | 2.43 | 19.77 | 12 | 4.07
2024 | 24 | 2.4 | 2.52 | 19.84 | 12.03 | 4.07
2024 | 25 | 2.62 | 2.6 | 19.9 | 12.08 | 4.07
2024 | 26 | 2.51 | 2.57 | 19.97 | 12.12 | 4.07
2024 | 27 | 2.68 | 2.76 | 20.04 | 12.16 | 4.07
2024 | 28 | 2.65 | 2.88 | 20.11 | 12.2 | 4.07
2024 | 29 | 2.95 | 3.07 | 20.18 | 12.24 | 4.07
2024 | 30 | 2.5 | 2.71 | 20.26 | 12.28 | 4.07
2024 | 31 | 2.69 | 2.59 | 20.34 | 12.31 | 4.07
2024 | 32 | 2.62 | 2.51 | 20.41 | 12.35 | 4.07
2024 | 33 | 2.69 | 2.68 | 20.49 | 12.38 | 4.07
2024 | 34 | 2.59 | 2.59 | 20.58 | 12.42 | 4.07
2024 | 35 | 2.36 | 2.44 | 20.67 | 12.45 | 4.07
2024 | 36 | 2.25 | 2.4 | 20.77 | 12.48 | 4.07
2024 | 37 | 2.51 | 2.48 | 20.86 | 12.51 | 4.07
2024 | 38 | 2.54 | 2.41 | 20.93 | 12.53 | 4.07
2024 | 39 | 2.46 | 2.39 | 20.98 | 12.56 | 4.07
2024 | 40 | 2.35 | 2.14 | 21.04 | 12.58 | 4.07
2024 | 41 | 2.56 | 2.49 | 21.1 | 12.6 | 4.07
2024 | 42 | 2.78 | 2.77 | 21.13 | 12.61 | 4.07
2024 | 43 | 2.91 | 2.86 | 21.11 | 12.6 | 4.07
2024 | 44 | 2.8 | 2.74 | 21.08 | 12.58 | 4.07
2024 | 45 | 3.11 | 3.12 | 21.06 | 12.57 | 4.07
2024 | 46 | 3.65 | 3.73 | 21.04 | 12.56 | 4.07
2024 | 47 | 3.8 | 3.46 | 20.99 | 12.53 | 4.07
2024 | 48 | 3.29 | 3.44 | 20.93 | 12.5 | 4.07
2024 | 49 | 4.37 | 4.17 | 20.88 | 12.47 | 4.07
2024 | 50 | 5.15 | 4.87 | 20.82 | 12.44 | 4.07
2024 | 51 | 6.3 | 6.5 | 20.76 | 12.44 | 4.07
2024 | 52 | 5.36 | 5 | 20.69 | 12.47 | 4.07
2024 | 53 | 5.36 | 5 | 20.69 | 12.47 | 4.07
2025 | 1 | 9.56 | 7.49 | 20.89 | 13.51 | 4.07
2025 | 2 | 5.74 | 6.55 | 20.82 | 13.54 | 4.07
2025 | 3 | 8.74 | 7.46 | 20.74 | 13.52 | 4.07
2025 | 4 | 5.06 | 5.99 | 20.6 | 13.43 | 4.07
2025 | 5 | 6.29 | 6.32 | 20.47 | 13.34 | 4.07
2025 | 6 | 5.85 | 4.5 | 20.34 | 13.24 | 4.07
2025 | 7 | 4.41 | 4.23 | 20.2 | 13.15 | 4.07
2025 | 8 | 3.64 | 3.54 | 20.12 | 13.09 | 4.07
2025 | 9 | 4.19 | 4.12 | 20.04 | 13.03 | 4.07
2025 | 10 | 3.55 | 3.76 | 19.95 | 12.98 | 4.07
2025 | 11 | 3.98 | 3.59 | 19.87 | 12.92 | 4.07
2025 | 12 | 3.58 | 3.03 | 19.85 | 12.91 | 4.07
2025 | 13 | 2.54 | 2.77 | 19.83 | 12.88 | 4.07
2025 | 14 | 3 | 2.83 | 19.8 | 12.86 | 4.07
2025 | 15 | 3.32 | 2.86 | 19.78 | 12.84 | 4.07
2025 | 16 | 3.14 | 3.05 | 19.77 | 12.83 | 4.07
2025 | 17 | 2.69 | 2.8 | 19.78 | 12.84 | 4.07
2025 | 18 | 2.89 | 2.76 | 19.79 | 12.85 | 4.07
2025 | 19 | 2.68 | 2.78 | 19.8 | 12.85 | 4.07
2025 | 20 | 2.69 | 2.59 | 19.81 | 12.87 | 4.07
2025 | 21 | 2.59 | 2.6 | 19.88 | 12.91 | 4.07
2025 | 22 | 2.58 | 2.6 | 19.95 | 12.95 | 4.07
2025 | 23 | 2.58 | 2.55 | 20.02 | 12.99 | 4.07
2025 | 24 | 2.52 | 2.64 | 20.09 | 13.02 | 4.07
2025 | 25 | 2.75 | 2.73 | 20.16 | 13.07 | 4.07
2025 | 26 | 2.64 | 2.7 | 20.23 | 13.12 | 4.07
2025 | 27 | 2.82 | 2.9 | 20.3 | 13.16 | 4.07
2025 | 28 | 2.78 | 3.02 | 20.37 | 13.21 | 4.07
2025 | 29 | 3.09 | 3.22 | 20.45 | 13.25 | 4.07
2025 | 30 | 2.62 | 2.85 | 20.52 | 13.29 | 4.07
2025 | 31 | 2.82 | 2.72 | 20.6 | 13.33 | 4.07
2025 | 32 | 2.75 | 2.63 | 20.67 | 13.37 | 4.07
2025 | 33 | 2.82 | 2.81 | 20.75 | 13.4 | 4.07
2025 | 34 | 2.72 | 2.72 | 20.84 | 13.44 | 4.07
2025 | 35 | 2.48 | 2.56 | 20.94 | 13.47 | 4.07
2025 | 36 | 2.36 | 2.52 | 21.03 | 13.51 | 4.07
2025 | 37 | 2.64 | 2.61 | 21.13 | 13.54 | 4.07
2025 | 38 | 2.66 | 2.53 | 21.2 | 13.57 | 4.07
2025 | 39 | 2.58 | 2.51 | 21.25 | 13.59 | 4.07
2025 | 40 | 2.46 | 2.25 | 21.31 | 13.62 | 4.07
2025 | 41 | 2.69 | 2.62 | 21.37 | 13.64 | 4.07
2025 | 42 | 2.92 | 2.91 | 21.4 | 13.65 | 4.07
2025 | 43 | 3.05 | 3 | 21.38 | 13.64 | 4.07
2025 | 44 | 2.94 | 2.87 | 21.36 | 13.62 | 4.07
2025 | 45 | 3.27 | 3.27 | 21.33 | 13.61 | 4.07
2025 | 46 | 3.83 | 3.91 | 21.31 | 13.59 | 4.07
2025 | 47 | 3.99 | 3.63 | 21.26 | 13.56 | 4.07
2025 | 48 | 3.45 | 3.62 | 21.2 | 13.53 | 4.07
2025 | 49 | 4.59 | 4.38 | 21.15 | 13.5 | 4.07
2025 | 50 | 5.41 | 5.12 | 21.09 | 13.47 | 4.07
2025 | 51 | 6.62 | 6.82 | 21.03 | 13.47 | 4.07
2025 | 52 | 5.63 | 5.24 | 20.95 | 13.49 | 4.07
2025 | 53 | 5.63 | 5.24 | 20.95 | 13.49 | 4.07
2026 | 1 | 10.06 | 7.87 | 20.92 | 14.55 | 4.13
2026 | 2 | 6.04 | 6.88 | 20.85 | 14.58 | 4.13
2026 | 3 | 9.19 | 7.84 | 20.77 | 14.56 | 4.13
2026 | 4 | 5.32 | 6.3 | 20.64 | 14.46 | 4.13
2026 | 5 | 6.61 | 6.64 | 20.5 | 14.36 | 4.13
2026 | 6 | 6.15 | 4.73 | 20.37 | 14.26 | 4.13
2026 | 7 | 4.64 | 4.45 | 20.23 | 14.16 | 4.13
2026 | 8 | 3.83 | 3.72 | 20.15 | 14.1 | 4.13
2026 | 9 | 4.41 | 4.33 | 20.07 | 14.04 | 4.13
2026 | 10 | 3.73 | 3.96 | 19.98 | 13.97 | 4.13
2026 | 11 | 4.18 | 3.77 | 19.9 | 13.91 | 4.13
2026 | 12 | 3.77 | 3.18 | 19.88 | 13.9 | 4.13
2026 | 13 | 2.67 | 2.91 | 19.86 | 13.87 | 4.13
2026 | 14 | 3.16 | 2.98 | 19.83 | 13.85 | 4.13
2026 | 15 | 3.5 | 3.01 | 19.81 | 13.83 | 4.13
2026 | 16 | 3.3 | 3.21 | 19.8 | 13.82 | 4.13
2026 | 17 | 2.82 | 2.94 | 19.81 | 13.83 | 4.13
2026 | 18 | 3.04 | 2.9 | 19.82 | 13.84 | 4.13
2026 | 19 | 2.82 | 2.93 | 19.83 | 13.84 | 4.13
2026 | 20 | 2.83 | 2.72 | 19.84 | 13.85 | 4.13
2026 | 21 | 2.72 | 2.73 | 19.91 | 13.9 | 4.13
2026 | 22 | 2.71 | 2.73 | 19.98 | 13.94 | 4.13
2026 | 23 | 2.71 | 2.68 | 20.05 | 13.98 | 4.13
2026 | 24 | 2.65 | 2.78 | 20.12 | 14.03 | 4.13
2026 | 25 | 2.9 | 2.87 | 20.19 | 14.07 | 4.13
2026 | 26 | 2.77 | 2.84 | 20.26 | 14.12 | 4.13
2026 | 27 | 2.96 | 3.05 | 20.33 | 14.17 | 4.13
2026 | 28 | 2.93 | 3.18 | 20.4 | 14.22 | 4.13
2026 | 29 | 3.25 | 3.38 | 20.48 | 14.27 | 4.13
2026 | 30 | 2.76 | 2.99 | 20.55 | 14.31 | 4.13
2026 | 31 | 2.97 | 2.86 | 20.63 | 14.35 | 4.13
2026 | 32 | 2.89 | 2.77 | 20.71 | 14.39 | 4.13
2026 | 33 | 2.97 | 2.96 | 20.78 | 14.43 | 4.13
2026 | 34 | 2.86 | 2.86 | 20.88 | 14.47 | 4.13
2026 | 35 | 2.6 | 2.69 | 20.97 | 14.51 | 4.13
2026 | 36 | 2.48 | 2.65 | 21.07 | 14.54 | 4.13
2026 | 37 | 2.77 | 2.74 | 21.16 | 14.58 | 4.13
2026 | 38 | 2.8 | 2.66 | 21.23 | 14.61 | 4.13
2026 | 39 | 2.72 | 2.64 | 21.29 | 14.64 | 4.13
2026 | 40 | 2.59 | 2.37 | 21.34 | 14.66 | 4.13
2026 | 41 | 2.82 | 2.75 | 21.4 | 14.69 | 4.13
2026 | 42 | 3.07 | 3.06 | 21.43 | 14.7 | 4.13
2026 | 43 | 3.21 | 3.16 | 21.41 | 14.68 | 4.13
2026 | 44 | 3.09 | 3.02 | 21.39 | 14.67 | 4.13
2026 | 45 | 3.44 | 3.44 | 21.37 | 14.65 | 4.13
2026 | 46 | 4.03 | 4.11 | 21.34 | 14.63 | 4.13
2026 | 47 | 4.2 | 3.82 | 21.29 | 14.6 | 4.13
2026 | 48 | 3.63 | 3.8 | 21.23 | 14.57 | 4.13
2026 | 49 | 4.82 | 4.6 | 21.18 | 14.54 | 4.13
2026 | 50 | 5.69 | 5.38 | 21.12 | 14.5 | 4.13
2026 | 51 | 6.96 | 7.17 | 21.06 | 14.5 | 4.13
2026 | 52 | 5.92 | 5.52 | 20.99 | 14.53 | 4.13
2026 | 53 | 5.92 | 5.52 | 20.99 | 14.53 | 4.13
2027 | 1 | 10.45 | 8.18 | 21.83 | 15.27 | 4.21
2027 | 2 | 6.28 | 7.15 | 21.76 | 15.3 | 4.21
2027 | 3 | 9.55 | 8.15 | 21.67 | 15.28 | 4.21
2027 | 4 | 5.53 | 6.54 | 21.53 | 15.18 | 4.21
2027 | 5 | 6.87 | 6.9 | 21.39 | 15.07 | 4.21
2027 | 6 | 6.39 | 4.91 | 21.25 | 14.97 | 4.21
2027 | 7 | 4.82 | 4.63 | 21.11 | 14.86 | 4.21
2027 | 8 | 3.97 | 3.87 | 21.03 | 14.8 | 4.21
2027 | 9 | 4.58 | 4.5 | 20.94 | 14.73 | 4.21
2027 | 10 | 3.88 | 4.11 | 20.85 | 14.67 | 4.21
2027 | 11 | 4.35 | 3.92 | 20.77 | 14.6 | 4.21
2027 | 12 | 3.92 | 3.31 | 20.75 | 14.58 | 4.21
2027 | 13 | 2.78 | 3.02 | 20.72 | 14.56 | 4.21
2027 | 14 | 3.28 | 3.09 | 20.69 | 14.54 | 4.21
2027 | 15 | 3.63 | 3.13 | 20.67 | 14.51 | 4.21
2027 | 16 | 3.43 | 3.33 | 20.66 | 14.5 | 4.21
2027 | 17 | 2.94 | 3.06 | 20.67 | 14.51 | 4.21
2027 | 18 | 3.16 | 3.01 | 20.68 | 14.52 | 4.21
2027 | 19 | 2.93 | 3.04 | 20.69 | 14.53 | 4.21
2027 | 20 | 2.94 | 2.83 | 20.71 | 14.54 | 4.21
2027 | 21 | 2.83 | 2.84 | 20.78 | 14.59 | 4.21
2027 | 22 | 2.82 | 2.84 | 20.85 | 14.63 | 4.21
2027 | 23 | 2.82 | 2.78 | 20.92 | 14.67 | 4.21
2027 | 24 | 2.75 | 2.89 | 21 | 14.72 | 4.21
2027 | 25 | 3.01 | 2.99 | 21.07 | 14.77 | 4.21
2027 | 26 | 2.88 | 2.95 | 21.14 | 14.82 | 4.21
2027 | 27 | 3.08 | 3.17 | 21.22 | 14.87 | 4.21
2027 | 28 | 3.04 | 3.3 | 21.29 | 14.93 | 4.21
2027 | 29 | 3.38 | 3.52 | 21.37 | 14.97 | 4.21
2027 | 30 | 2.86 | 3.11 | 21.45 | 15.02 | 4.21
2027 | 31 | 3.08 | 2.98 | 21.53 | 15.06 | 4.21
2027 | 32 | 3.01 | 2.87 | 21.6 | 15.1 | 4.21
2027 | 33 | 3.08 | 3.07 | 21.68 | 15.15 | 4.21
2027 | 34 | 2.97 | 2.97 | 21.78 | 15.19 | 4.21
2027 | 35 | 2.71 | 2.8 | 21.88 | 15.23 | 4.21
2027 | 36 | 2.58 | 2.76 | 21.98 | 15.26 | 4.21
2027 | 37 | 2.88 | 2.85 | 22.08 | 15.3 | 4.21
2027 | 38 | 2.91 | 2.76 | 22.15 | 15.33 | 4.21
2027 | 39 | 2.82 | 2.74 | 22.21 | 15.36 | 4.21
2027 | 40 | 2.69 | 2.46 | 22.27 | 15.39 | 4.21
2027 | 41 | 2.93 | 2.86 | 22.33 | 15.41 | 4.21
2027 | 42 | 3.19 | 3.18 | 22.37 | 15.43 | 4.21
2027 | 43 | 3.33 | 3.28 | 22.34 | 15.41 | 4.21
2027 | 44 | 3.21 | 3.14 | 22.32 | 15.39 | 4.21
2027 | 45 | 3.57 | 3.58 | 22.3 | 15.38 | 4.21
2027 | 46 | 4.19 | 4.28 | 22.27 | 15.36 | 4.21
2027 | 47 | 4.36 | 3.97 | 22.21 | 15.32 | 4.21
2027 | 48 | 3.77 | 3.95 | 22.16 | 15.29 | 4.21
2027 | 49 | 5.01 | 4.78 | 22.1 | 15.26 | 4.21
2027 | 50 | 5.91 | 5.59 | 22.04 | 15.22 | 4.21
2027 | 51 | 7.23 | 7.45 | 21.98 | 15.22 | 4.21
2027 | 52 | 6.15 | 5.73 | 21.9 | 15.25 | 4.21
2027 | 53 | 6.15 | 5.73 | 21.9 | 15.25 | 4.21
2028 | 1 | 11.08 | 8.67 | 22.94 | 16.15 | 4.27
2028 | 2 | 6.65 | 7.58 | 22.87 | 16.18 | 4.27
2028 | 3 | 10.13 | 8.64 | 22.77 | 16.17 | 4.27
2028 | 4 | 5.86 | 6.94 | 22.63 | 16.05 | 4.27
2028 | 5 | 7.29 | 7.32 | 22.48 | 15.94 | 4.27
2028 | 6 | 6.78 | 5.21 | 22.33 | 15.83 | 4.27
2028 | 7 | 5.11 | 4.9 | 22.19 | 15.72 | 4.27
2028 | 8 | 4.21 | 4.1 | 22.1 | 15.65 | 4.27
2028 | 9 | 4.86 | 4.77 | 22 | 15.58 | 4.27
2028 | 10 | 4.11 | 4.36 | 21.91 | 15.51 | 4.27
2028 | 11 | 4.61 | 4.16 | 21.82 | 15.44 | 4.27
2028 | 12 | 4.15 | 3.51 | 21.8 | 15.43 | 4.27
2028 | 13 | 2.95 | 3.2 | 21.77 | 15.4 | 4.27
2028 | 14 | 3.48 | 3.28 | 21.75 | 15.37 | 4.27
2028 | 15 | 3.85 | 3.32 | 21.72 | 15.35 | 4.27
2028 | 16 | 3.64 | 3.53 | 21.71 | 15.34 | 4.27
2028 | 17 | 3.11 | 3.24 | 21.72 | 15.35 | 4.27
2028 | 18 | 3.35 | 3.19 | 21.73 | 15.36 | 4.27
2028 | 19 | 3.11 | 3.22 | 21.74 | 15.37 | 4.27
2028 | 20 | 3.12 | 3 | 21.76 | 15.38 | 4.27
2028 | 21 | 3 | 3.01 | 21.84 | 15.43 | 4.27
2028 | 22 | 2.99 | 3.01 | 21.91 | 15.47 | 4.27
2028 | 23 | 2.99 | 2.95 | 21.99 | 15.52 | 4.27
2028 | 24 | 2.92 | 3.06 | 22.06 | 15.57 | 4.27
2028 | 25 | 3.19 | 3.17 | 22.14 | 15.62 | 4.27
2028 | 26 | 3.06 | 3.13 | 22.22 | 15.68 | 4.27
2028 | 27 | 3.26 | 3.36 | 22.29 | 15.73 | 4.27
2028 | 28 | 3.22 | 3.5 | 22.37 | 15.79 | 4.27
2028 | 29 | 3.59 | 3.73 | 22.45 | 15.84 | 4.27
2028 | 30 | 3.04 | 3.3 | 22.54 | 15.88 | 4.27
2028 | 31 | 3.27 | 3.16 | 22.62 | 15.93 | 4.27
2028 | 32 | 3.19 | 3.05 | 22.7 | 15.98 | 4.27
2028 | 33 | 3.27 | 3.26 | 22.79 | 16.02 | 4.27
2028 | 34 | 3.15 | 3.15 | 22.89 | 16.06 | 4.27
2028 | 35 | 2.87 | 2.97 | 22.99 | 16.1 | 4.27
2028 | 36 | 2.73 | 2.92 | 23.1 | 16.14 | 4.27
2028 | 37 | 3.06 | 3.02 | 23.2 | 16.19 | 4.27
2028 | 38 | 3.09 | 2.93 | 23.28 | 16.22 | 4.27
2028 | 39 | 2.99 | 2.91 | 23.34 | 16.25 | 4.27
2028 | 40 | 2.85 | 2.61 | 23.4 | 16.27 | 4.27
2028 | 41 | 3.11 | 3.03 | 23.46 | 16.3 | 4.27
2028 | 42 | 3.38 | 3.37 | 23.5 | 16.32 | 4.27
2028 | 43 | 3.54 | 3.48 | 23.48 | 16.3 | 4.27
2028 | 44 | 3.4 | 3.33 | 23.45 | 16.28 | 4.27
2028 | 45 | 3.79 | 3.79 | 23.43 | 16.26 | 4.27
2028 | 46 | 4.44 | 4.53 | 23.4 | 16.24 | 4.27
2028 | 47 | 4.62 | 4.21 | 23.34 | 16.21 | 4.27
2028 | 48 | 4 | 4.19 | 23.28 | 16.17 | 4.27
2028 | 49 | 5.31 | 5.07 | 23.22 | 16.14 | 4.27
2028 | 50 | 6.27 | 5.93 | 23.16 | 16.1 | 4.27
2028 | 51 | 7.67 | 7.9 | 23.09 | 16.1 | 4.27
2028 | 52 | 6.52 | 6.08 | 23.01 | 16.13 | 4.27
2028 | 53 | 6.52 | 6.08 | 23.01 | 16.13 | 4.27
2029 | 1 | 11.71 | 9.17 | 23.8 | 16.82 | 4.39
2029 | 2 | 7.03 | 8.02 | 23.72 | 16.85 | 4.39
2029 | 3 | 10.7 | 9.13 | 23.62 | 16.84 | 4.39
2029 | 4 | 6.2 | 7.33 | 23.47 | 16.72 | 4.39
2029 | 5 | 7.7 | 7.73 | 23.32 | 16.6 | 4.39
2029 | 6 | 7.16 | 5.5 | 23.17 | 16.49 | 4.39
2029 | 7 | 5.4 | 5.18 | 23.02 | 16.37 | 4.39
2029 | 8 | 4.45 | 4.34 | 22.92 | 16.3 | 4.39
2029 | 9 | 5.13 | 5.04 | 22.83 | 16.23 | 4.39
2029 | 10 | 4.35 | 4.61 | 22.73 | 16.15 | 4.39
2029 | 11 | 4.87 | 4.39 | 22.64 | 16.08 | 4.39
2029 | 12 | 4.39 | 3.71 | 22.62 | 16.07 | 4.39
2029 | 13 | 3.11 | 3.39 | 22.59 | 16.04 | 4.39
2029 | 14 | 3.68 | 3.47 | 22.56 | 16.01 | 4.39
2029 | 15 | 4.07 | 3.51 | 22.53 | 15.98 | 4.39
2029 | 16 | 3.85 | 3.74 | 22.52 | 15.98 | 4.39
2029 | 17 | 3.29 | 3.43 | 22.53 | 15.99 | 4.39
2029 | 18 | 3.54 | 3.37 | 22.54 | 15.99 | 4.39
2029 | 19 | 3.29 | 3.41 | 22.55 | 16 | 4.39
2029 | 20 | 3.3 | 3.17 | 22.57 | 16.02 | 4.39
2029 | 21 | 3.17 | 3.18 | 22.65 | 16.07 | 4.39
2029 | 22 | 3.16 | 3.18 | 22.73 | 16.12 | 4.39
2029 | 23 | 3.16 | 3.12 | 22.81 | 16.16 | 4.39
2029 | 24 | 3.08 | 3.24 | 22.89 | 16.21 | 4.39
2029 | 25 | 3.37 | 3.35 | 22.97 | 16.27 | 4.39
2029 | 26 | 3.23 | 3.3 | 23.05 | 16.33 | 4.39
2029 | 27 | 3.45 | 3.55 | 23.13 | 16.38 | 4.39
2029 | 28 | 3.41 | 3.7 | 23.21 | 16.44 | 4.39
2029 | 29 | 3.79 | 3.94 | 23.29 | 16.49 | 4.39
2029 | 30 | 3.21 | 3.48 | 23.38 | 16.54 | 4.39
2029 | 31 | 3.46 | 3.33 | 23.46 | 16.59 | 4.39
2029 | 32 | 3.37 | 3.22 | 23.55 | 16.64 | 4.39
2029 | 33 | 3.46 | 3.45 | 23.64 | 16.69 | 4.39
2029 | 34 | 3.33 | 3.33 | 23.75 | 16.73 | 4.39
2029 | 35 | 3.03 | 3.13 | 23.85 | 16.77 | 4.39
2029 | 36 | 2.89 | 3.09 | 23.96 | 16.81 | 4.39
2029 | 37 | 3.23 | 3.19 | 24.07 | 16.86 | 4.39
2029 | 38 | 3.26 | 3.1 | 24.15 | 16.89 | 4.39
2029 | 39 | 3.16 | 3.07 | 24.21 | 16.92 | 4.39
2029 | 40 | 3.02 | 2.76 | 24.28 | 16.95 | 4.39
2029 | 41 | 3.29 | 3.21 | 24.34 | 16.98 | 4.39
2029 | 42 | 3.57 | 3.57 | 24.38 | 16.99 | 4.39
2029 | 43 | 3.74 | 3.68 | 24.35 | 16.98 | 4.39
2029 | 44 | 3.6 | 3.52 | 24.33 | 16.96 | 4.39
2029 | 45 | 4 | 4.01 | 24.3 | 16.94 | 4.39
2029 | 46 | 4.69 | 4.79 | 24.28 | 16.92 | 4.39
2029 | 47 | 4.89 | 4.45 | 24.21 | 16.88 | 4.39
2029 | 48 | 4.22 | 4.43 | 24.15 | 16.84 | 4.39
2029 | 49 | 5.62 | 5.36 | 24.09 | 16.8 | 4.39
2029 | 50 | 6.62 | 6.27 | 24.02 | 16.77 | 4.39
2029 | 51 | 8.1 | 8.35 | 23.95 | 16.77 | 4.39
2029 | 52 | 6.89 | 6.42 | 23.87 | 16.8 | 4.39
2029 | 53 | 6.89 | 6.42 | 23.87 | 16.8 | 4.39
2030 | 1 | 12.09 | 9.47 | 24.9 | 17.78 | 4.47
2030 | 2 | 7.26 | 8.28 | 24.82 | 17.81 | 4.47
2030 | 3 | 11.05 | 9.43 | 24.72 | 17.79 | 4.47
2030 | 4 | 6.4 | 7.57 | 24.56 | 17.67 | 4.47
2030 | 5 | 7.95 | 7.99 | 24.4 | 17.55 | 4.47
2030 | 6 | 7.4 | 5.68 | 24.25 | 17.42 | 4.47
2030 | 7 | 5.58 | 5.35 | 24.09 | 17.3 | 4.47
2030 | 8 | 4.6 | 4.48 | 23.99 | 17.23 | 4.47
2030 | 9 | 5.3 | 5.21 | 23.89 | 17.15 | 4.47
2030 | 10 | 4.49 | 4.76 | 23.79 | 17.07 | 4.47
2030 | 11 | 5.03 | 4.54 | 23.69 | 17 | 4.47
2030 | 12 | 4.53 | 3.83 | 23.67 | 16.98 | 4.47
2030 | 13 | 3.22 | 3.5 | 23.64 | 16.95 | 4.47
2030 | 14 | 3.8 | 3.58 | 23.61 | 16.92 | 4.47
2030 | 15 | 4.2 | 3.62 | 23.58 | 16.89 | 4.47
2030 | 16 | 3.97 | 3.86 | 23.57 | 16.89 | 4.47
2030 | 17 | 3.4 | 3.54 | 23.58 | 16.89 | 4.47
2030 | 18 | 3.65 | 3.48 | 23.59 | 16.9 | 4.47
2030 | 19 | 3.39 | 3.52 | 23.6 | 16.91 | 4.47
2030 | 20 | 3.41 | 3.28 | 23.62 | 16.93 | 4.47
2030 | 21 | 3.27 | 3.28 | 23.7 | 16.98 | 4.47
2030 | 22 | 3.26 | 3.29 | 23.79 | 17.03 | 4.47
2030 | 23 | 3.26 | 3.22 | 23.87 | 17.08 | 4.47
2030 | 24 | 3.18 | 3.34 | 23.95 | 17.14 | 4.47
2030 | 25 | 3.48 | 3.46 | 24.04 | 17.2 | 4.47
2030 | 26 | 3.34 | 3.41 | 24.12 | 17.26 | 4.47
2030 | 27 | 3.56 | 3.67 | 24.2 | 17.32 | 4.47
2030 | 28 | 3.52 | 3.82 | 24.29 | 17.38 | 4.47
2030 | 29 | 3.91 | 4.07 | 24.37 | 17.43 | 4.47
2030 | 30 | 3.32 | 3.6 | 24.46 | 17.48 | 4.47
2030 | 31 | 3.57 | 3.44 | 24.56 | 17.53 | 4.47
2030 | 32 | 3.48 | 3.33 | 24.65 | 17.58 | 4.47
2030 | 33 | 3.57 | 3.56 | 24.74 | 17.64 | 4.47
2030 | 34 | 3.43 | 3.43 | 24.85 | 17.68 | 4.47
2030 | 35 | 3.13 | 3.24 | 24.96 | 17.72 | 4.47
2030 | 36 | 2.98 | 3.19 | 25.08 | 17.77 | 4.47
2030 | 37 | 3.34 | 3.3 | 25.19 | 17.81 | 4.47
2030 | 38 | 3.37 | 3.2 | 25.27 | 17.85 | 4.47
2030 | 39 | 3.27 | 3.17 | 25.34 | 17.88 | 4.47
2030 | 40 | 3.12 | 2.85 | 25.41 | 17.91 | 4.47
2030 | 41 | 3.4 | 3.31 | 25.47 | 17.94 | 4.47
2030 | 42 | 3.69 | 3.68 | 25.51 | 17.96 | 4.47
2030 | 43 | 3.86 | 3.8 | 25.49 | 17.94 | 4.47
2030 | 44 | 3.71 | 3.63 | 25.46 | 17.92 | 4.47
2030 | 45 | 4.13 | 4.14 | 25.43 | 17.9 | 4.47
2030 | 46 | 4.85 | 4.95 | 25.41 | 17.88 | 4.47
2030 | 47 | 5.05 | 4.6 | 25.34 | 17.84 | 4.47
2030 | 48 | 4.36 | 4.57 | 25.27 | 17.8 | 4.47
2030 | 49 | 5.8 | 5.53 | 25.21 | 17.76 | 4.47
2030 | 50 | 6.84 | 6.47 | 25.14 | 17.72 | 4.47
2030 | 51 | 8.37 | 8.62 | 25.07 | 17.72 | 4.47
2030 | 52 | 7.11 | 6.63 | 24.98 | 17.75 | 4.47
2030 | 53 | 7.11 | 6.63 | 24.98 | 17.75 | 4.47
2031 | 1 | 12.39 | 9.7 | 25.66 | 18.46 | 4.59
2031 | 2 | 7.44 | 8.48 | 25.58 | 18.49 | 4.59
2031 | 3 | 11.32 | 9.66 | 25.48 | 18.47 | 4.59
2031 | 4 | 6.55 | 7.76 | 25.32 | 18.34 | 4.59
2031 | 5 | 8.15 | 8.18 | 25.15 | 18.22 | 4.59
2031 | 6 | 7.58 | 5.82 | 24.99 | 18.09 | 4.59
2031 | 7 | 5.71 | 5.48 | 24.82 | 17.96 | 4.59
2031 | 8 | 4.71 | 4.59 | 24.72 | 17.88 | 4.59
2031 | 9 | 5.43 | 5.33 | 24.62 | 17.8 | 4.59
2031 | 10 | 4.6 | 4.88 | 24.52 | 17.72 | 4.59
2031 | 11 | 5.16 | 4.65 | 24.41 | 17.65 | 4.59
2031 | 12 | 4.64 | 3.92 | 24.39 | 17.63 | 4.59
2031 | 13 | 3.29 | 3.58 | 24.36 | 17.6 | 4.59
2031 | 14 | 3.89 | 3.67 | 24.33 | 17.57 | 4.59
2031 | 15 | 4.31 | 3.71 | 24.3 | 17.54 | 4.59
2031 | 16 | 4.07 | 3.95 | 24.29 | 17.53 | 4.59
2031 | 17 | 3.48 | 3.63 | 24.3 | 17.54 | 4.59
2031 | 18 | 3.74 | 3.57 | 24.31 | 17.55 | 4.59
2031 | 19 | 3.48 | 3.6 | 24.32 | 17.56 | 4.59
2031 | 20 | 3.49 | 3.36 | 24.35 | 17.57 | 4.59
2031 | 21 | 3.35 | 3.36 | 24.43 | 17.63 | 4.59
2031 | 22 | 3.34 | 3.37 | 24.52 | 17.68 | 4.59
2031 | 23 | 3.34 | 3.3 | 24.6 | 17.74 | 4.59
2031 | 24 | 3.26 | 3.42 | 24.69 | 17.79 | 4.59
2031 | 25 | 3.57 | 3.54 | 24.77 | 17.85 | 4.59
2031 | 26 | 3.42 | 3.5 | 24.86 | 17.91 | 4.59
2031 | 27 | 3.65 | 3.76 | 24.94 | 17.98 | 4.59
2031 | 28 | 3.6 | 3.92 | 25.03 | 18.04 | 4.59
2031 | 29 | 4.01 | 4.17 | 25.12 | 18.1 | 4.59
2031 | 30 | 3.4 | 3.69 | 25.21 | 18.15 | 4.59
2031 | 31 | 3.66 | 3.53 | 25.31 | 18.2 | 4.59
2031 | 32 | 3.56 | 3.41 | 25.4 | 18.25 | 4.59
2031 | 33 | 3.66 | 3.65 | 25.49 | 18.31 | 4.59
2031 | 34 | 3.52 | 3.52 | 25.61 | 18.35 | 4.59
2031 | 35 | 3.21 | 3.32 | 25.73 | 18.4 | 4.59
2031 | 36 | 3.06 | 3.27 | 25.84 | 18.45 | 4.59
2031 | 37 | 3.42 | 3.38 | 25.96 | 18.49 | 4.59
2031 | 38 | 3.45 | 3.28 | 26.04 | 18.53 | 4.59
2031 | 39 | 3.35 | 3.25 | 26.11 | 18.56 | 4.59
2031 | 40 | 3.19 | 2.92 | 26.18 | 18.6 | 4.59
2031 | 41 | 3.48 | 3.39 | 26.25 | 18.63 | 4.59
2031 | 42 | 3.78 | 3.77 | 26.3 | 18.65 | 4.59
2031 | 43 | 3.95 | 3.89 | 26.27 | 18.63 | 4.59
2031 | 44 | 3.81 | 3.72 | 26.24 | 18.6 | 4.59
2031 | 45 | 4.23 | 4.24 | 26.21 | 18.58 | 4.59
2031 | 46 | 4.97 | 5.07 | 26.18 | 18.56 | 4.59
2031 | 47 | 5.17 | 4.71 | 26.12 | 18.52 | 4.59
2031 | 48 | 4.47 | 4.68 | 26.05 | 18.48 | 4.59
2031 | 49 | 5.94 | 5.67 | 25.98 | 18.44 | 4.59
2031 | 50 | 7.01 | 6.63 | 25.91 | 18.4 | 4.59
2031 | 51 | 8.57 | 8.84 | 25.84 | 18.4 | 4.59
2031 | 52 | 7.29 | 6.79 | 25.74 | 18.43 | 4.59
2031 | 53 | 7.29 | 6.79 | 25.74 | 18.43 | 4.59
2032 | 1 | 12.88 | 10.08 | 26.69 | 19.22 | 4.67
2032 | 2 | 7.74 | 8.82 | 26.6 | 19.25 | 4.67
2032 | 3 | 11.77 | 10.04 | 26.49 | 19.23 | 4.67
2032 | 4 | 6.82 | 8.07 | 26.32 | 19.1 | 4.67
2032 | 5 | 8.47 | 8.51 | 26.15 | 18.97 | 4.67
2032 | 6 | 7.88 | 6.06 | 25.98 | 18.83 | 4.67
2032 | 7 | 5.94 | 5.7 | 25.81 | 18.7 | 4.67
2032 | 8 | 4.9 | 4.77 | 25.71 | 18.62 | 4.67
2032 | 9 | 5.65 | 5.54 | 25.6 | 18.54 | 4.67
2032 | 10 | 4.78 | 5.07 | 25.49 | 18.45 | 4.67
2032 | 11 | 5.36 | 4.83 | 25.39 | 18.37 | 4.67
2032 | 12 | 4.83 | 4.08 | 25.37 | 18.35 | 4.67
2032 | 13 | 3.43 | 3.73 | 25.33 | 18.32 | 4.67
2032 | 14 | 4.05 | 3.81 | 25.3 | 18.29 | 4.67
2032 | 15 | 4.48 | 3.86 | 25.27 | 18.26 | 4.67
2032 | 16 | 4.23 | 4.11 | 25.26 | 18.25 | 4.67
2032 | 17 | 3.62 | 3.77 | 25.27 | 18.26 | 4.67
2032 | 18 | 3.89 | 3.71 | 25.28 | 18.27 | 4.67
2032 | 19 | 3.62 | 3.75 | 25.29 | 18.28 | 4.67
2032 | 20 | 3.63 | 3.49 | 25.31 | 18.3 | 4.67
2032 | 21 | 3.49 | 3.5 | 25.4 | 18.35 | 4.67
2032 | 22 | 3.47 | 3.5 | 25.49 | 18.41 | 4.67
2032 | 23 | 3.47 | 3.43 | 25.58 | 18.47 | 4.67
2032 | 24 | 3.39 | 3.56 | 25.67 | 18.52 | 4.67
2032 | 25 | 3.71 | 3.68 | 25.76 | 18.59 | 4.67
2032 | 26 | 3.55 | 3.63 | 25.85 | 18.65 | 4.67
2032 | 27 | 3.8 | 3.91 | 25.94 | 18.72 | 4.67
2032 | 28 | 3.75 | 4.07 | 26.03 | 18.78 | 4.67
2032 | 29 | 4.17 | 4.33 | 26.12 | 18.84 | 4.67
2032 | 30 | 3.53 | 3.83 | 26.22 | 18.9 | 4.67
2032 | 31 | 3.8 | 3.67 | 26.32 | 18.95 | 4.67
2032 | 32 | 3.71 | 3.54 | 26.41 | 19.01 | 4.67
2032 | 33 | 3.8 | 3.79 | 26.51 | 19.06 | 4.67
2032 | 34 | 3.66 | 3.66 | 26.63 | 19.11 | 4.67
2032 | 35 | 3.34 | 3.45 | 26.75 | 19.16 | 4.67
2032 | 36 | 3.18 | 3.4 | 26.87 | 19.21 | 4.67
2032 | 37 | 3.55 | 3.51 | 26.99 | 19.26 | 4.67
2032 | 38 | 3.59 | 3.41 | 27.08 | 19.29 | 4.67
2032 | 39 | 3.48 | 3.38 | 27.15 | 19.33 | 4.67
2032 | 40 | 3.32 | 3.03 | 27.23 | 19.36 | 4.67
2032 | 41 | 3.62 | 3.53 | 27.3 | 19.4 | 4.67
2032 | 42 | 3.93 | 3.92 | 27.34 | 19.41 | 4.67
2032 | 43 | 4.11 | 4.05 | 27.31 | 19.39 | 4.67
2032 | 44 | 3.96 | 3.87 | 27.29 | 19.37 | 4.67
2032 | 45 | 4.4 | 4.41 | 27.26 | 19.35 | 4.67
2032 | 46 | 5.16 | 5.27 | 27.23 | 19.33 | 4.67
2032 | 47 | 5.37 | 4.89 | 27.16 | 19.28 | 4.67
2032 | 48 | 4.65 | 4.87 | 27.09 | 19.24 | 4.67
2032 | 49 | 6.18 | 5.89 | 27.01 | 19.2 | 4.67
2032 | 50 | 7.29 | 6.89 | 26.94 | 19.16 | 4.67
2032 | 51 | 8.91 | 9.19 | 26.87 | 19.15 | 4.67
2032 | 52 | 7.58 | 7.06 | 26.77 | 19.19 | 4.67
2032 | 53 | 7.58 | 7.06 | 26.77 | 19.19 | 4.67
2033 | 1 | 13.43 | 10.51 | 27.54 | 19.87 | 4.76
2033 | 2 | 8.06 | 9.19 | 27.46 | 19.9 | 4.76
2033 | 3 | 12.27 | 10.47 | 27.34 | 19.88 | 4.76
2033 | 4 | 7.1 | 8.41 | 27.17 | 19.75 | 4.76
2033 | 5 | 8.83 | 8.87 | 26.99 | 19.61 | 4.76
2033 | 6 | 8.21 | 6.31 | 26.81 | 19.47 | 4.76
2033 | 7 | 6.19 | 5.94 | 26.64 | 19.33 | 4.76
2033 | 8 | 5.11 | 4.97 | 26.53 | 19.25 | 4.76
2033 | 9 | 5.88 | 5.78 | 26.42 | 19.16 | 4.76
2033 | 10 | 4.98 | 5.28 | 26.31 | 19.08 | 4.76
2033 | 11 | 5.59 | 5.04 | 26.2 | 18.99 | 4.76
2033 | 12 | 5.03 | 4.25 | 26.18 | 18.97 | 4.76
2033 | 13 | 3.57 | 3.88 | 26.14 | 18.94 | 4.76
2033 | 14 | 4.22 | 3.97 | 26.11 | 18.91 | 4.76
2033 | 15 | 4.67 | 4.02 | 26.07 | 18.88 | 4.76
2033 | 16 | 4.41 | 4.28 | 26.07 | 18.87 | 4.76
2033 | 17 | 3.77 | 3.93 | 26.08 | 18.88 | 4.76
2033 | 18 | 4.06 | 3.87 | 26.09 | 18.89 | 4.76
2033 | 19 | 3.77 | 3.9 | 26.1 | 18.9 | 4.76
2033 | 20 | 3.78 | 3.64 | 26.13 | 18.92 | 4.76
2033 | 21 | 3.63 | 3.64 | 26.22 | 18.98 | 4.76
2033 | 22 | 3.62 | 3.65 | 26.31 | 19.03 | 4.76
2033 | 23 | 3.62 | 3.58 | 26.4 | 19.09 | 4.76
2033 | 24 | 3.54 | 3.71 | 26.49 | 19.15 | 4.76
2033 | 25 | 3.87 | 3.84 | 26.58 | 19.22 | 4.76
2033 | 26 | 3.7 | 3.79 | 26.68 | 19.28 | 4.76
2033 | 27 | 3.96 | 4.07 | 26.77 | 19.35 | 4.76
2033 | 28 | 3.91 | 4.24 | 26.86 | 19.42 | 4.76
2033 | 29 | 4.34 | 4.52 | 26.96 | 19.48 | 4.76
2033 | 30 | 3.68 | 3.99 | 27.06 | 19.54 | 4.76
2033 | 31 | 3.96 | 3.82 | 27.16 | 19.59 | 4.76
2033 | 32 | 3.86 | 3.69 | 27.26 | 19.65 | 4.76
2033 | 33 | 3.96 | 3.95 | 27.36 | 19.71 | 4.76
2033 | 34 | 3.81 | 3.81 | 27.48 | 19.76 | 4.76
2033 | 35 | 3.48 | 3.59 | 27.61 | 19.81 | 4.76
2033 | 36 | 3.31 | 3.54 | 27.73 | 19.86 | 4.76
2033 | 37 | 3.7 | 3.66 | 27.86 | 19.91 | 4.76
2033 | 38 | 3.74 | 3.55 | 27.95 | 19.95 | 4.76
2033 | 39 | 3.63 | 3.52 | 28.02 | 19.98 | 4.76
2033 | 40 | 3.46 | 3.16 | 28.1 | 20.02 | 4.76
2033 | 41 | 3.77 | 3.68 | 28.17 | 20.05 | 4.76
2033 | 42 | 4.09 | 4.09 | 28.22 | 20.07 | 4.76
2033 | 43 | 4.28 | 4.22 | 28.19 | 20.05 | 4.76
2033 | 44 | 4.12 | 4.03 | 28.16 | 20.03 | 4.76
2033 | 45 | 4.59 | 4.6 | 28.13 | 20 | 4.76
2033 | 46 | 5.38 | 5.49 | 28.1 | 19.98 | 4.76
2033 | 47 | 5.6 | 5.1 | 28.03 | 19.94 | 4.76
2033 | 48 | 4.84 | 5.08 | 27.95 | 19.89 | 4.76
2033 | 49 | 6.44 | 6.14 | 27.88 | 19.85 | 4.76
2033 | 50 | 7.59 | 7.18 | 27.81 | 19.8 | 4.76
2033 | 51 | 9.29 | 9.57 | 27.73 | 19.8 | 4.76
2033 | 52 | 7.9 | 7.36 | 27.63 | 19.84 | 4.76
2033 | 53 | 7.9 | 7.36 | 27.63 | 19.84 | 4.76
2034 | 1 | 13.85 | 10.84 | 28.41 | 20.48 | 4.87
2034 | 2 | 8.32 | 9.48 | 28.32 | 20.51 | 4.87
2034 | 3 | 12.66 | 10.8 | 28.2 | 20.49 | 4.87
2034 | 4 | 7.33 | 8.67 | 28.02 | 20.35 | 4.87
2034 | 5 | 9.11 | 9.15 | 27.84 | 20.21 | 4.87
2034 | 6 | 8.47 | 6.51 | 27.66 | 20.07 | 4.87
2034 | 7 | 6.39 | 6.13 | 27.48 | 19.93 | 4.87
2034 | 8 | 5.27 | 5.13 | 27.36 | 19.84 | 4.87
2034 | 9 | 6.07 | 5.96 | 27.25 | 19.75 | 4.87
2034 | 10 | 5.14 | 5.45 | 27.14 | 19.66 | 4.87
2034 | 11 | 5.76 | 5.2 | 27.02 | 19.58 | 4.87
2034 | 12 | 5.19 | 4.38 | 27 | 19.56 | 4.87
2034 | 13 | 3.68 | 4.01 | 26.97 | 19.52 | 4.87
2034 | 14 | 4.35 | 4.1 | 26.93 | 19.49 | 4.87
2034 | 15 | 4.81 | 4.15 | 26.89 | 19.46 | 4.87
2034 | 16 | 4.55 | 4.42 | 26.89 | 19.45 | 4.87
2034 | 17 | 3.89 | 4.05 | 26.9 | 19.46 | 4.87
2034 | 18 | 4.18 | 3.99 | 26.91 | 19.47 | 4.87
2034 | 19 | 3.89 | 4.03 | 26.92 | 19.48 | 4.87
2034 | 20 | 3.9 | 3.75 | 26.95 | 19.5 | 4.87
2034 | 21 | 3.75 | 3.76 | 27.04 | 19.56 | 4.87
2034 | 22 | 3.73 | 3.76 | 27.14 | 19.62 | 4.87
2034 | 23 | 3.73 | 3.69 | 27.23 | 19.68 | 4.87
2034 | 24 | 3.65 | 3.83 | 27.32 | 19.74 | 4.87
2034 | 25 | 3.99 | 3.96 | 27.42 | 19.8 | 4.87
2034 | 26 | 3.82 | 3.91 | 27.51 | 19.87 | 4.87
2034 | 27 | 4.08 | 4.2 | 27.61 | 19.94 | 4.87
2034 | 28 | 4.03 | 4.38 | 27.71 | 20.01 | 4.87
2034 | 29 | 4.48 | 4.66 | 27.8 | 20.08 | 4.87
2034 | 30 | 3.8 | 4.12 | 27.91 | 20.14 | 4.87
2034 | 31 | 4.09 | 3.94 | 28.01 | 20.19 | 4.87
2034 | 32 | 3.98 | 3.81 | 28.11 | 20.25 | 4.87
2034 | 33 | 4.09 | 4.07 | 28.22 | 20.31 | 4.87
2034 | 34 | 3.93 | 3.93 | 28.35 | 20.36 | 4.87
2034 | 35 | 3.59 | 3.71 | 28.48 | 20.41 | 4.87
2034 | 36 | 3.42 | 3.66 | 28.6 | 20.47 | 4.87
2034 | 37 | 3.82 | 3.77 | 28.73 | 20.52 | 4.87
2034 | 38 | 3.86 | 3.66 | 28.83 | 20.56 | 4.87
2034 | 39 | 3.74 | 3.63 | 28.9 | 20.6 | 4.87
2034 | 40 | 3.57 | 3.26 | 28.98 | 20.63 | 4.87
2034 | 41 | 3.89 | 3.79 | 29.06 | 20.67 | 4.87
2034 | 42 | 4.22 | 4.22 | 29.1 | 20.69 | 4.87
2034 | 43 | 4.42 | 4.35 | 29.07 | 20.66 | 4.87
2034 | 44 | 4.25 | 4.16 | 29.04 | 20.64 | 4.87
2034 | 45 | 4.73 | 4.74 | 29.01 | 20.62 | 4.87
2034 | 46 | 5.55 | 5.67 | 28.98 | 20.59 | 4.87
2034 | 47 | 5.78 | 5.26 | 28.91 | 20.55 | 4.87
2034 | 48 | 5 | 5.24 | 28.83 | 20.5 | 4.87
2034 | 49 | 6.64 | 6.34 | 28.76 | 20.46 | 4.87
2034 | 50 | 7.83 | 7.41 | 28.68 | 20.41 | 4.87
2034 | 51 | 9.58 | 9.88 | 28.6 | 20.41 | 4.87
2034 | 52 | 8.15 | 7.6 | 28.5 | 20.45 | 4.87
2034 | 53 | 8.15 | 7.6 | 28.5 | 20.45 | 4.87
2035 | 1 | 14.16 | 11.08 | 29.23 | 21.12 | 4.95
2035 | 2 | 8.5 | 9.69 | 29.13 | 21.15 | 4.95
2035 | 3 | 12.94 | 11.04 | 29.02 | 21.13 | 4.95
2035 | 4 | 7.49 | 8.86 | 28.83 | 20.99 | 4.95
2035 | 5 | 9.31 | 9.35 | 28.64 | 20.84 | 4.95
2035 | 6 | 8.66 | 6.65 | 28.45 | 20.7 | 4.95
2035 | 7 | 6.53 | 6.27 | 28.27 | 20.55 | 4.95
2035 | 8 | 5.39 | 5.24 | 28.15 | 20.46 | 4.95
2035 | 9 | 6.21 | 6.09 | 28.03 | 20.37 | 4.95
2035 | 10 | 5.25 | 5.57 | 27.92 | 20.28 | 4.95
2035 | 11 | 5.89 | 5.31 | 27.8 | 20.19 | 4.95
2035 | 12 | 5.3 | 4.48 | 27.78 | 20.17 | 4.95
2035 | 13 | 3.76 | 4.09 | 27.74 | 20.13 | 4.95
2035 | 14 | 4.45 | 4.19 | 27.71 | 20.1 | 4.95
2035 | 15 | 4.92 | 4.24 | 27.67 | 20.06 | 4.95
2035 | 16 | 4.65 | 4.52 | 27.66 | 20.06 | 4.95
2035 | 17 | 3.98 | 4.14 | 27.67 | 20.07 | 4.95
2035 | 18 | 4.28 | 4.08 | 27.69 | 20.08 | 4.95
2035 | 19 | 3.97 | 4.12 | 27.7 | 20.09 | 4.95
2035 | 20 | 3.99 | 3.84 | 27.72 | 20.11 | 4.95
2035 | 21 | 3.83 | 3.84 | 27.82 | 20.17 | 4.95
2035 | 22 | 3.82 | 3.85 | 27.92 | 20.23 | 4.95
2035 | 23 | 3.82 | 3.77 | 28.01 | 20.29 | 4.95
2035 | 24 | 3.73 | 3.91 | 28.11 | 20.35 | 4.95
2035 | 25 | 4.08 | 4.05 | 28.21 | 20.42 | 4.95
2035 | 26 | 3.9 | 3.99 | 28.31 | 20.49 | 4.95
2035 | 27 | 4.17 | 4.29 | 28.4 | 20.57 | 4.95
2035 | 28 | 4.12 | 4.48 | 28.5 | 20.64 | 4.95
2035 | 29 | 4.58 | 4.76 | 28.6 | 20.7 | 4.95
2035 | 30 | 3.88 | 4.21 | 28.71 | 20.76 | 4.95
2035 | 31 | 4.18 | 4.03 | 28.82 | 20.83 | 4.95
2035 | 32 | 4.07 | 3.89 | 28.92 | 20.89 | 4.95
2035 | 33 | 4.18 | 4.17 | 29.03 | 20.95 | 4.95
2035 | 34 | 4.02 | 4.02 | 29.16 | 21 | 4.95
2035 | 35 | 3.67 | 3.79 | 29.3 | 21.05 | 4.95
2035 | 36 | 3.49 | 3.74 | 29.43 | 21.11 | 4.95
2035 | 37 | 3.91 | 3.86 | 29.56 | 21.16 | 4.95
2035 | 38 | 3.94 | 3.74 | 29.66 | 21.2 | 4.95
2035 | 39 | 3.82 | 3.71 | 29.74 | 21.24 | 4.95
2035 | 40 | 3.65 | 3.33 | 29.82 | 21.28 | 4.95
2035 | 41 | 3.98 | 3.88 | 29.9 | 21.31 | 4.95
2035 | 42 | 4.32 | 4.31 | 29.94 | 21.33 | 4.95
2035 | 43 | 4.52 | 4.45 | 29.91 | 21.31 | 4.95
2035 | 44 | 4.35 | 4.25 | 29.88 | 21.28 | 4.95
2035 | 45 | 4.84 | 4.85 | 29.85 | 21.26 | 4.95
2035 | 46 | 5.67 | 5.79 | 29.82 | 21.24 | 4.95
2035 | 47 | 5.91 | 5.38 | 29.74 | 21.19 | 4.95
2035 | 48 | 5.11 | 5.35 | 29.66 | 21.14 | 4.95
2035 | 49 | 6.79 | 6.48 | 29.58 | 21.1 | 4.95
2035 | 50 | 8.01 | 7.57 | 29.51 | 21.05 | 4.95
2035 | 51 | 9.8 | 10.1 | 29.42 | 21.05 | 4.95
2035 | 52 | 8.33 | 7.76 | 29.32 | 21.09 | 4.95
2035 | 53 | 8.33 | 7.76 | 29.32 | 21.09 | 4.95
2036 | 1 | 14.47 | 11.33 | 30.08 | 21.69 | 5.05
2036 | 2 | 8.69 | 9.91 | 29.98 | 21.72 | 5.05
2036 | 3 | 13.22 | 11.28 | 29.86 | 21.7 | 5.05
2036 | 4 | 7.66 | 9.06 | 29.67 | 21.55 | 5.05
2036 | 5 | 9.52 | 9.56 | 29.48 | 21.4 | 5.05
2036 | 6 | 8.85 | 6.8 | 29.29 | 21.25 | 5.05
2036 | 7 | 6.67 | 6.41 | 29.09 | 21.1 | 5.05
2036 | 8 | 5.5 | 5.36 | 28.97 | 21.01 | 5.05
2036 | 9 | 6.34 | 6.23 | 28.85 | 20.92 | 5.05
2036 | 10 | 5.37 | 5.69 | 28.73 | 20.82 | 5.05
2036 | 11 | 6.02 | 5.43 | 28.61 | 20.73 | 5.05
2036 | 12 | 5.42 | 4.58 | 28.59 | 20.71 | 5.05
2036 | 13 | 3.85 | 4.19 | 28.55 | 20.67 | 5.05
2036 | 14 | 4.55 | 4.28 | 28.51 | 20.64 | 5.05
2036 | 15 | 5.03 | 4.33 | 28.48 | 20.6 | 5.05
2036 | 16 | 4.75 | 4.62 | 28.47 | 20.59 | 5.05
2036 | 17 | 4.06 | 4.23 | 28.48 | 20.6 | 5.05
2036 | 18 | 4.37 | 4.17 | 28.49 | 20.62 | 5.05
2036 | 19 | 4.06 | 4.21 | 28.51 | 20.63 | 5.05
2036 | 20 | 4.08 | 3.92 | 28.53 | 20.65 | 5.05
2036 | 21 | 3.92 | 3.93 | 28.63 | 20.71 | 5.05
2036 | 22 | 3.9 | 3.93 | 28.73 | 20.77 | 5.05
2036 | 23 | 3.9 | 3.85 | 28.83 | 20.84 | 5.05
2036 | 24 | 3.81 | 4 | 28.93 | 20.9 | 5.05
2036 | 25 | 4.17 | 4.14 | 29.03 | 20.97 | 5.05
2036 | 26 | 3.99 | 4.08 | 29.13 | 21.04 | 5.05
2036 | 27 | 4.26 | 4.39 | 29.23 | 21.12 | 5.05
2036 | 28 | 4.21 | 4.58 | 29.34 | 21.19 | 5.05
2036 | 29 | 4.68 | 4.87 | 29.44 | 21.26 | 5.05
2036 | 30 | 3.97 | 4.31 | 29.55 | 21.32 | 5.05
2036 | 31 | 4.27 | 4.12 | 29.66 | 21.38 | 5.05
2036 | 32 | 4.16 | 3.98 | 29.77 | 21.45 | 5.05
2036 | 33 | 4.27 | 4.26 | 29.88 | 21.51 | 5.05
2036 | 34 | 4.11 | 4.11 | 30.02 | 21.56 | 5.05
2036 | 35 | 3.75 | 3.87 | 30.15 | 21.62 | 5.05
2036 | 36 | 3.57 | 3.82 | 30.29 | 21.67 | 5.05
2036 | 37 | 3.99 | 3.94 | 30.42 | 21.73 | 5.05
2036 | 38 | 4.03 | 3.83 | 30.52 | 21.77 | 5.05
2036 | 39 | 3.91 | 3.79 | 30.6 | 21.81 | 5.05
2036 | 40 | 3.73 | 3.4 | 30.69 | 21.85 | 5.05
2036 | 41 | 4.06 | 3.96 | 30.77 | 21.89 | 5.05
2036 | 42 | 4.41 | 4.41 | 30.82 | 21.91 | 5.05
2036 | 43 | 4.62 | 4.54 | 30.79 | 21.88 | 5.05
2036 | 44 | 4.44 | 4.35 | 30.75 | 21.86 | 5.05
2036 | 45 | 4.95 | 4.95 | 30.72 | 21.83 | 5.05
2036 | 46 | 5.8 | 5.92 | 30.69 | 21.81 | 5.05
2036 | 47 | 6.04 | 5.5 | 30.61 | 21.76 | 5.05
2036 | 48 | 5.22 | 5.47 | 30.53 | 21.71 | 5.05
2036 | 49 | 6.94 | 6.62 | 30.45 | 21.66 | 5.05
2036 | 50 | 8.18 | 7.74 | 30.37 | 21.61 | 5.05
2036 | 51 | 10.01 | 10.32 | 30.28 | 21.61 | 5.05
2036 | 52 | 8.51 | 7.94 | 30.17 | 21.65 | 5.05
2036 | 53 | 8.51 | 7.94 | 30.17 | 21.65 | 5.05
2037 | 1 | 14.7 | 11.5 | 31.13 | 22.25 | 5.15
2037 | 2 | 8.83 | 10.06 | 31.04 | 22.29 | 5.15
2037 | 3 | 13.43 | 11.46 | 30.91 | 22.27 | 5.15
2037 | 4 | 7.77 | 9.2 | 30.71 | 22.11 | 5.15
2037 | 5 | 9.67 | 9.7 | 30.51 | 21.96 | 5.15
2037 | 6 | 8.99 | 6.91 | 30.31 | 21.81 | 5.15
2037 | 7 | 6.78 | 6.51 | 30.11 | 21.65 | 5.15
2037 | 8 | 5.59 | 5.44 | 29.99 | 21.56 | 5.15
2037 | 9 | 6.44 | 6.33 | 29.86 | 21.46 | 5.15
2037 | 10 | 5.45 | 5.78 | 29.74 | 21.37 | 5.15
2037 | 11 | 6.12 | 5.52 | 29.62 | 21.27 | 5.15
2037 | 12 | 5.51 | 4.65 | 29.59 | 21.25 | 5.15
2037 | 13 | 3.91 | 4.25 | 29.55 | 21.21 | 5.15
2037 | 14 | 4.62 | 4.35 | 29.51 | 21.18 | 5.15
2037 | 15 | 5.11 | 4.4 | 29.48 | 21.14 | 5.15
2037 | 16 | 4.83 | 4.69 | 29.47 | 21.13 | 5.15
2037 | 17 | 4.13 | 4.3 | 29.48 | 21.14 | 5.15
2037 | 18 | 4.44 | 4.23 | 29.49 | 21.15 | 5.15
2037 | 19 | 4.12 | 4.27 | 29.51 | 21.16 | 5.15
2037 | 20 | 4.14 | 3.98 | 29.53 | 21.18 | 5.15
2037 | 21 | 3.98 | 3.99 | 29.64 | 21.25 | 5.15
2037 | 22 | 3.96 | 3.99 | 29.74 | 21.31 | 5.15
2037 | 23 | 3.96 | 3.91 | 29.84 | 21.38 | 5.15
2037 | 24 | 3.87 | 4.06 | 29.95 | 21.44 | 5.15
2037 | 25 | 4.23 | 4.2 | 30.05 | 21.52 | 5.15
2037 | 26 | 4.05 | 4.15 | 30.16 | 21.59 | 5.15
2037 | 27 | 4.33 | 4.46 | 30.26 | 21.67 | 5.15
2037 | 28 | 4.27 | 4.65 | 30.37 | 21.74 | 5.15
2037 | 29 | 4.76 | 4.94 | 30.47 | 21.81 | 5.15
2037 | 30 | 4.03 | 4.37 | 30.59 | 21.88 | 5.15
2037 | 31 | 4.34 | 4.18 | 30.7 | 21.94 | 5.15
2037 | 32 | 4.23 | 4.04 | 30.81 | 22.01 | 5.15
2037 | 33 | 4.34 | 4.32 | 30.93 | 22.07 | 5.15
2037 | 34 | 4.17 | 4.17 | 31.07 | 22.13 | 5.15
2037 | 35 | 3.81 | 3.93 | 31.21 | 22.18 | 5.15
2037 | 36 | 3.63 | 3.88 | 31.35 | 22.24 | 5.15
2037 | 37 | 4.05 | 4 | 31.49 | 22.29 | 5.15
2037 | 38 | 4.09 | 3.89 | 31.59 | 22.34 | 5.15
2037 | 39 | 3.97 | 3.85 | 31.68 | 22.38 | 5.15
2037 | 40 | 3.79 | 3.46 | 31.76 | 22.42 | 5.15
2037 | 41 | 4.13 | 4.02 | 31.85 | 22.46 | 5.15
2037 | 42 | 4.48 | 4.48 | 31.9 | 22.48 | 5.15
2037 | 43 | 4.69 | 4.62 | 31.87 | 22.45 | 5.15
2037 | 44 | 4.51 | 4.42 | 31.83 | 22.43 | 5.15
2037 | 45 | 5.02 | 5.03 | 31.8 | 22.4 | 5.15
2037 | 46 | 5.89 | 6.01 | 31.77 | 22.37 | 5.15
2037 | 47 | 6.13 | 5.58 | 31.68 | 22.33 | 5.15
2037 | 48 | 5.3 | 5.56 | 31.6 | 22.28 | 5.15
2037 | 49 | 7.05 | 6.72 | 31.52 | 22.23 | 5.15
2037 | 50 | 8.31 | 7.86 | 31.43 | 22.18 | 5.15
2037 | 51 | 10.17 | 10.48 | 31.34 | 22.18 | 5.15
2037 | 52 | 8.64 | 8.06 | 31.23 | 22.22 | 5.15
2037 | 53 | 8.64 | 8.06 | 31.23 | 22.22 | 5.15
2038 | 1 | 15.12 | 11.84 | 32.08 | 23.04 | 5.3
2038 | 2 | 9.08 | 10.35 | 31.98 | 23.07 | 5.3
2038 | 3 | 13.82 | 11.79 | 31.85 | 23.05 | 5.3
2038 | 4 | 8 | 9.47 | 31.64 | 22.89 | 5.3
2038 | 5 | 9.95 | 9.98 | 31.44 | 22.73 | 5.3
2038 | 6 | 9.25 | 7.11 | 31.23 | 22.57 | 5.3
2038 | 7 | 6.97 | 6.69 | 31.03 | 22.41 | 5.3
2038 | 8 | 5.75 | 5.6 | 30.9 | 22.32 | 5.3
2038 | 9 | 6.63 | 6.51 | 30.77 | 22.22 | 5.3
2038 | 10 | 5.61 | 5.95 | 30.64 | 22.12 | 5.3
2038 | 11 | 6.29 | 5.67 | 30.52 | 22.02 | 5.3
2038 | 12 | 5.67 | 4.78 | 30.49 | 22 | 5.3
2038 | 13 | 4.02 | 4.37 | 30.45 | 21.96 | 5.3
2038 | 14 | 4.75 | 4.47 | 30.41 | 21.92 | 5.3
2038 | 15 | 5.26 | 4.53 | 30.37 | 21.89 | 5.3
2038 | 16 | 4.97 | 4.82 | 30.36 | 21.88 | 5.3
2038 | 17 | 4.25 | 4.42 | 30.38 | 21.89 | 5.3
2038 | 18 | 4.57 | 4.36 | 30.39 | 21.9 | 5.3
2038 | 19 | 4.24 | 4.4 | 30.4 | 21.91 | 5.3
2038 | 20 | 4.26 | 4.1 | 30.43 | 21.93 | 5.3
2038 | 21 | 4.09 | 4.1 | 30.54 | 22 | 5.3
2038 | 22 | 4.08 | 4.11 | 30.64 | 22.07 | 5.3
2038 | 23 | 4.08 | 4.03 | 30.75 | 22.13 | 5.3
2038 | 24 | 3.98 | 4.18 | 30.86 | 22.2 | 5.3
2038 | 25 | 4.35 | 4.32 | 30.96 | 22.28 | 5.3
2038 | 26 | 4.17 | 4.27 | 31.07 | 22.36 | 5.3
2038 | 27 | 4.46 | 4.58 | 31.18 | 22.43 | 5.3
2038 | 28 | 4.4 | 4.78 | 31.29 | 22.51 | 5.3
2038 | 29 | 4.89 | 5.09 | 31.4 | 22.58 | 5.3
2038 | 30 | 4.14 | 4.5 | 31.52 | 22.65 | 5.3
2038 | 31 | 4.46 | 4.31 | 31.63 | 22.72 | 5.3
2038 | 32 | 4.35 | 4.16 | 31.75 | 22.78 | 5.3
2038 | 33 | 4.46 | 4.45 | 31.87 | 22.85 | 5.3
2038 | 34 | 4.29 | 4.29 | 32.01 | 22.91 | 5.3
2038 | 35 | 3.91 | 4.05 | 32.16 | 22.96 | 5.3
2038 | 36 | 3.73 | 3.99 | 32.3 | 23.02 | 5.3
2038 | 37 | 4.17 | 4.12 | 32.45 | 23.08 | 5.3
2038 | 38 | 4.21 | 4 | 32.55 | 23.13 | 5.3
2038 | 39 | 4.08 | 3.97 | 32.64 | 23.17 | 5.3
2038 | 40 | 3.89 | 3.56 | 32.73 | 23.21 | 5.3
2038 | 41 | 4.25 | 4.14 | 32.82 | 23.25 | 5.3
2038 | 42 | 4.61 | 4.6 | 32.87 | 23.27 | 5.3
2038 | 43 | 4.83 | 4.75 | 32.83 | 23.24 | 5.3
2038 | 44 | 4.64 | 4.54 | 32.8 | 23.22 | 5.3
2038 | 45 | 5.17 | 5.18 | 32.77 | 23.19 | 5.3
2038 | 46 | 6.06 | 6.19 | 32.73 | 23.16 | 5.3
2038 | 47 | 6.31 | 5.75 | 32.65 | 23.11 | 5.3
2038 | 48 | 5.45 | 5.72 | 32.56 | 23.06 | 5.3
2038 | 49 | 7.25 | 6.92 | 32.47 | 23.01 | 5.3
2038 | 50 | 8.55 | 8.09 | 32.39 | 22.96 | 5.3
2038 | 51 | 10.46 | 10.78 | 32.3 | 22.96 | 5.3
2038 | 52 | 8.89 | 8.29 | 32.18 | 23 | 5.3
2038 | 53 | 8.89 | 8.29 | 32.18 | 23 | 5.3
2039 | 1 | 15.43 | 12.08 | 32.79 | 23.49 | 5.38
2039 | 2 | 9.27 | 10.56 | 32.68 | 23.52 | 5.38
2039 | 3 | 14.1 | 12.03 | 32.55 | 23.5 | 5.38
2039 | 4 | 8.16 | 9.66 | 32.34 | 23.34 | 5.38
2039 | 5 | 10.15 | 10.19 | 32.13 | 23.18 | 5.38
2039 | 6 | 9.44 | 7.25 | 31.92 | 23.01 | 5.38
2039 | 7 | 7.12 | 6.83 | 31.71 | 22.85 | 5.38
2039 | 8 | 5.87 | 5.71 | 31.58 | 22.75 | 5.38
2039 | 9 | 6.76 | 6.64 | 31.45 | 22.65 | 5.38
2039 | 10 | 5.72 | 6.07 | 31.32 | 22.55 | 5.38
2039 | 11 | 6.42 | 5.79 | 31.19 | 22.45 | 5.38
2039 | 12 | 5.78 | 4.88 | 31.16 | 22.43 | 5.38
2039 | 13 | 4.1 | 4.46 | 31.12 | 22.39 | 5.38
2039 | 14 | 4.85 | 4.56 | 31.08 | 22.35 | 5.38
2039 | 15 | 5.36 | 4.62 | 31.04 | 22.31 | 5.38
2039 | 16 | 5.07 | 4.92 | 31.03 | 22.3 | 5.38
2039 | 17 | 4.33 | 4.51 | 31.04 | 22.31 | 5.38
2039 | 18 | 4.66 | 4.44 | 31.06 | 22.33 | 5.38
2039 | 19 | 4.33 | 4.49 | 31.07 | 22.34 | 5.38
2039 | 20 | 4.34 | 4.18 | 31.1 | 22.36 | 5.38
2039 | 21 | 4.17 | 4.19 | 31.21 | 22.43 | 5.38
2039 | 22 | 4.16 | 4.19 | 31.32 | 22.5 | 5.38
2039 | 23 | 4.16 | 4.11 | 31.43 | 22.56 | 5.38
2039 | 24 | 4.06 | 4.26 | 31.54 | 22.63 | 5.38
2039 | 25 | 4.44 | 4.41 | 31.65 | 22.71 | 5.38
2039 | 26 | 4.25 | 4.35 | 31.76 | 22.79 | 5.38
2039 | 27 | 4.55 | 4.68 | 31.87 | 22.87 | 5.38
2039 | 28 | 4.49 | 4.88 | 31.98 | 22.95 | 5.38
2039 | 29 | 4.99 | 5.19 | 32.09 | 23.02 | 5.38
2039 | 30 | 4.23 | 4.59 | 32.21 | 23.09 | 5.38
2039 | 31 | 4.55 | 4.39 | 32.33 | 23.16 | 5.38
2039 | 32 | 4.44 | 4.24 | 32.45 | 23.23 | 5.38
2039 | 33 | 4.55 | 4.54 | 32.57 | 23.29 | 5.38
2039 | 34 | 4.38 | 4.38 | 32.72 | 23.35 | 5.38
2039 | 35 | 3.99 | 4.13 | 32.87 | 23.41 | 5.38
2039 | 36 | 3.81 | 4.07 | 33.02 | 23.47 | 5.38
2039 | 37 | 4.26 | 4.2 | 33.16 | 23.53 | 5.38
2039 | 38 | 4.3 | 4.08 | 33.27 | 23.58 | 5.38
2039 | 39 | 4.17 | 4.05 | 33.36 | 23.62 | 5.38
2039 | 40 | 3.97 | 3.63 | 33.45 | 23.66 | 5.38
2039 | 41 | 4.33 | 4.22 | 33.54 | 23.7 | 5.38
2039 | 42 | 4.7 | 4.7 | 33.59 | 23.72 | 5.38
2039 | 43 | 4.92 | 4.84 | 33.56 | 23.7 | 5.38
2039 | 44 | 4.74 | 4.64 | 33.52 | 23.67 | 5.38
2039 | 45 | 5.27 | 5.28 | 33.49 | 23.64 | 5.38
2039 | 46 | 6.18 | 6.31 | 33.45 | 23.62 | 5.38
2039 | 47 | 6.44 | 5.86 | 33.36 | 23.56 | 5.38
2039 | 48 | 5.57 | 5.83 | 33.28 | 23.51 | 5.38
2039 | 49 | 7.4 | 7.06 | 33.19 | 23.46 | 5.38
2039 | 50 | 8.72 | 8.25 | 33.1 | 23.41 | 5.38
2039 | 51 | 10.68 | 11 | 33.01 | 23.41 | 5.38
2039 | 52 | 9.07 | 8.46 | 32.89 | 23.45 | 5.38
2039 | 53 | 9.07 | 8.46 | 32.89 | 23.45 | 5.38
2040 | 1 | 15.75 | 12.33 | 34.22 | 24.73 | 5.5
2040 | 2 | 9.46 | 10.78 | 34.11 | 24.77 | 5.5
2040 | 3 | 14.39 | 12.28 | 33.97 | 24.75 | 5.5
2040 | 4 | 8.33 | 9.86 | 33.75 | 24.58 | 5.5
2040 | 5 | 10.36 | 10.4 | 33.53 | 24.41 | 5.5
2040 | 6 | 9.63 | 7.4 | 33.32 | 24.24 | 5.5
2040 | 7 | 7.26 | 6.97 | 33.1 | 24.07 | 5.5
2040 | 8 | 5.99 | 5.83 | 32.96 | 23.96 | 5.5
2040 | 9 | 6.9 | 6.78 | 32.82 | 23.86 | 5.5
2040 | 10 | 5.84 | 6.2 | 32.69 | 23.75 | 5.5
2040 | 11 | 6.55 | 5.91 | 32.55 | 23.64 | 5.5
2040 | 12 | 5.9 | 4.98 | 32.53 | 23.62 | 5.5
2040 | 13 | 4.19 | 4.55 | 32.48 | 23.58 | 5.5
2040 | 14 | 4.95 | 4.66 | 32.44 | 23.54 | 5.5
2040 | 15 | 5.47 | 4.72 | 32.4 | 23.5 | 5.5
2040 | 16 | 5.17 | 5.02 | 32.39 | 23.49 | 5.5
2040 | 17 | 4.42 | 4.61 | 32.4 | 23.5 | 5.5
2040 | 18 | 4.76 | 4.54 | 32.42 | 23.51 | 5.5
2040 | 19 | 4.42 | 4.58 | 32.43 | 23.53 | 5.5
2040 | 20 | 4.44 | 4.27 | 32.46 | 23.55 | 5.5
2040 | 21 | 4.26 | 4.27 | 32.57 | 23.62 | 5.5
2040 | 22 | 4.24 | 4.28 | 32.69 | 23.69 | 5.5
2040 | 23 | 4.25 | 4.19 | 32.8 | 23.77 | 5.5
2040 | 24 | 4.15 | 4.35 | 32.91 | 23.84 | 5.5
2040 | 25 | 4.53 | 4.5 | 33.03 | 23.92 | 5.5
2040 | 26 | 4.34 | 4.44 | 33.14 | 24 | 5.5
2040 | 27 | 4.64 | 4.77 | 33.26 | 24.09 | 5.5
2040 | 28 | 4.58 | 4.98 | 33.37 | 24.17 | 5.5
2040 | 29 | 5.1 | 5.3 | 33.49 | 24.25 | 5.5
2040 | 30 | 4.32 | 4.69 | 33.62 | 24.32 | 5.5
2040 | 31 | 4.65 | 4.48 | 33.74 | 24.39 | 5.5
2040 | 32 | 4.53 | 4.33 | 33.87 | 24.46 | 5.5
2040 | 33 | 4.65 | 4.63 | 33.99 | 24.53 | 5.5
2040 | 34 | 4.47 | 4.47 | 34.15 | 24.59 | 5.5
2040 | 35 | 4.08 | 4.21 | 34.3 | 24.66 | 5.5
2040 | 36 | 3.89 | 4.16 | 34.46 | 24.72 | 5.5
2040 | 37 | 4.34 | 4.29 | 34.61 | 24.78 | 5.5
2040 | 38 | 4.39 | 4.17 | 34.72 | 24.83 | 5.5
2040 | 39 | 4.25 | 4.13 | 34.82 | 24.87 | 5.5
2040 | 40 | 4.06 | 3.71 | 34.91 | 24.92 | 5.5
2040 | 41 | 4.42 | 4.31 | 35 | 24.96 | 5.5
2040 | 42 | 4.8 | 4.8 | 35.06 | 24.99 | 5.5
2040 | 43 | 5.03 | 4.95 | 35.02 | 24.96 | 5.5
2040 | 44 | 4.84 | 4.73 | 34.99 | 24.93 | 5.5
2040 | 45 | 5.38 | 5.39 | 34.95 | 24.9 | 5.5
2040 | 46 | 6.31 | 6.44 | 34.91 | 24.87 | 5.5
2040 | 47 | 6.57 | 5.98 | 34.82 | 24.82 | 5.5
2040 | 48 | 5.68 | 5.95 | 34.73 | 24.76 | 5.5
2040 | 49 | 7.55 | 7.21 | 34.64 | 24.71 | 5.5
2040 | 50 | 8.91 | 8.42 | 34.55 | 24.65 | 5.5
2040 | 51 | 10.9 | 11.23 | 34.45 | 24.65 | 5.5
2040 | 52 | 9.26 | 8.64 | 34.33 | 24.7 | 5.5
2040 | 53 | 9.26 | 8.64 | 34.33 | 24.7 | 5.5

## Appendix E- IESO Fuel Prices
Year | Week | Natural Gas | Fuel Oil #2
2021 | 1 | 4.67 | 17
2021 | 2 | 4.02 | 16.95
2021 | 3 | 4.28 | 16.88
2021 | 4 | 3.93 | 16.77
2021 | 5 | 3.92 | 16.66
2021 | 6 | 3.8 | 16.55
2021 | 7 | 3.4 | 16.44
2021 | 8 | 3.65 | 16.38
2021 | 9 | 3.77 | 16.31
2021 | 10 | 3.44 | 16.24
2021 | 11 | 3.4 | 16.17
2021 | 12 | 3.29 | 16.16
2021 | 13 | 3.23 | 16.14
2021 | 14 | 3.14 | 16.12
2021 | 15 | 3.22 | 16.1
2021 | 16 | 3.34 | 16.09
2021 | 17 | 3.19 | 16.1
2021 | 18 | 3.17 | 16.11
2021 | 19 | 3.15 | 16.11
2021 | 20 | 3.09 | 16.13
2021 | 21 | 3.13 | 16.18
2021 | 22 | 3.09 | 16.24
2021 | 23 | 3.31 | 16.3
2021 | 24 | 3.25 | 16.35
2021 | 25 | 3.23 | 16.41
2021 | 26 | 3.24 | 16.47
2021 | 27 | 3.35 | 16.52
2021 | 28 | 3.48 | 16.58
2021 | 29 | 3.44 | 16.64
2021 | 30 | 3.35 | 16.7
2021 | 31 | 3.14 | 16.77
2021 | 32 | 3.24 | 16.83
2021 | 33 | 3.35 | 16.89
2021 | 34 | 3.42 | 16.97
2021 | 35 | 3.39 | 17.04
2021 | 36 | 3.33 | 17.12
2021 | 37 | 3.34 | 17.2
2021 | 38 | 3.26 | 17.25
2021 | 39 | 3.11 | 17.3
2021 | 40 | 2.86 | 17.35
2021 | 41 | 3.25 | 17.39
2021 | 42 | 3.43 | 17.42
2021 | 43 | 3.48 | 17.4
2021 | 44 | 3.48 | 17.38
2021 | 45 | 3.46 | 17.36
2021 | 46 | 3.71 | 17.35
2021 | 47 | 3.7 | 17.3
2021 | 48 | 3.66 | 17.26
2021 | 49 | 4.23 | 17.21
2021 | 50 | 4.07 | 17.17
2021 | 51 | 3.98 | 17.12
2021 | 52 | 3.86 | 17.06
2021 | 53 | 3.86 | 17.06
2022 | 1 | 3.77 | 16.81
2022 | 2 | 3.25 | 16.76
2022 | 3 | 3.46 | 16.69
2022 | 4 | 3.17 | 16.58
2022 | 5 | 3.17 | 16.47
2022 | 6 | 3.07 | 16.36
2022 | 7 | 2.74 | 16.26
2022 | 8 | 2.95 | 16.19
2022 | 9 | 3.05 | 16.12
2022 | 10 | 2.78 | 16.06
2022 | 11 | 2.74 | 15.99
2022 | 12 | 2.66 | 15.98
2022 | 13 | 2.61 | 15.95
2022 | 14 | 2.54 | 15.93
2022 | 15 | 2.61 | 15.91
2022 | 16 | 2.7 | 15.91
2022 | 17 | 2.58 | 15.91
2022 | 18 | 2.56 | 15.92
2022 | 19 | 2.55 | 15.93
2022 | 20 | 2.5 | 15.94
2022 | 21 | 2.53 | 16
2022 | 22 | 2.5 | 16.06
2022 | 23 | 2.67 | 16.11
2022 | 24 | 2.62 | 16.17
2022 | 25 | 2.61 | 16.22
2022 | 26 | 2.62 | 16.28
2022 | 27 | 2.71 | 16.34
2022 | 28 | 2.81 | 16.39
2022 | 29 | 2.78 | 16.45
2022 | 30 | 2.71 | 16.51
2022 | 31 | 2.53 | 16.57
2022 | 32 | 2.62 | 16.63
2022 | 33 | 2.71 | 16.7
2022 | 34 | 2.77 | 16.77
2022 | 35 | 2.74 | 16.85
2022 | 36 | 2.69 | 16.92
2022 | 37 | 2.7 | 17
2022 | 38 | 2.63 | 17.06
2022 | 39 | 2.52 | 17.1
2022 | 40 | 2.31 | 17.15
2022 | 41 | 2.63 | 17.19
2022 | 42 | 2.77 | 17.22
2022 | 43 | 2.81 | 17.2
2022 | 44 | 2.81 | 17.18
2022 | 45 | 2.8 | 17.17
2022 | 46 | 3 | 17.15
2022 | 47 | 2.99 | 17.1
2022 | 48 | 2.96 | 17.06
2022 | 49 | 3.42 | 17.01
2022 | 50 | 3.29 | 16.97
2022 | 51 | 3.22 | 16.92
2022 | 52 | 3.12 | 16.86
2022 | 53 | 3.12 | 16.86
2023 | 1 | 4.22 | 21.67
2023 | 2 | 3.63 | 21.6
2023 | 3 | 3.87 | 21.51
2023 | 4 | 3.55 | 21.37
2023 | 5 | 3.55 | 21.23
2023 | 6 | 3.43 | 21.09
2023 | 7 | 3.07 | 20.96
2023 | 8 | 3.3 | 20.87
2023 | 9 | 3.41 | 20.78
2023 | 10 | 3.11 | 20.7
2023 | 11 | 3.07 | 20.61
2023 | 12 | 2.97 | 20.59
2023 | 13 | 2.92 | 20.57
2023 | 14 | 2.84 | 20.54
2023 | 15 | 2.91 | 20.51
2023 | 16 | 3.02 | 20.51
2023 | 17 | 2.88 | 20.52
2023 | 18 | 2.86 | 20.52
2023 | 19 | 2.85 | 20.53
2023 | 20 | 2.8 | 20.55
2023 | 21 | 2.83 | 20.62
2023 | 22 | 2.8 | 20.7
2023 | 23 | 2.99 | 20.77
2023 | 24 | 2.93 | 20.84
2023 | 25 | 2.92 | 20.91
2023 | 26 | 2.92 | 20.99
2023 | 27 | 3.03 | 21.06
2023 | 28 | 3.15 | 21.13
2023 | 29 | 3.11 | 21.21
2023 | 30 | 3.02 | 21.29
2023 | 31 | 2.83 | 21.36
2023 | 32 | 2.92 | 21.44
2023 | 33 | 3.03 | 21.52
2023 | 34 | 3.09 | 21.62
2023 | 35 | 3.07 | 21.72
2023 | 36 | 3.01 | 21.82
2023 | 37 | 3.02 | 21.92
2023 | 38 | 2.94 | 21.99
2023 | 39 | 2.81 | 22.04
2023 | 40 | 2.58 | 22.1
2023 | 41 | 2.94 | 22.16
2023 | 42 | 3.1 | 22.2
2023 | 43 | 3.15 | 22.18
2023 | 44 | 3.14 | 22.15
2023 | 45 | 3.13 | 22.13
2023 | 46 | 3.35 | 22.11
2023 | 47 | 3.34 | 22.05
2023 | 48 | 3.3 | 21.99
2023 | 49 | 3.82 | 21.93
2023 | 50 | 3.68 | 21.87
2023 | 51 | 3.59 | 21.81
2023 | 52 | 3.49 | 21.73
2023 | 53 | 3.49 | 21.73
2024 | 1 | 4 | 22.1
2024 | 2 | 3.45 | 22.03
2024 | 3 | 3.67 | 21.94
2024 | 4 | 3.37 | 21.8
2024 | 5 | 3.37 | 21.65
2024 | 6 | 3.26 | 21.51
2024 | 7 | 2.91 | 21.37
2024 | 8 | 3.13 | 21.28
2024 | 9 | 3.24 | 21.19
2024 | 10 | 2.95 | 21.11
2024 | 11 | 2.91 | 21.02
2024 | 12 | 2.82 | 21
2024 | 13 | 2.77 | 20.97
2024 | 14 | 2.69 | 20.95
2024 | 15 | 2.77 | 20.92
2024 | 16 | 2.86 | 20.91
2024 | 17 | 2.74 | 20.92
2024 | 18 | 2.72 | 20.93
2024 | 19 | 2.7 | 20.94
2024 | 20 | 2.65 | 20.96
2024 | 21 | 2.68 | 21.03
2024 | 22 | 2.65 | 21.11
2024 | 23 | 2.84 | 21.18
2024 | 24 | 2.78 | 21.25
2024 | 25 | 2.77 | 21.33
2024 | 26 | 2.78 | 21.4
2024 | 27 | 2.87 | 21.48
2024 | 28 | 2.99 | 21.55
2024 | 29 | 2.95 | 21.63
2024 | 30 | 2.87 | 21.71
2024 | 31 | 2.69 | 21.79
2024 | 32 | 2.78 | 21.87
2024 | 33 | 2.87 | 21.95
2024 | 34 | 2.94 | 22.05
2024 | 35 | 2.91 | 22.15
2024 | 36 | 2.86 | 22.25
2024 | 37 | 2.87 | 22.35
2024 | 38 | 2.79 | 22.42
2024 | 39 | 2.67 | 22.48
2024 | 40 | 2.45 | 22.54
2024 | 41 | 2.79 | 22.6
2024 | 42 | 2.94 | 22.64
2024 | 43 | 2.99 | 22.61
2024 | 44 | 2.98 | 22.59
2024 | 45 | 2.97 | 22.57
2024 | 46 | 3.18 | 22.54
2024 | 47 | 3.17 | 22.48
2024 | 48 | 3.14 | 22.43
2024 | 49 | 3.63 | 22.37
2024 | 50 | 3.49 | 22.31
2024 | 51 | 3.41 | 22.24
2024 | 52 | 3.31 | 22.16
2024 | 53 | 3.31 | 22.16
2025 | 1 | 4.2 | 22.38
2025 | 2 | 3.62 | 22.31
2025 | 3 | 3.85 | 22.22
2025 | 4 | 3.53 | 22.08
2025 | 5 | 3.53 | 21.93
2025 | 6 | 3.42 | 21.79
2025 | 7 | 3.06 | 21.65
2025 | 8 | 3.29 | 21.56
2025 | 9 | 3.4 | 21.47
2025 | 10 | 3.1 | 21.38
2025 | 11 | 3.06 | 21.29
2025 | 12 | 2.96 | 21.27
2025 | 13 | 2.91 | 21.24
2025 | 14 | 2.83 | 21.22
2025 | 15 | 2.9 | 21.19
2025 | 16 | 3.01 | 21.18
2025 | 17 | 2.87 | 21.19
2025 | 18 | 2.85 | 21.2
2025 | 19 | 2.84 | 21.21
2025 | 20 | 2.79 | 21.23
2025 | 21 | 2.82 | 21.3
2025 | 22 | 2.79 | 21.38
2025 | 23 | 2.98 | 21.45
2025 | 24 | 2.92 | 21.53
2025 | 25 | 2.91 | 21.6
2025 | 26 | 2.91 | 21.68
2025 | 27 | 3.02 | 21.75
2025 | 28 | 3.14 | 21.83
2025 | 29 | 3.09 | 21.91
2025 | 30 | 3.01 | 21.99
2025 | 31 | 2.82 | 22.07
2025 | 32 | 2.91 | 22.15
2025 | 33 | 3.02 | 22.23
2025 | 34 | 3.08 | 22.33
2025 | 35 | 3.05 | 22.43
2025 | 36 | 3 | 22.54
2025 | 37 | 3.01 | 22.64
2025 | 38 | 2.93 | 22.71
2025 | 39 | 2.8 | 22.77
2025 | 40 | 2.57 | 22.83
2025 | 41 | 2.93 | 22.89
2025 | 42 | 3.09 | 22.93
2025 | 43 | 3.14 | 22.91
2025 | 44 | 3.13 | 22.88
2025 | 45 | 3.12 | 22.86
2025 | 46 | 3.34 | 22.83
2025 | 47 | 3.33 | 22.77
2025 | 48 | 3.29 | 22.71
2025 | 49 | 3.81 | 22.66
2025 | 50 | 3.67 | 22.6
2025 | 51 | 3.58 | 22.53
2025 | 52 | 3.47 | 22.45
2025 | 53 | 3.47 | 22.45
2026 | 1 | 4.42 | 22.41
2026 | 2 | 3.81 | 22.34
2026 | 3 | 4.05 | 22.25
2026 | 4 | 3.72 | 22.11
2026 | 5 | 3.72 | 21.97
2026 | 6 | 3.6 | 21.82
2026 | 7 | 3.21 | 21.68
2026 | 8 | 3.46 | 21.59
2026 | 9 | 3.57 | 21.5
2026 | 10 | 3.26 | 21.41
2026 | 11 | 3.22 | 21.32
2026 | 12 | 3.12 | 21.31
2026 | 13 | 3.06 | 21.28
2026 | 14 | 2.97 | 21.25
2026 | 15 | 3.05 | 21.22
2026 | 16 | 3.16 | 21.21
2026 | 17 | 3.02 | 21.22
2026 | 18 | 3 | 21.23
2026 | 19 | 2.99 | 21.24
2026 | 20 | 2.93 | 21.26
2026 | 21 | 2.96 | 21.34
2026 | 22 | 2.93 | 21.41
2026 | 23 | 3.13 | 21.49
2026 | 24 | 3.07 | 21.56
2026 | 25 | 3.06 | 21.63
2026 | 26 | 3.06 | 21.71
2026 | 27 | 3.17 | 21.79
2026 | 28 | 3.3 | 21.86
2026 | 29 | 3.25 | 21.94
2026 | 30 | 3.17 | 22.02
2026 | 31 | 2.97 | 22.1
2026 | 32 | 3.06 | 22.18
2026 | 33 | 3.17 | 22.27
2026 | 34 | 3.24 | 22.37
2026 | 35 | 3.21 | 22.47
2026 | 36 | 3.16 | 22.57
2026 | 37 | 3.16 | 22.67
2026 | 38 | 3.08 | 22.74
2026 | 39 | 2.95 | 22.81
2026 | 40 | 2.7 | 22.87
2026 | 41 | 3.08 | 22.93
2026 | 42 | 3.25 | 22.97
2026 | 43 | 3.3 | 22.94
2026 | 44 | 3.29 | 22.92
2026 | 45 | 3.28 | 22.89
2026 | 46 | 3.51 | 22.87
2026 | 47 | 3.5 | 22.81
2026 | 48 | 3.46 | 22.75
2026 | 49 | 4.01 | 22.69
2026 | 50 | 3.85 | 22.63
2026 | 51 | 3.77 | 22.56
2026 | 52 | 3.65 | 22.48
2026 | 53 | 3.65 | 22.48
2027 | 1 | 4.59 | 23.39
2027 | 2 | 3.96 | 23.32
2027 | 3 | 4.21 | 23.22
2027 | 4 | 3.86 | 23.07
2027 | 5 | 3.86 | 22.92
2027 | 6 | 3.74 | 22.77
2027 | 7 | 3.34 | 22.62
2027 | 8 | 3.59 | 22.53
2027 | 9 | 3.71 | 22.44
2027 | 10 | 3.39 | 22.34
2027 | 11 | 3.34 | 22.25
2027 | 12 | 3.24 | 22.23
2027 | 13 | 3.18 | 22.2
2027 | 14 | 3.09 | 22.17
2027 | 15 | 3.17 | 22.14
2027 | 16 | 3.28 | 22.14
2027 | 17 | 3.14 | 22.15
2027 | 18 | 3.12 | 22.16
2027 | 19 | 3.1 | 22.17
2027 | 20 | 3.04 | 22.19
2027 | 21 | 3.08 | 22.26
2027 | 22 | 3.04 | 22.34
2027 | 23 | 3.25 | 22.42
2027 | 24 | 3.19 | 22.5
2027 | 25 | 3.18 | 22.57
2027 | 26 | 3.18 | 22.65
2027 | 27 | 3.29 | 22.73
2027 | 28 | 3.43 | 22.81
2027 | 29 | 3.38 | 22.89
2027 | 30 | 3.29 | 22.98
2027 | 31 | 3.09 | 23.06
2027 | 32 | 3.18 | 23.15
2027 | 33 | 3.3 | 23.23
2027 | 34 | 3.37 | 23.34
2027 | 35 | 3.34 | 23.45
2027 | 36 | 3.28 | 23.55
2027 | 37 | 3.29 | 23.66
2027 | 38 | 3.2 | 23.73
2027 | 39 | 3.06 | 23.8
2027 | 40 | 2.81 | 23.86
2027 | 41 | 3.2 | 23.92
2027 | 42 | 3.37 | 23.96
2027 | 43 | 3.43 | 23.94
2027 | 44 | 3.42 | 23.91
2027 | 45 | 3.41 | 23.89
2027 | 46 | 3.65 | 23.86
2027 | 47 | 3.64 | 23.8
2027 | 48 | 3.6 | 23.74
2027 | 49 | 4.16 | 23.68
2027 | 50 | 4.01 | 23.61
2027 | 51 | 3.91 | 23.55
2027 | 52 | 3.8 | 23.46
2027 | 53 | 3.8 | 23.46
2028 | 1 | 4.87 | 24.58
2028 | 2 | 4.2 | 24.5
2028 | 3 | 4.46 | 24.4
2028 | 4 | 4.09 | 24.24
2028 | 5 | 4.09 | 24.09
2028 | 6 | 3.96 | 23.93
2028 | 7 | 3.54 | 23.77
2028 | 8 | 3.81 | 23.67
2028 | 9 | 3.94 | 23.58
2028 | 10 | 3.59 | 23.48
2028 | 11 | 3.54 | 23.38
2028 | 12 | 3.43 | 23.36
2028 | 13 | 3.37 | 23.33
2028 | 14 | 3.28 | 23.3
2028 | 15 | 3.36 | 23.27
2028 | 16 | 3.48 | 23.26
2028 | 17 | 3.33 | 23.27
2028 | 18 | 3.3 | 23.28
2028 | 19 | 3.29 | 23.29
2028 | 20 | 3.23 | 23.31
2028 | 21 | 3.26 | 23.4
2028 | 22 | 3.23 | 23.48
2028 | 23 | 3.45 | 23.56
2028 | 24 | 3.39 | 23.64
2028 | 25 | 3.37 | 23.72
2028 | 26 | 3.38 | 23.8
2028 | 27 | 3.49 | 23.89
2028 | 28 | 3.63 | 23.97
2028 | 29 | 3.59 | 24.06
2028 | 30 | 3.49 | 24.15
2028 | 31 | 3.27 | 24.23
2028 | 32 | 3.38 | 24.32
2028 | 33 | 3.5 | 24.41
2028 | 34 | 3.57 | 24.53
2028 | 35 | 3.54 | 24.64
2028 | 36 | 3.48 | 24.75
2028 | 37 | 3.49 | 24.86
2028 | 38 | 3.4 | 24.94
2028 | 39 | 3.25 | 25.01
2028 | 40 | 2.98 | 25.07
2028 | 41 | 3.39 | 25.14
2028 | 42 | 3.58 | 25.18
2028 | 43 | 3.63 | 25.15
2028 | 44 | 3.63 | 25.13
2028 | 45 | 3.61 | 25.1
2028 | 46 | 3.87 | 25.08
2028 | 47 | 3.86 | 25.01
2028 | 48 | 3.81 | 24.94
2028 | 49 | 4.41 | 24.88
2028 | 50 | 4.25 | 24.81
2028 | 51 | 4.15 | 24.74
2028 | 52 | 4.03 | 24.65
2028 | 53 | 4.03 | 24.65
2029 | 1 | 5.15 | 25.5
2029 | 2 | 4.43 | 25.42
2029 | 3 | 4.72 | 25.31
2029 | 4 | 4.33 | 25.15
2029 | 5 | 4.33 | 24.99
2029 | 6 | 4.19 | 24.82
2029 | 7 | 3.74 | 24.66
2029 | 8 | 4.03 | 24.56
2029 | 9 | 4.16 | 24.46
2029 | 10 | 3.8 | 24.35
2029 | 11 | 3.74 | 24.25
2029 | 12 | 3.63 | 24.23
2029 | 13 | 3.56 | 24.2
2029 | 14 | 3.46 | 24.17
2029 | 15 | 3.56 | 24.14
2029 | 16 | 3.68 | 24.13
2029 | 17 | 3.52 | 24.14
2029 | 18 | 3.49 | 24.15
2029 | 19 | 3.48 | 24.16
2029 | 20 | 3.41 | 24.18
2029 | 21 | 3.45 | 24.27
2029 | 22 | 3.41 | 24.35
2029 | 23 | 3.65 | 24.44
2029 | 24 | 3.58 | 24.52
2029 | 25 | 3.56 | 24.61
2029 | 26 | 3.57 | 24.69
2029 | 27 | 3.69 | 24.78
2029 | 28 | 3.84 | 24.87
2029 | 29 | 3.79 | 24.95
2029 | 30 | 3.69 | 25.05
2029 | 31 | 3.46 | 25.14
2029 | 32 | 3.57 | 25.23
2029 | 33 | 3.69 | 25.33
2029 | 34 | 3.77 | 25.44
2029 | 35 | 3.74 | 25.56
2029 | 36 | 3.68 | 25.67
2029 | 37 | 3.68 | 25.79
2029 | 38 | 3.59 | 25.87
2029 | 39 | 3.43 | 25.94
2029 | 40 | 3.15 | 26.01
2029 | 41 | 3.58 | 26.08
2029 | 42 | 3.78 | 26.12
2029 | 43 | 3.84 | 26.09
2029 | 44 | 3.83 | 26.07
2029 | 45 | 3.82 | 26.04
2029 | 46 | 4.09 | 26.01
2029 | 47 | 4.08 | 25.94
2029 | 48 | 4.03 | 25.88
2029 | 49 | 4.66 | 25.81
2029 | 50 | 4.49 | 25.74
2029 | 51 | 4.39 | 25.67
2029 | 52 | 4.25 | 25.57
2029 | 53 | 4.25 | 25.57
2030 | 1 | 5.31 | 26.68
2030 | 2 | 4.58 | 26.6
2030 | 3 | 4.87 | 26.49
2030 | 4 | 4.47 | 26.32
2030 | 5 | 4.47 | 26.15
2030 | 6 | 4.33 | 25.98
2030 | 7 | 3.87 | 25.81
2030 | 8 | 4.16 | 25.7
2030 | 9 | 4.3 | 25.59
2030 | 10 | 3.92 | 25.49
2030 | 11 | 3.87 | 25.38
2030 | 12 | 3.75 | 25.36
2030 | 13 | 3.68 | 25.33
2030 | 14 | 3.58 | 25.29
2030 | 15 | 3.67 | 25.26
2030 | 16 | 3.8 | 25.25
2030 | 17 | 3.63 | 25.26
2030 | 18 | 3.61 | 25.28
2030 | 19 | 3.59 | 25.29
2030 | 20 | 3.52 | 25.31
2030 | 21 | 3.56 | 25.4
2030 | 22 | 3.52 | 25.49
2030 | 23 | 3.76 | 25.57
2030 | 24 | 3.7 | 25.66
2030 | 25 | 3.68 | 25.75
2030 | 26 | 3.68 | 25.84
2030 | 27 | 3.81 | 25.93
2030 | 28 | 3.97 | 26.02
2030 | 29 | 3.91 | 26.11
2030 | 30 | 3.81 | 26.21
2030 | 31 | 3.57 | 26.31
2030 | 32 | 3.68 | 26.41
2030 | 33 | 3.81 | 26.5
2030 | 34 | 3.9 | 26.63
2030 | 35 | 3.86 | 26.75
2030 | 36 | 3.8 | 26.87
2030 | 37 | 3.8 | 26.99
2030 | 38 | 3.71 | 27.07
2030 | 39 | 3.54 | 27.15
2030 | 40 | 3.25 | 27.22
2030 | 41 | 3.7 | 27.29
2030 | 42 | 3.9 | 27.34
2030 | 43 | 3.96 | 27.31
2030 | 44 | 3.96 | 27.28
2030 | 45 | 3.94 | 27.25
2030 | 46 | 4.22 | 27.22
2030 | 47 | 4.21 | 27.15
2030 | 48 | 4.16 | 27.08
2030 | 49 | 4.82 | 27.01
2030 | 50 | 4.64 | 26.94
2030 | 51 | 4.53 | 26.86
2030 | 52 | 4.39 | 26.76
2030 | 53 | 4.39 | 26.76
2031 | 1 | 5.44 | 27.5
2031 | 2 | 4.69 | 27.41
2031 | 3 | 4.99 | 27.3
2031 | 4 | 4.58 | 27.12
2031 | 5 | 4.58 | 26.95
2031 | 6 | 4.43 | 26.77
2031 | 7 | 3.96 | 26.6
2031 | 8 | 4.26 | 26.49
2031 | 9 | 4.4 | 26.38
2031 | 10 | 4.02 | 26.27
2031 | 11 | 3.96 | 26.16
2031 | 12 | 3.84 | 26.14
2031 | 13 | 3.77 | 26.1
2031 | 14 | 3.66 | 26.07
2031 | 15 | 3.76 | 26.03
2031 | 16 | 3.89 | 26.03
2031 | 17 | 3.72 | 26.04
2031 | 18 | 3.69 | 26.05
2031 | 19 | 3.68 | 26.06
2031 | 20 | 3.61 | 26.08
2031 | 21 | 3.65 | 26.18
2031 | 22 | 3.61 | 26.27
2031 | 23 | 3.86 | 26.36
2031 | 24 | 3.79 | 26.45
2031 | 25 | 3.77 | 26.54
2031 | 26 | 3.77 | 26.63
2031 | 27 | 3.91 | 26.73
2031 | 28 | 4.06 | 26.82
2031 | 29 | 4.01 | 26.91
2031 | 30 | 3.91 | 27.01
2031 | 31 | 3.66 | 27.11
2031 | 32 | 3.78 | 27.22
2031 | 33 | 3.91 | 27.32
2031 | 34 | 3.99 | 27.44
2031 | 35 | 3.96 | 27.56
2031 | 36 | 3.89 | 27.69
2031 | 37 | 3.9 | 27.81
2031 | 38 | 3.8 | 27.9
2031 | 39 | 3.63 | 27.98
2031 | 40 | 3.33 | 28.05
2031 | 41 | 3.79 | 28.13
2031 | 42 | 4 | 28.17
2031 | 43 | 4.06 | 28.14
2031 | 44 | 4.06 | 28.11
2031 | 45 | 4.04 | 28.08
2031 | 46 | 4.33 | 28.06
2031 | 47 | 4.31 | 27.98
2031 | 48 | 4.27 | 27.91
2031 | 49 | 4.94 | 27.84
2031 | 50 | 4.75 | 27.76
2031 | 51 | 4.64 | 27.68
2031 | 52 | 4.5 | 27.58
2031 | 53 | 4.5 | 27.58
2032 | 1 | 5.66 | 28.59
2032 | 2 | 4.88 | 28.5
2032 | 3 | 5.19 | 28.39
2032 | 4 | 4.76 | 28.2
2032 | 5 | 4.76 | 28.02
2032 | 6 | 4.61 | 27.84
2032 | 7 | 4.12 | 27.66
2032 | 8 | 4.43 | 27.54
2032 | 9 | 4.58 | 27.43
2032 | 10 | 4.18 | 27.31
2032 | 11 | 4.12 | 27.2
2032 | 12 | 3.99 | 27.18
2032 | 13 | 3.92 | 27.14
2032 | 14 | 3.81 | 27.11
2032 | 15 | 3.91 | 27.07
2032 | 16 | 4.05 | 27.06
2032 | 17 | 3.87 | 27.07
2032 | 18 | 3.84 | 27.09
2032 | 19 | 3.82 | 27.1
2032 | 20 | 3.75 | 27.12
2032 | 21 | 3.8 | 27.22
2032 | 22 | 3.75 | 27.31
2032 | 23 | 4.01 | 27.41
2032 | 24 | 3.94 | 27.5
2032 | 25 | 3.92 | 27.6
2032 | 26 | 3.92 | 27.69
2032 | 27 | 4.06 | 27.79
2032 | 28 | 4.22 | 27.89
2032 | 29 | 4.17 | 27.99
2032 | 30 | 4.06 | 28.09
2032 | 31 | 3.8 | 28.19
2032 | 32 | 3.93 | 28.3
2032 | 33 | 4.06 | 28.4
2032 | 34 | 4.15 | 28.53
2032 | 35 | 4.11 | 28.66
2032 | 36 | 4.04 | 28.79
2032 | 37 | 4.05 | 28.92
2032 | 38 | 3.95 | 29.01
2032 | 39 | 3.77 | 29.09
2032 | 40 | 3.46 | 29.17
2032 | 41 | 3.94 | 29.25
2032 | 42 | 4.16 | 29.3
2032 | 43 | 4.22 | 29.26
2032 | 44 | 4.22 | 29.23
2032 | 45 | 4.2 | 29.2
2032 | 46 | 4.5 | 29.17
2032 | 47 | 4.49 | 29.1
2032 | 48 | 4.43 | 29.02
2032 | 49 | 5.13 | 28.94
2032 | 50 | 4.94 | 28.87
2032 | 51 | 4.82 | 28.78
2032 | 52 | 4.68 | 28.68
2032 | 53 | 4.68 | 28.68
2033 | 1 | 5.9 | 29.51
2033 | 2 | 5.08 | 29.42
2033 | 3 | 5.41 | 29.3
2033 | 4 | 4.96 | 29.11
2033 | 5 | 4.96 | 28.92
2033 | 6 | 4.8 | 28.73
2033 | 7 | 4.29 | 28.54
2033 | 8 | 4.62 | 28.42
2033 | 9 | 4.77 | 28.31
2033 | 10 | 4.35 | 28.19
2033 | 11 | 4.29 | 28.07
2033 | 12 | 4.16 | 28.05
2033 | 13 | 4.09 | 28.01
2033 | 14 | 3.97 | 27.97
2033 | 15 | 4.08 | 27.94
2033 | 16 | 4.22 | 27.93
2033 | 17 | 4.03 | 27.94
2033 | 18 | 4 | 27.95
2033 | 19 | 3.98 | 27.97
2033 | 20 | 3.91 | 27.99
2033 | 21 | 3.96 | 28.09
2033 | 22 | 3.91 | 28.19
2033 | 23 | 4.18 | 28.29
2033 | 24 | 4.1 | 28.38
2033 | 25 | 4.09 | 28.48
2033 | 26 | 4.09 | 28.58
2033 | 27 | 4.23 | 28.68
2033 | 28 | 4.4 | 28.78
2033 | 29 | 4.34 | 28.88
2033 | 30 | 4.23 | 28.99
2033 | 31 | 3.96 | 29.1
2033 | 32 | 4.09 | 29.21
2033 | 33 | 4.23 | 29.31
2033 | 34 | 4.33 | 29.45
2033 | 35 | 4.29 | 29.58
2033 | 36 | 4.21 | 29.71
2033 | 37 | 4.22 | 29.85
2033 | 38 | 4.12 | 29.94
2033 | 39 | 3.93 | 30.02
2033 | 40 | 3.61 | 30.1
2033 | 41 | 4.11 | 30.18
2033 | 42 | 4.33 | 30.23
2033 | 43 | 4.4 | 30.2
2033 | 44 | 4.4 | 30.17
2033 | 45 | 4.38 | 30.14
2033 | 46 | 4.69 | 30.11
2033 | 47 | 4.67 | 30.03
2033 | 48 | 4.62 | 29.95
2033 | 49 | 5.35 | 29.87
2033 | 50 | 5.15 | 29.79
2033 | 51 | 5.03 | 29.71
2033 | 52 | 4.88 | 29.6
2033 | 53 | 4.88 | 29.6
2034 | 1 | 6.09 | 30.44
2034 | 2 | 5.24 | 30.34
2034 | 3 | 5.58 | 30.22
2034 | 4 | 5.12 | 30.02
2034 | 5 | 5.12 | 29.83
2034 | 6 | 4.95 | 29.63
2034 | 7 | 4.43 | 29.44
2034 | 8 | 4.76 | 29.32
2034 | 9 | 4.92 | 29.2
2034 | 10 | 4.49 | 29.07
2034 | 11 | 4.43 | 28.95
2034 | 12 | 4.29 | 28.93
2034 | 13 | 4.21 | 28.89
2034 | 14 | 4.1 | 28.85
2034 | 15 | 4.21 | 28.81
2034 | 16 | 4.35 | 28.81
2034 | 17 | 4.16 | 28.82
2034 | 18 | 4.13 | 28.83
2034 | 19 | 4.11 | 28.85
2034 | 20 | 4.04 | 28.87
2034 | 21 | 4.08 | 28.97
2034 | 22 | 4.04 | 29.07
2034 | 23 | 4.31 | 29.17
2034 | 24 | 4.23 | 29.27
2034 | 25 | 4.22 | 29.38
2034 | 26 | 4.22 | 29.48
2034 | 27 | 4.37 | 29.58
2034 | 28 | 4.54 | 29.68
2034 | 29 | 4.48 | 29.79
2034 | 30 | 4.37 | 29.9
2034 | 31 | 4.09 | 30.01
2034 | 32 | 4.22 | 30.12
2034 | 33 | 4.37 | 30.23
2034 | 34 | 4.46 | 30.37
2034 | 35 | 4.42 | 30.51
2034 | 36 | 4.35 | 30.65
2034 | 37 | 4.36 | 30.79
2034 | 38 | 4.25 | 30.88
2034 | 39 | 4.06 | 30.97
2034 | 40 | 3.73 | 31.05
2034 | 41 | 4.24 | 31.13
2034 | 42 | 4.47 | 31.18
2034 | 43 | 4.54 | 31.15
2034 | 44 | 4.54 | 31.12
2034 | 45 | 4.51 | 31.09
2034 | 46 | 4.84 | 31.05
2034 | 47 | 4.82 | 30.97
2034 | 48 | 4.77 | 30.89
2034 | 49 | 5.52 | 30.81
2034 | 50 | 5.31 | 30.73
2034 | 51 | 5.19 | 30.64
2034 | 52 | 5.03 | 30.53
2034 | 53 | 5.03 | 30.53
2035 | 1 | 6.22 | 31.31
2035 | 2 | 5.36 | 31.21
2035 | 3 | 5.7 | 31.09
2035 | 4 | 5.23 | 30.89
2035 | 5 | 5.23 | 30.69
2035 | 6 | 5.06 | 30.49
2035 | 7 | 4.53 | 30.29
2035 | 8 | 4.87 | 30.16
2035 | 9 | 5.03 | 30.04
2035 | 10 | 4.59 | 29.91
2035 | 11 | 4.53 | 29.79
2035 | 12 | 4.39 | 29.76
2035 | 13 | 4.31 | 29.72
2035 | 14 | 4.19 | 29.68
2035 | 15 | 4.3 | 29.64
2035 | 16 | 4.45 | 29.64
2035 | 17 | 4.25 | 29.65
2035 | 18 | 4.22 | 29.66
2035 | 19 | 4.2 | 29.68
2035 | 20 | 4.13 | 29.7
2035 | 21 | 4.17 | 29.81
2035 | 22 | 4.13 | 29.91
2035 | 23 | 4.41 | 30.01
2035 | 24 | 4.33 | 30.12
2035 | 25 | 4.31 | 30.22
2035 | 26 | 4.31 | 30.33
2035 | 27 | 4.46 | 30.43
2035 | 28 | 4.64 | 30.54
2035 | 29 | 4.58 | 30.65
2035 | 30 | 4.46 | 30.76
2035 | 31 | 4.18 | 30.88
2035 | 32 | 4.31 | 30.99
2035 | 33 | 4.47 | 31.1
2035 | 34 | 4.56 | 31.25
2035 | 35 | 4.52 | 31.39
2035 | 36 | 4.44 | 31.53
2035 | 37 | 4.45 | 31.67
2035 | 38 | 4.34 | 31.77
2035 | 39 | 4.15 | 31.86
2035 | 40 | 3.81 | 31.95
2035 | 41 | 4.33 | 32.03
2035 | 42 | 4.57 | 32.08
2035 | 43 | 4.64 | 32.05
2035 | 44 | 4.64 | 32.01
2035 | 45 | 4.61 | 31.98
2035 | 46 | 4.94 | 31.95
2035 | 47 | 4.93 | 31.86
2035 | 48 | 4.87 | 31.78
2035 | 49 | 5.64 | 31.7
2035 | 50 | 5.43 | 31.61
2035 | 51 | 5.3 | 31.52
2035 | 52 | 5.14 | 31.41
2035 | 53 | 5.14 | 31.41
2036 | 1 | 6.36 | 32.23
2036 | 2 | 5.48 | 32.13
2036 | 3 | 5.83 | 32
2036 | 4 | 5.35 | 31.79
2036 | 5 | 5.35 | 31.58
2036 | 6 | 5.18 | 31.38
2036 | 7 | 4.63 | 31.17
2036 | 8 | 4.97 | 31.04
2036 | 9 | 5.14 | 30.91
2036 | 10 | 4.69 | 30.78
2036 | 11 | 4.63 | 30.66
2036 | 12 | 4.49 | 30.63
2036 | 13 | 4.4 | 30.59
2036 | 14 | 4.28 | 30.55
2036 | 15 | 4.39 | 30.51
2036 | 16 | 4.55 | 30.5
2036 | 17 | 4.35 | 30.52
2036 | 18 | 4.31 | 30.53
2036 | 19 | 4.3 | 30.54
2036 | 20 | 4.22 | 30.57
2036 | 21 | 4.26 | 30.68
2036 | 22 | 4.22 | 30.78
2036 | 23 | 4.5 | 30.89
2036 | 24 | 4.42 | 31
2036 | 25 | 4.4 | 31.11
2036 | 26 | 4.41 | 31.21
2036 | 27 | 4.56 | 31.32
2036 | 28 | 4.75 | 31.43
2036 | 29 | 4.68 | 31.54
2036 | 30 | 4.56 | 31.66
2036 | 31 | 4.27 | 31.78
2036 | 32 | 4.41 | 31.9
2036 | 33 | 4.56 | 32.01
2036 | 34 | 4.66 | 32.16
2036 | 35 | 4.62 | 32.31
2036 | 36 | 4.54 | 32.45
2036 | 37 | 4.55 | 32.6
2036 | 38 | 4.44 | 32.7
2036 | 39 | 4.24 | 32.79
2036 | 40 | 3.89 | 32.88
2036 | 41 | 4.43 | 32.97
2036 | 42 | 4.67 | 33.02
2036 | 43 | 4.74 | 32.98
2036 | 44 | 4.74 | 32.95
2036 | 45 | 4.72 | 32.92
2036 | 46 | 5.05 | 32.88
2036 | 47 | 5.04 | 32.79
2036 | 48 | 4.98 | 32.71
2036 | 49 | 5.76 | 32.62
2036 | 50 | 5.55 | 32.54
2036 | 51 | 5.42 | 32.44
2036 | 52 | 5.26 | 32.33
2036 | 53 | 5.26 | 32.33
2037 | 1 | 6.46 | 33.36
2037 | 2 | 5.56 | 33.25
2037 | 3 | 5.92 | 33.12
2037 | 4 | 5.43 | 32.9
2037 | 5 | 5.43 | 32.69
2037 | 6 | 5.26 | 32.48
2037 | 7 | 4.7 | 32.26
2037 | 8 | 5.05 | 32.13
2037 | 9 | 5.22 | 32
2037 | 10 | 4.76 | 31.87
2037 | 11 | 4.7 | 31.73
2037 | 12 | 4.56 | 31.71
2037 | 13 | 4.47 | 31.67
2037 | 14 | 4.35 | 31.62
2037 | 15 | 4.46 | 31.58
2037 | 16 | 4.62 | 31.57
2037 | 17 | 4.42 | 31.59
2037 | 18 | 4.38 | 31.6
2037 | 19 | 4.36 | 31.62
2037 | 20 | 4.28 | 31.64
2037 | 21 | 4.33 | 31.75
2037 | 22 | 4.28 | 31.86
2037 | 23 | 4.57 | 31.98
2037 | 24 | 4.49 | 32.09
2037 | 25 | 4.47 | 32.2
2037 | 26 | 4.48 | 32.31
2037 | 27 | 4.63 | 32.42
2037 | 28 | 4.82 | 32.53
2037 | 29 | 4.76 | 32.65
2037 | 30 | 4.63 | 32.77
2037 | 31 | 4.34 | 32.89
2037 | 32 | 4.48 | 33.02
2037 | 33 | 4.64 | 33.14
2037 | 34 | 4.73 | 33.29
2037 | 35 | 4.69 | 33.44
2037 | 36 | 4.61 | 33.59
2037 | 37 | 4.62 | 33.74
2037 | 38 | 4.51 | 33.85
2037 | 39 | 4.31 | 33.94
2037 | 40 | 3.95 | 34.03
2037 | 41 | 4.5 | 34.12
2037 | 42 | 4.75 | 34.18
2037 | 43 | 4.82 | 34.14
2037 | 44 | 4.81 | 34.11
2037 | 45 | 4.79 | 34.07
2037 | 46 | 5.13 | 34.03
2037 | 47 | 5.12 | 33.95
2037 | 48 | 5.06 | 33.86
2037 | 49 | 5.85 | 33.77
2037 | 50 | 5.63 | 33.68
2037 | 51 | 5.5 | 33.58
2037 | 52 | 5.34 | 33.46
2037 | 53 | 5.34 | 33.46
2038 | 1 | 6.64 | 34.37
2038 | 2 | 5.73 | 34.26
2038 | 3 | 6.09 | 34.13
2038 | 4 | 5.59 | 33.91
2038 | 5 | 5.59 | 33.69
2038 | 6 | 5.41 | 33.47
2038 | 7 | 4.83 | 33.25
2038 | 8 | 5.2 | 33.11
2038 | 9 | 5.37 | 32.97
2038 | 10 | 4.9 | 32.83
2038 | 11 | 4.83 | 32.7
2038 | 12 | 4.69 | 32.67
2038 | 13 | 4.6 | 32.63
2038 | 14 | 4.47 | 32.58
2038 | 15 | 4.59 | 32.54
2038 | 16 | 4.75 | 32.53
2038 | 17 | 4.54 | 32.55
2038 | 18 | 4.51 | 32.56
2038 | 19 | 4.49 | 32.58
2038 | 20 | 4.41 | 32.61
2038 | 21 | 4.45 | 32.72
2038 | 22 | 4.41 | 32.83
2038 | 23 | 4.71 | 32.95
2038 | 24 | 4.62 | 33.06
2038 | 25 | 4.6 | 33.18
2038 | 26 | 4.61 | 33.29
2038 | 27 | 4.77 | 33.41
2038 | 28 | 4.96 | 33.52
2038 | 29 | 4.89 | 33.64
2038 | 30 | 4.77 | 33.77
2038 | 31 | 4.46 | 33.89
2038 | 32 | 4.61 | 34.02
2038 | 33 | 4.77 | 34.14
2038 | 34 | 4.87 | 34.3
2038 | 35 | 4.83 | 34.46
2038 | 36 | 4.75 | 34.61
2038 | 37 | 4.76 | 34.77
2038 | 38 | 4.64 | 34.88
2038 | 39 | 4.43 | 34.97
2038 | 40 | 4.07 | 35.07
2038 | 41 | 4.63 | 35.16
2038 | 42 | 4.88 | 35.22
2038 | 43 | 4.96 | 35.18
2038 | 44 | 4.95 | 35.14
2038 | 45 | 4.93 | 35.11
2038 | 46 | 5.28 | 35.07
2038 | 47 | 5.26 | 34.98
2038 | 48 | 5.21 | 34.89
2038 | 49 | 6.02 | 34.79
2038 | 50 | 5.8 | 34.7
2038 | 51 | 5.66 | 34.6
2038 | 52 | 5.49 | 34.48
2038 | 53 | 5.49 | 34.48
2039 | 1 | 6.78 | 35.13
2039 | 2 | 5.84 | 35.02
2039 | 3 | 6.22 | 34.88
2039 | 4 | 5.7 | 34.65
2039 | 5 | 5.7 | 34.43
2039 | 6 | 5.52 | 34.2
2039 | 7 | 4.93 | 33.98
2039 | 8 | 5.3 | 33.84
2039 | 9 | 5.48 | 33.7
2039 | 10 | 5 | 33.56
2039 | 11 | 4.93 | 33.42
2039 | 12 | 4.78 | 33.39
2039 | 13 | 4.69 | 33.35
2039 | 14 | 4.56 | 33.3
2039 | 15 | 4.68 | 33.26
2039 | 16 | 4.85 | 33.25
2039 | 17 | 4.64 | 33.26
2039 | 18 | 4.6 | 33.28
2039 | 19 | 4.58 | 33.29
2039 | 20 | 4.5 | 33.32
2039 | 21 | 4.55 | 33.44
2039 | 22 | 4.5 | 33.56
2039 | 23 | 4.8 | 33.67
2039 | 24 | 4.72 | 33.79
2039 | 25 | 4.7 | 33.91
2039 | 26 | 4.7 | 34.02
2039 | 27 | 4.86 | 34.14
2039 | 28 | 5.06 | 34.26
2039 | 29 | 4.99 | 34.38
2039 | 30 | 4.86 | 34.51
2039 | 31 | 4.55 | 34.64
2039 | 32 | 4.7 | 34.77
2039 | 33 | 4.87 | 34.9
2039 | 34 | 4.97 | 35.05
2039 | 35 | 4.93 | 35.21
2039 | 36 | 4.84 | 35.37
2039 | 37 | 4.85 | 35.53
2039 | 38 | 4.73 | 35.65
2039 | 39 | 4.52 | 35.74
2039 | 40 | 4.15 | 35.84
2039 | 41 | 4.72 | 35.93
2039 | 42 | 4.98 | 35.99
2039 | 43 | 5.06 | 35.95
2039 | 44 | 5.05 | 35.92
2039 | 45 | 5.03 | 35.88
2039 | 46 | 5.39 | 35.84
2039 | 47 | 5.37 | 35.75
2039 | 48 | 5.31 | 35.65
2039 | 49 | 6.14 | 35.56
2039 | 50 | 5.91 | 35.47
2039 | 51 | 5.78 | 35.36
2039 | 52 | 5.6 | 35.24
2039 | 53 | 5.6 | 35.24
2040 | 1 | 6.92 | 36.66
2040 | 2 | 5.96 | 36.55
2040 | 3 | 6.34 | 36.4
2040 | 4 | 5.82 | 36.16
2040 | 5 | 5.82 | 35.93
2040 | 6 | 5.63 | 35.7
2040 | 7 | 5.03 | 35.46
2040 | 8 | 5.41 | 35.31
2040 | 9 | 5.6 | 35.17
2040 | 10 | 5.1 | 35.02
2040 | 11 | 5.03 | 34.88
2040 | 12 | 4.88 | 34.85
2040 | 13 | 4.79 | 34.8
2040 | 14 | 4.66 | 34.76
2040 | 15 | 4.78 | 34.71
2040 | 16 | 4.95 | 34.7
2040 | 17 | 4.73 | 34.72
2040 | 18 | 4.7 | 34.73
2040 | 19 | 4.67 | 34.75
2040 | 20 | 4.59 | 34.78
2040 | 21 | 4.64 | 34.9
2040 | 22 | 4.59 | 35.02
2040 | 23 | 4.9 | 35.14
2040 | 24 | 4.81 | 35.26
2040 | 25 | 4.79 | 35.39
2040 | 26 | 4.8 | 35.51
2040 | 27 | 4.97 | 35.63
2040 | 28 | 5.16 | 35.76
2040 | 29 | 5.1 | 35.88
2040 | 30 | 4.96 | 36.02
2040 | 31 | 4.65 | 36.15
2040 | 32 | 4.8 | 36.29
2040 | 33 | 4.97 | 36.42
2040 | 34 | 5.07 | 36.59
2040 | 35 | 5.03 | 36.75
2040 | 36 | 4.94 | 36.92
2040 | 37 | 4.95 | 37.08
2040 | 38 | 4.83 | 37.2
2040 | 39 | 4.61 | 37.3
2040 | 40 | 4.24 | 37.4
2040 | 41 | 4.82 | 37.5
2040 | 42 | 5.08 | 37.56
2040 | 43 | 5.16 | 37.52
2040 | 44 | 5.16 | 37.48
2040 | 45 | 5.13 | 37.45
2040 | 46 | 5.5 | 37.41
2040 | 47 | 5.48 | 37.31
2040 | 48 | 5.42 | 37.21
2040 | 49 | 6.27 | 37.11
2040 | 50 | 6.04 | 37.02
2040 | 51 | 5.9 | 36.91
2040 | 52 | 5.72 | 36.78
2040 | 53 | 5.72 | 36.78

## Appendix E- Emissions
| Annual NOX | Ozone Season NOX | Annual SO2 | Ontario | Massachusetts | RGGI
2021 | 3 | 1803 | 2 | 29.03 | 17.49 | 8.6
2022 | 3 | 603 | 2 | 36.29 | 18.16 | 9.27
2023 | 3 | 203 | 2 | 47.17 | 17.9 | 10
2024 | 3 | 93 | 2 | 58.06 | 18.68 | 10.78
2025 | 3 | 43 | 2 | 68.95 | 19.52 | 11.62
2026 | 3 | 23 | 2 | 79.83 | 20.43 | 12.53
2027 | 3 | 23 | 2 | 90.72 | 21.4 | 13.5
2028 | 3 | 23 | 2 | 101.6 | 22.46 | 14.56
2029 | 3 | 23 | 2 | 112.49 | 23.59 | 15.69
2030 | 3 | 23 | 2 | 123.38 | 24.81 | 16.91
2031 | 3 | 23 | 2 | 123.38 | 26.12 | 18.22
2032 | 3 | 23 | 2 | 123.38 | 27.54 | 19.64
2033 | 3 | 23 | 2 | 123.38 | 29.07 | 21.17
2034 | 3 | 23 | 2 | 123.38 | 30.71 | 22.81
2035 | 3 | 23 | 2 | 123.38 | 32.47 | 24.57
2036 | 3 | 23 | 2 | 123.38 | 34.38 | 26.48
2037 | 3 | 23 | 2 | 123.38 | 36.43 | 28.53
2038 | 3 | 23 | 2 | 123.38 | 38.64 | 30.74
2039 | 3 | 23 | 2 | 123.38 | 41.01 | 33.11
2040 | 3 | 23 | 2 | 123.38 | 43.57 | 35.67

## Appendix E- 26
Figure 26
Annual Energy Forecasts - GWh
Year | S1 | S2
2025 | 144704 | 150047.2779
2030 | 150909 | 164256.0754
2035 | 172566 | 204702.101
2040 | 208679 | 235730.5666
Summer Peak Forecasts - MW
Year | S1 | S2
2025 | 31679 | 29611.602
2030 | 34416 | 30070.0944
2035 | 40033 | 34401.6505
2040 | 48253 | 38331.6227
Winter Peak Forecasts - MW
Year | S1 | S2
2025 | 26491 | 21758.1647
2030 | 31717 | 25892.0614
2035 | 41681 | 35093.1769
2040 | 57144 | 42300.5554

## Appendix E- 32-34
Figure 32: Land Based Wind Installed Capacity relative to Zonal Maximum Allowable Capacity | [12 empty] | Figure 32: Land Based Wind Installed Capacity relative to Zonal Maximum Allowable Capacity
S1 Installed Capacity (MW) | LBW | [11 empty] | S2 Installed Capacity (MW) | LBW
| A | B | C | D | E | F | G | H | I | J | K | NYCA |  | A | B | C | D | E | F | G | H | I | J | K | NYCA
2025 | 339.78 | 344 | 145 | 0 | 220.8 | 0 | 0 | 0 | 0 | 0 | 0 | 1049.58 | 2025 | 339.78 | 147 | 145 | 0 | 220.8 | 0 | 0 | 0 | 0 | 0 | 0 | 852.58
2030 | 2443.4 | 836.5 | 1791.1 | 198.6 | 1182.9 | 201.8 | 146.7 | 0 | 0 | 0 | 0 | 6801 | 2030 | 1266.18 | 366 | 1050.25 | 99.3 | 653 | 100.9 | 69 | 0 | 0 | 0 | 0 | 3604.63
2035 | 2779.2 | 836.5 | 3292.2 | 595.8 | 1924.2 | 605.4 | 293.4 | 0 | 0 | 0 | 0 | 10326.7 | 2035 | 2779.2 | 591 | 3292.2 | 595.8 | 1924.2 | 605.4 | 293.4 | 0 | 0 | 0 | 0 | 10081.2
2040 | 4632 | 985 | 5487 | 993 | 3207 | 1009 | 489 | 0 | 0 | 0 | 0 | 16802 | 2040 | 4632 | 985 | 5487 | 993 | 3207 | 1009 | 489 | 0 | 0 | 0 | 0 | 16802
Max LBW | 4632 | 985 | 5487 | 993 | 3207 | 1009 | 489 | 0 | 0 | 0 | 0 | 16802 | Max LBW (2021-2030 model years) | 2030 | 366 | 1514 | 475 | 653 | 155 | 69 | 0 | 0 | 0 | 0 | 5262
[13 empty] | Max LBW (2031-2040 model years) | 4632 | 985 | 5487 | 993 | 3207 | 1009 | 0 | 0 | 0 | 0 | 489 | 16802
Figure 33: Offshore Wind Installed Capacity relative to Zonal Maximum Allowable Capacity | [12 empty] | Figure 33: Offshore Wind Installed Capacity relative to Zonal Maximum Allowable Capacity
S1 Installed Capacity (MW) | LBW A: OSW | S2 Installed Capacity (MW) | OSW
| A | B | C | D | E | F | G | H | I | J | K | NYCA |  | A | B | C | D | E | F | G | H | I | J | K | NYCA
2025 | 0 | 0 | 0 | 0 | 0 | 0 | 0 | 0 | 0 | 816 | 1010 | 1826 | 2025 | 0 | 0 | 0 | 0 | 0 | 0 | 0 | 0 | 0 | 816 | 1010 | 1826
2030 | 0 | 0 | 0 | 0 | 0 | 0 | 0 | 0 | 0 | 2046 | 2990 | 5036 | 2030 | 0 | 0 | 0 | 0 | 0 | 0 | 0 | 0 | 0 | 5166 | 2270 | 7436
2035 | 0 | 0 | 0 | 0 | 0 | 0 | 0 | 0 | 0 | 4570 | 4430 | 9000 | 2035 | 0 | 0 | 0 | 0 | 0 | 0 | 0 | 0 | 0 | 5166 | 3834 | 9000
2040 | 0 | 0 | 0 | 0 | 0 | 0 | 0 | 0 | 0 | 4570 | 4430 | 9000 | 2040 | 0 | 0 | 0 | 0 | 0 | 0 | 0 | 0 | 0 | 5166 | 4554 | 9720
Max OSW | 0 | 0 | 0 | 0 | 0 | 0 | 0 | 0 | 0 | 31200 | 7200 | 38400 | Max OSW | 0 | 0 | 0 | 0 | 0 | 0 | 0 | 0 | 0 | 31200 | 7200 | 38400
Figure 34: Utility Scale Solar Installed Capacity relative to Zonal Maximum Allowable Capacity | [12 empty] | Figure 34: Utility Scale Solar Installed Capacity relative to Zonal Maximum Allowable Capacity
S1 Installed Capacity (MW) | OSW A: UPV | S2 Installed Capacity (MW) | UPV
| A | B | C | D | E | F | G | H | I | J | K | NYCA |  | A | B | C | D | E | F | G | H | I | J | K | NYCA
2025 | 289.99 | 1349.97 | 825.3 | 180 | 739.13 | 727.42 | 139.89 | 0 | 0 | 0 | 0 | 4251.7 | 2025 | 289.99 | 1349.97 | 825.3 | 180 | 739.13 | 727.42 | 139.89 | 0 | 0 | 0 | 0 | 4251.7
2030 | 289.99 | 1349.97 | 825.3 | 180 | 739.13 | 727.42 | 139.89 | 0 | 0 | 0 | 0 | 4251.7 | 2030 | 289.99 | 1349.97 | 825.3 | 180 | 739.13 | 727.42 | 139.89 | 0 | 0 | 0 | 0 | 4251.7
2035 | 289.99 | 1349.97 | 825.3 | 180 | 739.13 | 727.42 | 139.89 | 0 | 0 | 0 | 0 | 4251.7 | 2035 | 2022.79 | 1349.97 | 3614.4 | 366.3 | 2463.83 | 3027 | 179.4 | 0 | 0 | 0 | 0 | 13023.69
2040 | 289.99 | 1349.97 | 825.3 | 180 | 739.13 | 727.42 | 139.89 | 0 | 0 | 0 | 0 | 4251.7 | 2040 | 4333.19 | 1818 | 6024 | 1111.5 | 9362.63 | 5045 | 299 | 0 | 0 | 0 | 188 | 28181.32
Max UPV | 5776 | 1818 | 6024 | 1863 | 17247 | 5045 | 299 | 0 | 0 | 0 | 470 | 38542 | Max UPV | 5776 | 1818 | 6024 | 1863 | 17247 | 5045 | 299 | 0 | 0 | 0 | 470 | 38542

## Appendix F- 36-41
Figure 36: PROJECTED NYCA GENERATION (GWh), Baseline Case
Generation (GWh) | 2021 | 2022 | 2023 | 2024 | 2025 | 2026 | 2027 | 2028 | 2029 | 2030 | 2031 | 2032 | 2033 | 2034 | 2035 | 2036 | 2037 | 2038 | 2039 | 2040
West | 18199.7204 | 18882.433 | 19666.7252 | 19722.8216 | 20128.5943 | 20410.8042 | 20384.6866 | 20483.5997 | 20507.6667 | 20594.8823 | 20633.9247 | 20612.9119 | 20585.4485 | 20626.7726 | 20686.2219 | 20779.4399 | 20731.7734 | 20824.0507 | 20719.8205 | 20944.6156
Genesee | 5548.4368 | 5235.1554 | 5308.4177 | 5827.1885 | 5483.0512 | 5553.8641 | 6009.9184 | 5591.5821 | 5617.0366 | 6079.3972 | 5653.1172 | 5684.8629 | 6084.8852 | 5659.1809 | 5679.5887 | 6123.7666 | 5681.3447 | 5685.6719 | 6124.9686 | 5713.6234
Central | 30659.124 | 31812.786 | 34473.8963 | 34488.2634 | 35950.6783 | 34958.9532 | 35928.6151 | 34966.0885 | 36137.4334 | 34963.6467 | 36388.369 | 35219.0869 | 36274.957 | 35352.7127 | 36181.9879 | 35348.0476 | 36478.3027 | 35415.042 | 36512.1619 | 35612.0452
North | 9468.5278 | 9544.0588 | 9625.5173 | 9704.0753 | 9746.828 | 9770.3657 | 9777.9444 | 9767.8147 | 9778.6728 | 9778.788 | 9769.4283 | 9799.5192 | 9802.0648 | 9785.5326 | 9794.8678 | 9805.8064 | 9798.4855 | 9776.5623 | 9811.4269 | 9841.5771
Mohawk Valley | 3806.6905 | 4272.1404 | 4631.7987 | 4812.8427 | 4917.6537 | 5002.085 | 5054.6957 | 5065.5124 | 5153.5783 | 5175.2002 | 5211.1374 | 5261.613 | 5275.5226 | 5277.7462 | 5313.5376 | 5333.5719 | 5344.8007 | 5373.1578 | 5371.1535 | 5412.6647
Capital | 15096.9281 | 16850.2507 | 17503.3459 | 17863.6713 | 17237.0567 | 17300.9 | 17058.9993 | 17425.4758 | 17248.1446 | 17815.2511 | 17773.0736 | 18296.5499 | 18001.9893 | 18633.9059 | 18587.4542 | 19275.4593 | 19490.462 | 20168.5866 | 19952.5923 | 20980.0543
Hudson Valley | 7795.2878 | 9540.0819 | 9965.3349 | 10295.7406 | 10090.3275 | 10172.4706 | 10037.9503 | 10060.0779 | 10097.4844 | 10548.844 | 10587.236 | 10583.5554 | 10293.916 | 10546.5125 | 10852.212 | 11190.4301 | 11196.8701 | 11451.3459 | 11319.7122 | 11774.2119
Millwood | 2637.688 | 454.0808 | 460.985 | 470.8222 | 474.3555 | 479.4658 | 483.5866 | 489.5756 | 491.2832 | 494.1442 | 497.1696 | 500.6887 | 502.7779 | 505.1482 | 505.4369 | 509.4276 | 509.7431 | 510.5947 | 511.1052 | 511.8153
Dunwoodie | 74.7723 | 82.7027 | 88.5971 | 98.9946 | 103.8998 | 107.7172 | 111.66 | 116.649 | 121.6784 | 124.8818 | 128.8757 | 131.8848 | 133.5201 | 136.3798 | 138.6336 | 142.2246 | 143.6308 | 144.5597 | 144.4807 | 145.5779
NY City | 22596.0973 | 23247.7457 | 25575.1314 | 24665.6815 | 24448.0779 | 23818.4384 | 24017.4994 | 24486.8325 | 24174.0296 | 23947.7436 | 24431.5381 | 24152.063 | 24695.4734 | 25051.2502 | 24789.99 | 24963.0606 | 25463.8977 | 25744.8736 | 26323.165 | 26778.6975
Long Island | 8148.8991 | 8434.695 | 8084.1664 | 8263.8547 | 8129.5299 | 7999.3878 | 8052.6427 | 8078.4082 | 8079.6967 | 8224.5837 | 8384.4915 | 8373.0289 | 8476.4926 | 8553.5478 | 8744.2213 | 8814.3663 | 8901.151 | 9000.1165 | 9153.8212 | 9320.0956
NYCA Total | 124032.1721 | 128356.1304 | 135383.9159 | 136213.9562 | 136710.0528 | 135574.452 | 136918.1985 | 136531.6163 | 137406.7047 | 137747.3627 | 139458.3611 | 138615.7646 | 140127.0473 | 140128.6892 | 141274.1518 | 142285.6009 | 143740.4617 | 144094.5617 | 145944.408 | 147034.9785
Total IESO | 154707.1559 | 151934.0877 | 144491.6646 | 150996.3953 | 145891.7136 | 145595.3234 | 146638.5365 | 149180.3603 | 152171.112 | 154251.2135 | 153937.7579 | 154739.045 | 154763.8336 | 155490.0976 | 155662.7074 | 155780.0809 | 155746.6582 | 155950.4882 | 155987.9578 | 156233.4454
Total PJM | 807912.8567 | 812614.038 | 823604.6249 | 823484.3783 | 831110.9159 | 838248.8292 | 839805.0583 | 844395.2767 | 846464.6522 | 847978.3925 | 847814.7016 | 849117.7205 | 849310.8921 | 849426.6732 | 850240.1147 | 850995.4559 | 851110.8644 | 852202.2645 | 852996.8192 | 853336.6308
Total ISONE | 104627.899 | 107241.0898 | 107647.7317 | 108994.8626 | 109644.1769 | 110492.4928 | 111728.4797 | 113706.8466 | 114732.3704 | 117370.6224 | 117584.8859 | 117784.2794 | 117886.925 | 118545.7212 | 118444.1725 | 118926.2689 | 119619.3744 | 120031.7885 | 120302.7227 | 120936.8896
Total HQ * | 25204.3821 | 25649.8864 | 25618.5262 | 25640.3279 | 25543.8642 | 25520.498 | 25495.0771 | 25671.5188 | 25565.9615 | 25543.4026 | 25531.8626 | 25568.7941 | 25614.1001 | 25592.9206 | 25567.7411 | 25590.7241 | 25516.9269 | 25493.8672 | 25615.8982 | 25644.8145
Total System | 1216484.4658 | 1225795.2323 | 1236746.4633 | 1245329.9202 | 1248900.7233 | 1255431.5954 | 1260585.3501 | 1269485.6188 | 1276340.8007 | 1282890.9937 | 1284327.5691 | 1285825.6035 | 1287702.7981 | 1289184.1018 | 1291188.8875 | 1293578.1307 | 1295734.2856 | 1297772.9701 | 1300847.8059 | 1303186.7589
Figure 37: PROJECTED NET IMPORTS (GWh), Baseline Case
NET IMPORTS (GWh) | 2021 | 2022 | 2023 | 2024 | 2025 | 2026 | 2027 | 2028 | 2029 | 2030 | 2031 | 2032 | 2033 | 2034 | 2035 | 2036 | 2037 | 2038 | 2039 | 2040
PJM - NYISO | 13092.3106 | 11569.5283 | 11802.3616 | 9586.3001 | 11898.2454 | 14501.9331 | 14204.1063 | 14153.5539 | 15122.0954 | 15145.0723 | 14968.5944 | 15215.0783 | 15054.3406 | 15033.6011 | 15268.2334 | 15421.7667 | 15149.8067 | 15557.6446 | 15709.4777 | 15868.4411
LINDEN VFT | 2228.6025 | 2223.0796 | 1778.615 | 1446.0275 | 1485.0695 | 1523.4255 | 1424.2588 | 1458.6714 | 1463.4908 | 1515.691 | 1413.6507 | 1616.5214 | 1538.0542 | 1585.2845 | 1689.6053 | 1713.2988 | 1714.8027 | 1878.7899 | 1920.2901 | 1949.6382
NEPTUNE | 5411.4831 | 5185.2721 | 4220.0813 | 3904.7136 | 3858.6044 | 4004.1557 | 3885.3475 | 4040.2663 | 4257.8696 | 4282.7719 | 4097.1835 | 4437.6243 | 4465.8377 | 4522.353 | 4595.0693 | 4736.8908 | 4811.213 | 5015.8238 | 5020.9791 | 5129.9076
HTP | 2858.4364 | 2528.2455 | 1737.7847 | 1208.54 | 1339.9238 | 1676.7003 | 1459.6687 | 1590.914 | 1635.9222 | 1684.7959 | 1559.5594 | 1913.3943 | 1830.4986 | 1928.9324 | 2057.5004 | 2093.3187 | 2090.5855 | 2381.6748 | 2380.5542 | 2504.5514
ISONE - NYISO | -5412.7042 | -4760.9482 | -5031.3597 | -4181.3617 | -4051.4157 | -4110.1096 | -4318.5475 | -4325.4392 | -5042.7178 | -4745.5171 | -4836.2537 | -4568.8804 | -4680.9256 | -4178.5181 | -4390.6286 | -3984.5724 | -3584.9837 | -3248.863 | -3171.1586 | -2607.5562
CROSS SOUND CABLE | 1620.7755 | 1551.3721 | 1434.5657 | 1352.8305 | 1338.8056 | 1280.5043 | 1278.6673 | 1260.5348 | 1292.2064 | 1323.2772 | 1449.664 | 1438.6979 | 1515.6008 | 1599.2777 | 1599.0313 | 1679.8463 | 1788.806 | 1816.2749 | 1882.504 | 1950.8118
NORTHPORT NORWALK | 482.9304 | 393.7927 | 298.9869 | 161.6498 | 203.4903 | 227.376 | 206.5965 | 158.2708 | 172.3302 | 145.7513 | 275.2473 | 231.1948 | 257.6661 | 314.424 | 390.1422 | 363.4558 | 466.1331 | 512.4694 | 563.8471 | 612.8565
IESO - NYISO | -746.415 | -1993.9035 | -4951.9035 | -3185.1867 | -6155.5677 | -7807.9317 | -7762.0117 | -7216.5454 | -8085.8973 | -7943.514 | -8212.9635 | -7620.9392 | -7560.6319 | -6979.8521 | -6862.3224 | -6879.2184 | -6813.9306 | -6622.3646 | -6639.2422 | -6464.1265
HQ - NYISO CHAT | 10034.143 | 10131.926 | 10115.888 | 10108.885 | 10067.337 | 10053.224 | 10034.143 | 10148.088 | 10092.412 | 10075.746 | 10067.337 | 10065.785 | 10131.926 | 10115.888 | 10092.412 | 10088.878 | 10053.047 | 10034.143 | 10131.926 | 10130.968
HQ - NYISO CEDARS | 1080.6481 | 1422.3494 | 1411.7352 | 1402.403 | 1388.7961 | 1379.078 | 1371.343 | 1389.9528 | 1381.8324 | 1379.4245 | 1376.7946 | 1373.745 | 1386.5631 | 1386.1296 | 1383.612 | 1377.1321 | 1375.6839 | 1370.1332 | 1388.3611 | 1383.8105
TOTAL | 30650.2102 | 28250.714 | 22816.7554 | 21804.801 | 21373.2887 | 22728.3556 | 21783.5719 | 22658.2675 | 22289.544 | 22863.4991 | 22158.8137 | 24102.2213 | 23938.9296 | 25327.5199 | 25822.6549 | 26610.7964 | 27051.1636 | 28695.7259 | 29187.5385 | 30459.3024
Figure 38: Projected NYCA Generation by Zone, Delta from Baseline Case
Generation (GWh) | 2021 | 2022 | 2023 | 2024 | 2025 | 2026 | 2027 | 2028 | 2029 | 2030 | 2031 | 2032 | 2033 | 2034 | 2035 | 2036 | 2037 | 2038 | 2039 | 2040
West | 2.5031 | -28.5317 | 371.9052 | 959.9654 | 836.4053 | 751.4918 | 760.6137 | 638.3986 | 690.9051 | 654.0803 | 719.2722 | 720.6665 | 686.692 | 646.5125 | 636.5183 | 587.7541 | 704.1876 | 668.5649 | 717.9137 | 628.9388
Genesee | 6.5211 | 411.7909 | 1210.5369 | 2976.3384 | 2928.3273 | 2909.3903 | 2903.6337 | 2910.3981 | 2908.0663 | 2890.6635 | 2905.715 | 2910.0982 | 2905.7127 | 2910.4947 | 2922.2963 | 2912.4891 | 2921.1834 | 2935.0335 | 2920.6907 | 2929.1218
Central | -56.7176 | -127.8667 | 9.6439 | 208.1744 | 132.4949 | -43.756 | 106.1071 | 14.2571 | -142.1909 | 64.4449 | -495.4697 | -113.0676 | -200.2562 | -231.9926 | -86.5882 | -0.50456 | 25.6149 | 152.6126 | 155.4629 | 400.4633
North | -3.6669 | -4.8009 | 8.4988 | 288.8479 | 274.392 | 276.5961 | 284.7297 | 277.2414 | 276.768 | 265.2452 | 309.6011 | 292.2172 | 268.8457 | 289.6357 | 268.2758 | 273.2474 | 252.9044 | 285.9887 | 275.3012 | 274.2371
Mohawk Valley | 6.2096 | 219.5426 | 1162.7489 | 1915.0336 | 1927.101 | 1926.0063 | 1932.2553 | 1957.5805 | 1925.4288 | 1927.3897 | 1938.1679 | 1937.9863 | 1914.9134 | 1942.1754 | 1938.0618 | 1943.3209 | 1934.3133 | 1929.1771 | 1929.9021 | 1928.288
Capital | 47.9411 | 164.4944 | 260.4507 | -1266.3674 | -964.6811 | -2051.1127 | -2111.9002 | -2340.367 | -2055.3683 | -2317.1211 | -2170.2331 | -2290.349 | -2273.3635 | -2165.0977 | -2282.6778 | -2326.1144 | -2301.0266 | -2271.8466 | -2285.2606 | -2434.1864
Hudson Valley | 8.4578 | 101.3703 | -100.8726 | -1226.9982 | -1211.591 | -2064.218 | -2000.2375 | -1985.0711 | -1890.2872 | -2220.5662 | -2082.973 | -1930.893 | -1767.8697 | -1888.7572 | -1922.9386 | -2129.1081 | -2113.7867 | -1906.1948 | -1886.6583 | -1713.6357
Millwood | 0.47533 | -0.168 | -0.035728 | -0.033388 | 0 | 0 | 0 | 0 | 0 | 0 | 0 | 0 | 0 | 0 | 0 | -0.003025 | 0 | 0 | 0 | 0
Dunwoodie | 0 | 0 | 0 | 0 | -8.7738e-08 | 0 | 0 | 0 | 0 | 0 | 0 | 0 | 0 | 0 | 0 | -0.023236 | -0.0078545 | 0 | 0 | 0
NY City | 71.0265 | 56.1322 | -570.8551 | 1289.4834 | 1160.285 | 4517.9676 | 4490.3082 | 4508.1517 | 4339.0016 | 4677.1661 | 4599.8137 | 4643.1097 | 4683.6323 | 4520.5448 | 4644.8897 | 4543.1841 | 4657.1041 | 4533.8909 | 4542.2907 | 4269.0874
Long Island | 10.0678 | -53.2186 | -6.0752 | 3382.0297 | 3420.215 | 5542.7046 | 5514.1153 | 5486.8337 | 5479.1505 | 5473.2347 | 5474.7952 | 5502.3388 | 5449.3444 | 5435.705 | 5439.345 | 5423.7988 | 5422.975 | 5353.3985 | 5351.7771 | 5326.8742
NYCA Total | 92.8177 | 738.7446 | 2345.9459 | 8526.4737 | 8502.9483 | 11765.07 | 11879.6253 | 11467.4231 | 11531.4739 | 11414.5372 | 11198.6891 | 11672.1072 | 11667.6512 | 11459.2206 | 11557.1824 | 11228.0411 | 11503.4615 | 11680.6247 | 11721.4197 | 11609.1884
Total IESO | -14.7026 | 22.8707 | -59.091 | 92.3382 | -88.4256 | -190.6056 | -98.7244 | -52.028 | -173.0167 | -171.066 | -264.0454 | -234.8265 | -175.6737 | -151.3879 | -155.7065 | -261.748 | -284.3889 | -301.724 | -331.8915 | -339.9945
Total PJM | -12.2849 | -485.8952 | -1587.2064 | -6303.1096 | -5851.0994 | -7482.7274 | -7852.9997 | -7690.0187 | -7529.5892 | -7549.6023 | -7293.8517 | -7672.8668 | -8018.2642 | -7653.6422 | -7669.6214 | -7486.6174 | -7331.569 | -7168.4706 | -7433.1079 | -7068.147
Total ISONE | -67.8779 | -251.7367 | -542.5304 | -2186.5979 | -2358.1875 | -3757.9156 | -3754.8747 | -3505.4091 | -3668.4846 | -3514.9461 | -3591.4212 | -3753.5637 | -3587.2081 | -3709.4638 | -3795.7287 | -3591.8441 | -3979.1316 | -4180.1728 | -3972.3671 | -4289.1272
Total HQ * | -0.092009 | -0.29449 | -4.591 | -0.62882 | 0.064589 | -3.2249 | -4.7469 | -0.55734 | -0.63285 | 1.1133 | -4.7691 | -1.1235 | -0.40348 | 1.379 | 2.1625 | 3.8676 | 1.8829 | 4.3536 | 2.6825 | 5.8007
Total System | -2.1397 | 23.689 | 152.5271 | 128.4757 | 205.3003 | 330.5965 | 168.2796 | 219.4099 | 159.7506 | 180.0361 | 44.6017 | 9.7268 | -113.8983 | -53.8943 | -61.7118 | -108.3009 | -89.7451 | 34.611 | -13.2643 | -82.2795
Figure 39: Projected Net Imports by Interface, Delta from Baseline Case
NET IMPORTS (GWh) | 2021 | 2022 | 2023 | 2024 | 2025 | 2026 | 2027 | 2028 | 2029 | 2030 | 2031 | 2032 | 2033 | 2034 | 2035 | 2036 | 2037 | 2038 | 2039 | 2040
PJM - NYISO | 9.3557 | -343.4167 | -1201.53 | -3302.9126 | -3435.4535 | -3900.4892 | -4291.4755 | -3920.4217 | -3855.2623 | -3757.1204 | -3654.66 | -3778.4797 | -4086.8754 | -3740.3185 | -3744.9544 | -3575.2506 | -3523.7329 | -3310.8772 | -3586.2806 | -3227.989
LINDEN VFT | 0.35112 | 8.457 | -21.076 | -262.9591 | -307.7534 | -728.1021 | -743.7727 | -750.6063 | -741.3167 | -777.5672 | -788.3181 | -736.0487 | -705.7846 | -685.3865 | -666.8116 | -668.0289 | -629.5256 | -596.2897 | -602.6182 | -597.6516
NEPTUNE | -9.7245 | 46.1497 | -8.1083 | -1314.3581 | -1351.3929 | -1941.0194 | -1929.2506 | -1925.947 | -2004.5098 | -1999.3622 | -1906.4721 | -1922.3082 | -1961.6574 | -1884.3753 | -1873.1565 | -1850.74 | -1826.9099 | -1815.5257 | -1791.554 | -1717.4509
HTP | -29.8804 | -80.0334 | -46.6283 | -417.0857 | -537.4723 | -1022.7036 | -815.401 | -995.3497 | -940.1492 | -1005.5041 | -906.0057 | -1113.1626 | -1047.1187 | -1068.6227 | -1126.0166 | -1140.6245 | -1081.6388 | -1296.7611 | -1269.7918 | -1291.8026
ISONE - NYISO | -52.5257 | -233.4352 | -547.0338 | -1408.6565 | -1624.0051 | -2525.5737 | -2537.5061 | -2296.7433 | -2402.7066 | -2265.4874 | -2150.572 | -2321.1866 | -2118.068 | -2187.0869 | -2207.1207 | -2000.6442 | -2317.5618 | -2489.391 | -2239.5138 | -2443.3297
CROSS SOUND CABLE | -3.1943 | 5.4889 | -5.4743 | -536.0571 | -498.4865 | -663.5732 | -655.4389 | -655.0301 | -674.726 | -690.6572 | -787.2462 | -802.8791 | -839.1397 | -887.0279 | -872.3908 | -917.9892 | -958.3224 | -979.7679 | -1015.9895 | -1075.6149
NORTHPORT NORWALK | -12.1124 | -25.7143 | -3.4504 | -252.2576 | -253.9962 | -598.282 | -576.1081 | -571.7814 | -605.0003 | -572.8936 | -655.292 | -626.0335 | -615.6676 | -626.8339 | -706.8556 | -659.7765 | -691.8716 | -712.5328 | -713.1735 | -759.2274
IESO - NYISO | 4.8215 | -112.7685 | -487.6899 | -1014.6387 | -468.2431 | -341.7042 | -303.6722 | -322.4983 | -284.2748 | -321.254 | -335.2385 | -363.0234 | -299.2415 | -380.9084 | -361.3001 | -424.3882 | -480.3619 | -473.2966 | -499.1485 | -505.4737
HQ - NYISO CHAT | -3.9063e-06 | -9.766e-07 | 0 | 9.766e-07 | 0 | 0 | 0 | 0.038 | 0 | 0 | -0.058367 | 0 | 0 | -9.766e-07 | 0 | 0.001 | 0.177 | 0 | 0 | 0
HQ - NYISO CEDARS | -0.092011 | -0.29449 | -4.591 | -0.62881 | 0.064601 | -3.2249 | -4.7469 | -0.59531 | -0.63284 | 1.1134 | -4.7107 | -1.1235 | -0.40346 | 1.379 | 2.1625 | 3.8126 | 1.7059 | 4.3536 | 2.6826 | 5.8007
TOTAL | -93.001 | -735.5668 | -2325.582 | -8509.5542 | -8476.7384 | -11724.6722 | -11857.372 | -11438.9351 | -11508.5786 | -11388.7326 | -11188.5738 | -11664.2454 | -11673.9563 | -11459.1811 | -11556.4438 | -11233.6284 | -11508.042 | -11670.0884 | -11715.3872 | -11612.7391
Figure 40: Projected Demand Congestion by Zone, Delta from Baseline Case
Demand Congestion ($M) | 2021 | 2022 | 2023 | 2024 | 2025 | 2026 | 2027 | 2028 | 2029 | 2030 | 2031 | 2032 | 2033 | 2034 | 2035 | 2036 | 2037 | 2038 | 2039 | 2040
West | -0.95815 | -1.3896 | -3.9408 | 3.619 | 6.4411 | 2.5028 | 3.4125 | -5.1214 | -7.036 | -13.2911 | -15.7383 | -17.3657 | -18.5497 | -17.0007 | -18.1647 | -21.0604 | -21.6539 | -23.5311 | -24.0994 | -25.2194
Genesee | -0.46884 | -0.95891 | -2.7087 | 2.4246 | 4.0086 | 4.1601 | 4.6032 | 0.73028 | 0.92488 | -1.4983 | -2.0865 | -6.2732 | -6.0716 | -6.3786 | -9.5032 | -12.4365 | -13.04 | -13.6299 | -14.264 | -14.9568
Central | -1.0344 | -4.3302 | -8.7529 | -16.3444 | -19.486 | -23.1822 | -23.2276 | -25.5566 | -28.2924 | -25.4664 | -26.3832 | -25.8582 | -29.1581 | -28.0217 | -29.1343 | -30.404 | -33.5622 | -34.6017 | -37.104 | -40.7138
North | -0.091722 | -0.12991 | 0.14023 | 1.6121 | 0.60955 | 0.67686 | 0.2225 | -0.35594 | -0.12655 | 0.48571 | 1.1816 | -0.81071 | -1.1036 | -0.33608 | -0.75876 | -1.0423 | -0.98248 | -0.8564 | -1.4931 | -2.2761
Mohawk Valley | -0.28843 | -0.36927 | -1.5868 | 8.3335 | 11.0708 | 11.2066 | 12.688 | 13.6308 | 14.9187 | 16.3248 | 14.8103 | 15.4285 | 18.0628 | 18.3073 | 19.6933 | 19.1944 | 17.7791 | 18.4542 | 19.5536 | 20.5156
Capital | -1.7019 | -0.0092155 | 6.2101 | 6.8695 | 8.8393 | 11.5146 | 12.9649 | 12.2052 | 16.4955 | 14.8265 | 16.0102 | 17.9114 | 17.6381 | 19.2583 | 19.4199 | 19.5233 | 17.6309 | 17.4678 | 18.1894 | 14.856
Hudson Valley | -1.1314 | 0.94562 | 8.2602 | 9.4068 | 2.3487 | -0.23061 | 0.6788 | -1.0433 | -0.92374 | -3.8612 | -1.8834 | -4.4561 | -4.9184 | -1.3628 | -2.0162 | -7.6429 | -10.1408 | -13.1934 | -13.6486 | -18.4891
Millwood | -0.33058 | 0.14769 | 2.4484 | 4.2215 | 2.6737 | 1.3767 | 1.7878 | 1.6038 | 1.8744 | 1.0564 | 1.8746 | 1.4815 | 1.2832 | 2.7928 | 2.9399 | 1.4417 | 2.4243 | 1.6238 | 1.4647 | 1.384
Dunwoodie | -0.6473 | 0.44789 | 5.2785 | 9.3489 | 6.2334 | 3.5295 | 4.5322 | 4.1001 | 4.6819 | 3.1543 | 4.7055 | 3.9609 | 3.5706 | 6.307 | 7.2263 | 3.9875 | 6.5466 | 4.4122 | 3.8165 | 3.9439
NY City | -5.5792 | 1.184 | 48.0965 | 89.4624 | 73.0017 | 54.9984 | 65.6005 | 57.8036 | 68.6778 | 57.9795 | 74.6142 | 69.5232 | 68.4179 | 86.9461 | 98.9348 | 75.5792 | 101.3171 | 79.6695 | 74.576 | 101.7876
Long Island | -3.1749 | -1.3728 | 24.242 | 9.0148 | 9.9882 | -11.9816 | -9.3617 | -10.2944 | -6.183 | -14.596 | -13.9308 | -11.5411 | -19.073 | -18.7255 | -33.2592 | -21.1396 | -31.9849 | -46.5561 | -58.6253 | -52.4435
NYCA Total | -15.4068 | -5.8347 | 77.6867 | 127.9687 | 105.7291 | 54.5711 | 73.901 | 47.7022 | 65.0114 | 35.1142 | 53.1743 | 42.0005 | 30.0983 | 61.7861 | 55.3779 | 26.0005 | 34.3338 | -10.7411 | -31.6342 | -11.6114
Figure 41: Demand Congestion by Constraint, Delta from Baseline Case
Demand Congestion Difference ($M) | 2021 | 2022 | 2023 | 2024 | 2025 | 2026 | 2027 | 2028 | 2029 | 2030 | 2031 | 2032 | 2033 | 2034 | 2035 | 2036 | 2037 | 2038 | 2039 | 2040
CENTRAL EAST | 10.2152 | 14.688 | 51.7268 | 37.825 | 26.5166 | 27.6467 | 25.389 | 31.4239 | 29.4861 | 27.01 | 28.3564 | 37.8121 | 35.0658 | 51.9907 | 44.9307 | 45.2491 | 36.8221 | 33.821 | 36.2215 | 20.5892
North Tie: OH-NY | -0.1939 | 1.97 | 10.7627 | 20.1085 | 34.7247 | 64.3827 | 76.1952 | 79.3752 | 115.3811 | 132.3421 | 144.5396 | 131.8307 | 130.2831 | 128.2254 | 131.9748 | 132.656 | 137.5535 | 135.9116 | 135.0955 | 129.5768
DUNWOODIE TO LONG ISLAND | 0.49098 | 0.46771 | 6.0577 | 3.5132 | 0.81853 | 1.4523 | 1.054 | 1.1068 | 4.2528 | 4.2577 | 7.1641 | 8.3828 | 8.72 | 10.936 | 9.544 | 14.0332 | 16.5792 | 17.9939 | 20.134 | 21.907
NEW SCOTLAND KNCKRBOC | 0 | 0 | 0 | 30.9666 | 27.9555 | 39.3569 | 45.1268 | 27.1392 | 44.3435 | 33.0001 | 50.3881 | 50.515 | 42.1222 | 46.9529 | 57.6446 | 46.7782 | 52.2232 | 53.2646 | 45.8166 | 50.1857
SGRLF-RAMAPO_138 | 0 | 0 | 0 | 34.8113 | 28.875 | 25.5952 | 28.8073 | 32.2409 | 32.9037 | 38.4345 | 40.9845 | 48.5031 | 47.4694 | 47.978 | 61.0769 | 67.7507 | 76.5816 | 75.9226 | 67.9776 | 66.296
N.WAV-E.SAYR_115 | 0.39603 | 0.3926 | 2.3195 | 3.0257 | 2.224 | 2.1987 | 2.1674 | 0.8421 | 1.1087 | 0.078561 | 0.58034 | 0.53407 | 1.2883 | 0.65343 | 2.4415 | 4.0182 | 6.1104 | 6.6326 | 7.4794 | 8.1563
CHESTR-SHOEMAKR_138 | 1.6232 | 1.5874 | 26.9948 | 3.8002 | 3.8714 | 2.9036 | 3.8127 | 5.8193 | 4.1993 | 5.6584 | 5.806 | 5.2412 | 7.6162 | 7.5118 | 5.8219 | 7.0302 | 9.1839 | 8.4134 | 9.664 | 12.1016
ELWOOD-PULASKI_69 | 0.040708 | 1.8595 | 2.3576 | 4.3233 | 0.98906 | 1.7305 | 0.037904 | 0.088858 | 1.8833 | 2.3159 | 0.62006 | 0.7553 | 0.85321 | 1.2417 | 0.64063 | 2.0712 | 3.6327 | 1.2669 | 3.5468 | 11.7618
VOLNEY SCRIBA | 0.032265 | 0.58777 | 1.6032 | 1.7997 | 1.5829 | 1.9284 | 1.6161 | 2.0668 | 1.3472 | 0.66955 | 0.37575 | 0.2064 | 0.51759 | 0.28628 | 2.0506 | 1.2556 | 1.2815 | 2.4136 | 3.4196 | 3.472
DUNWOODIE MOTTHAVEN | -0.063422 | -0.17285 | 0.13162 | 0.27423 | 1.494 | 0.80782 | 0.5505 | 1.4798 | 1.59 | 1.4825 | 1.4054 | 1.6652 | 3.8092 | 3.1057 | 1.7083 | 2.2011 | 2.6692 | 4.7829 | 3.9801 | 7.3129
FERND-W.WDB_115 | 1.2346 | 2.846 | 2.3552 | 2.0994 | 2.3268 | 2.6451 | 1.6801 | 1.5735 | 2.6371 | 1.9964 | 2.3054 | 2.4134 | 2.1471 | 1.0782 | 3.8361 | 4.933 | 5.0769 | 5.5801 | 6.7929 | 8.5511
STOLE 345 STOLE 115 | 0 | 0.029617 | 0.51921 | 0.2856 | 1.0176 | 2.5828 | 2.6512 | 2.949 | 3.6467 | 2.9082 | 3.5164 | 2.9377 | 2.8399 | 2.9718 | 2.6777 | 2.5297 | 3.117 | 2.4109 | 2.6898 | 2.7078
ROTTERDAM 345 ROTTERDAM 230 | 0 | 0 | 0 | 1.2219 | -0.0025833 | 0.8356 | 0.70875 | 0.94271 | 1.6411 | 1.8032 | 0.9667 | 2.2418 | 2.5866 | 5.8362 | 0.7965 | 2.9536 | 2.8276 | 2.9155 | 1.7468 | 1.5188
MOTTHAVEN RAINEY | 0.0048267 | 0.014917 | 0.05584 | 0.81399 | 1.6524 | 1.3197 | 1.5121 | 1.9581 | 2.6889 | 2.4432 | 2.2101 | 2.3605 | 1.5493 | 2.1092 | 2.3246 | 2.2048 | 2.444 | 2.8158 | 2.532 | 3.6747
E179THST HELLGT ASTORIAE | -0.024035 | -0.091568 | 0.065243 | 0.14911 | 0.4099 | 2.7864 | 2.6298 | 3.2195 | 3.5324 | 3.7997 | 2.6887 | 3.3953 | 2.6429 | 3.9195 | 4.3972 | 3.7083 | 4.1391 | 5.8814 | 4.3177 | 5.8077
INGHAMS CD-INGHAMS E_115 | 0 | 0 | 0 | 3.8907 | 0.073605 | 0.22386 | 0.015895 | 0.18652 | 0.32442 | 1.4766 | 1.0641 | 1.4514 | 0.91378 | 0.66761 | 0.12336 | 2.2172 | 0.49262 | 1.8229 | 2.6924 | 2.8705
ALCOA-NM - ALCOA N_115 | 0.010713 | 0.044309 | 0.11461 | -0.083843 | -0.10306 | 0.18804 | 0.35058 | 0.22791 | 0.45231 | 0.54221 | 1.0664 | 1.1394 | 1.1583 | 1.2001 | 1.251 | 1.4309 | 1.5959 | 1.5787 | 2.0862 | 2.1629
UPNY-ConEd | 0 | 0 | 1.083 | 0.91127 | 0.50264 | 0.69639 | 1.3358 | 0.32084 | 1.86 | 0.63009 | 0.22453 | 0.59604 | 0.98092 | 2.0547 | 0.059968 | 1.4095 | 5.9009 | 3.1727 | 5.0584 | 4.2584

## Appendix F- 42&43
Figure 42: Annual Generation by Unit Type and Zone (Contract Case)
Generation (GWh) | Y2021 | Y2022 | Y2023 | Y2024 | Y2025 | Y2026 | Y2027 | Y2028 | Y2029 | Y2030 | Y2031 | Y2032 | Y2033 | Y2034 | Y2035 | Y2036 | Y2037 | Y2038 | Y2039 | Y2040 | Grand Total
Hydro | 28973.9482 | 28974.2713 | 28974.169 | 28969.6123 | 28962.9157 | 28962.9741 | 28962.9306 | 28962.9092 | 28962.4577 | 28960.7912 | 28963.0193 | 28964.403 | 28963.8431 | 28964.2305 | 28963.8922 | 28963.5261 | 28965.4537 | 28965.7745 | 28964.5306 | 28965.4738 | 579311.126
Solar | 3760.6339 | 5868.256 | 9396.1342 | 14804.0138 | 15284.5934 | 15649.8181 | 15999.3152 | 16362.007 | 16595.3951 | 16848.6098 | 17073.5818 | 17308.1196 | 17491.4213 | 17673.8723 | 17816.8082 | 17951.1054 | 18013.7926 | 18101.6005 | 18171.6572 | 18246.9574 | 308417.693
Offshore Wind |  |  |  | 7333.5628 | 7306.7343 | 15150.3164 | 15096.0657 | 15183.5802 | 15134.1422 | 15181.153 | 15192.7655 | 15201.9054 | 15164.4308 | 15150.6781 | 15170.9399 | 15263.887 | 15211.72 | 15170.3757 | 15203.2842 | 15243.4984 | 242359.0397
Wind | 4526.8327 | 5246.8182 | 7586.6078 | 8572.1415 | 8522.8903 | 8537.0267 | 8555.3049 | 8605.9553 | 8536.9438 | 8538.0974 | 8519.9834 | 8584.7074 | 8584.1735 | 8584.1102 | 8538.7198 | 8558.2925 | 8537.9506 | 8561.5174 | 8589.2531 | 8624.9212 | 162912.2477
Total | 37261.4147 | 40089.3455 | 45956.911 | 59679.3304 | 60077.1338 | 68300.1354 | 68613.6164 | 69114.4516 | 69228.9388 | 69528.6514 | 69749.3499 | 70059.1355 | 70203.8687 | 70372.8912 | 70490.3602 | 70736.811 | 70728.9169 | 70799.2681 | 70928.7251 | 71080.8508 | 1293000.1063
Figure 43: Annual Curtailment by Unit Type (Contract Case)
Curtailment (GWh) | Y2021 | Y2022 | Y2023 | Y2024 | Y2025 | Y2026 | Y2027 | Y2028 | Y2029 | Y2030 | Y2031 | Y2032 | Y2033 | Y2034 | Y2035 | Y2036 | Y2037 | Y2038 | Y2039 | Y2040 | Grand Total
Hydro | 0.65347 | 0.34668 | 0.44107 | 5.0048 | 11.7 | 11.6305 | 11.6847 | 11.7058 | 12.163 | 13.8276 | 11.5766 | 10.19 | 10.7693 | 10.3982 | 10.7227 | 11.0794 | 9.1634 | 8.8437 | 10.1034 | 9.1469 | 181.1514
Solar | 0.69677 | 1.553 | 39.1968 | 173.1722 | 152.3633 | 158.4166 | 164.681 | 158.5577 | 173.9739 | 163.3526 | 166.37 | 162.4315 | 159.6462 | 154.7189 | 161.5679 | 153.9691 | 152.2997 | 149.2256 | 147.0227 | 142.9359 | 2736.1513
Offshore Wind |  |  |  | 20.4772 | 34.4947 | 2097.3316 | 2097.3983 | 2105.8848 | 2068.9818 | 2078.368 | 2085.2815 | 2085.6786 | 2057.6922 | 2038.3189 | 2032.1841 | 2041.587 | 2035.928 | 2023.0883 | 2018.8388 | 2006.5056 | 30928.0393
Wind | 39.8248 | 12.2626 | 6.0394 | 18.6712 | 15.9858 | 15.5442 | 18.6532 | 17.0086 | 20.4075 | 17.6844 | 18.8927 | 18.8518 | 17.6045 | 16.7953 | 18.6315 | 17.0268 | 14.6203 | 12.4407 | 12.5249 | 11.4583 | 340.9285
Total | 41.1751 | 14.1624 | 45.6772 | 217.3254 | 214.5437 | 2282.9229 | 2292.4172 | 2293.1569 | 2275.5261 | 2273.2326 | 2282.1209 | 2277.1519 | 2245.7123 | 2220.2313 | 2223.1062 | 2223.6623 | 2212.0114 | 2193.5983 | 2188.4898 | 2170.0467 | 34186.2706

## Appendix F- 44&45
Figure 44: S1 Capacity and Generation Results
Installed Capacity (MW) | [5 empty] | Generation (GWh)
| 2019 | 2025 | 2030 | 2035 | 2040 |  | 2019 | 2025 | 2030 | 2035 | 2040
Nuclear | 5400.1001 | 3346.1 | 3363.5 | 3364.2 | 3364.2 | Nuclear | 45428.5007 | 28337.96 | 27444.03 | 28338.13 | 27092.16
Fossil | 26262 | 21309.83 | 21231.7 | 21233.7 | 0 | Fossil | 50519.6659 | 54173.71 | 19987.32 | 14516.19 | 0
DEFR - HcLo | 0 | 0 | 0 | 0 | 3811.75 | DEFR - HcLo | 0 | 0 | 0 | 0 | 33482.39
DEFR - McMo | 0 | 0 | 0 | 0 | 0 | DEFR - McMo | 0 | 0 | 0 | 0 | 0
DEFR - LcHo | 0 | 0 | 419.64 | 7052.56 | 40938.48 | DEFR - LcHo | 0 | 0 | 0 | 0 | 523.1
Hydro | 6330.7199 | 6301.86 | 7537.06 | 7539.66 | 7540.06 | Hydro | 40033.5704 | 36417.65 | 46342.39 | 46392.32 | 46391.01
LBW | 1985.3 | 3334.78 | 9086.2 | 12611.9 | 19087.2 | LBW | 4415.606 | 8189.24 | 26971.24 | 38296.81 | 59361.62
OSW | 0 | 1826 | 5036 | 9000 | 9000 | OSW | 0 | 7331.05 | 20185.51 | 35459.62 | 35646.87
UPV | 31.5 | 4676.1 | 4676.1 | 4676.1 | 4676.1 | UPV | 50.522 | 8816.62 | 8816.21 | 8816.92 | 8818.83
BTM-PV | 2116 | 6834 | 10055 | 10828 | 11198 | BTM-PV | 2761.325 | 7483.13 | 11068.01 | 11982.95 | 12453.96
Storage | 1405.1 | 2909.9 | 4409.9 | 5792.57 | 11450.03 | Storage | 611.5673 | 4346.75 | 7003.71 | 10084.12 | 21339.48
Total | 43838.1199 | 50762.67 | 66460.34 | 89376.45 | 111065.82 | Total Generation | 146262.0241 | 157087.9 | 169810.21 | 195878.85 | 245109.42
[6 empty] | RE Generation | 47261.0234 | 68237.69 | 113383.36 | 140948.62 | 162672.29
[6 empty] | ZE Generation | 93301.0914 | 100922.4 | 147831.1 | 179370.87 | 245109.42
[6 empty] | Load | 151386.1805 | 152335.91 | 162121.7 | 184835.71 | 221827.96
Emissions (million tons) | [5 empty] | Load+Charge | 151772.6874 | 157088.51 | 169810.79 | 195879.43 | 245109.43
| 2019 | 2025 | 2030 | 2035 | 2040 | % RE [RE/Load] | 31.22% | 44.79% | 69.94% | 76.26% | 73.33%
CO2 Emissions | 22.24 | 23.5269 | 8.5021 | 6.2169 | 0 | % ZE [ZE/(Load+Charge)] | 61.47% | 64.25% | 87.06% | 91.57% | 100%
* Storage includes Pumped Storage Hydro and Batteries | [5 empty] | * Land-Based Wind (LBW), Offshore Wind (OSW), Zero Emissions (ZE)
* Utility solar (UPV) includes existing (77 MW) and new UPV | [5 empty] | * Dispachable Emission Free Resource (DEFR), High Capital Low Operating (HcLo), Medium Capital Medium Operating (McMo), Low Capital High Operating (LcHo)
* Hydro includes hydro imports from Hydro Quebec
Figure 45: S2 Capacity and Generation Results
Installed Capacity (MW) | [5 empty] | Generation (GWh)
| 2019 | 2025 | 2030 | 2035 | 2040 |  | 2019 | 2025 | 2030 | 2035 | 2040
Nuclear | 5400.1001 | 3346.1 | 3346.1 | 3364.2 | 3364.2 | Nuclear | 45428.5007 | 28337.96 | 27444.03 | 28338.13 | 27092.16
Fossil | 26262 | 19988.2 | 17650 | 16070.54 | 0 | Fossil | 50519.6659 | 52436.5 | 20066.34 | 18908.41 | 0
DEFR - HcLo | 0 | 0 | 0 | 0 | 0 | DEFR - HcLo | 0 | 0 | 0 | 0 | 0
DEFR - McMo | 0 | 0 | 819.31 | 3990.04 | 27200 | DEFR - McMo | 0 | 0 | 0 | 0 | 5583.72
DEFR - LcHo | 0 | 0 | 0 | 0 | 0 | DEFR - LcHo | 0 | 0 | 0 | 0 | 0
Hydro | 6330.7199 | 6414.52 | 7660.27 | 7583.76 | 7584.16 | Hydro | 40033.5704 | 36417.65 | 46342.39 | 46392.32 | 46391.01
LBW | 1985.3 | 3137.78 | 5889.83 | 12366.4 | 19087.2 | LBW | 4415.606 | 7518.12 | 16493.5 | 37460.47 | 59361.62
OSW | 0 | 1826 | 7436 | 9000 | 9720 | OSW | 0 | 7331.05 | 28865.32 | 35247 | 38387.81
UPV | 31.5 | 4676.1 | 4676.1 | 13448.09 | 28605.72 | UPV | 50.522 | 8816.62 | 8816.21 | 19661.12 | 37704.52
BTM-PV | 2116 | 6000 | 9523 | 11601 | 15764 | BTM-PV | 2761.325 | 7631.17 | 14461.34 | 17222.9 | 23220.07
Storage | 1405.1 | 2909.9 | 4409.9 | 6147.47 | 12809.9 | Storage | 611.5673 | 4006.64 | 2085.91 | 4492.14 | 13413.65
Total | 43838.1199 | 48522.7 | 62453.92 | 87786.64 | 124135.18 | Total Generation | 146262.0241 | 154487.5 | 166566.83 | 209714.28 | 251154.56
[6 empty] | RE Generation | 47261.0234 | 67714.61 | 114978.76 | 155983.81 | 205065.03
[6 empty] | ZE Generation | 93301.0914 | 100059.21 | 144508.7 | 188814.08 | 251154.56
[6 empty] | Load | 151386.1805 | 150046.54 | 164255.35 | 204763.79 | 236334.45
Emissions (million tons) | [5 empty] | Load+Charge | 151772.6874 | 154488.12 | 166567.39 | 209714.87 | 251154.57
| 2019 | 2025 | 2030 | 2035 | 2040 | % RE [RE/Load] | 31.22% | 45.13% | 70% | 76.18% | 86.77%
CO2 Emissions | 22.24 | 22.8667 | 8.9803 | 8.5005 | 0 | % ZE [ZE/(Load+Charge)] | 61.47% | 64.77% | 86.76% | 90.03% | 100%
* Storage includes Pumped Storage Hydro and Batteries | [5 empty] | * Land-Based Wind (LBW), Offshore Wind (OSW), Zero Emissions (ZE)
* Utility solar (UPV) includes existing (77 MW) and new UPV | [5 empty] | * Dispachable Emission Free Resource (DEFR), High Capital Low Operating (HcLo), Medium Capital Medium Operating (McMo), Low Capital High Operating (LcHo)
* Hydro includes hydro imports from Hydro Quebec

## Appendix F- figures 46-51
Figures 46-51: S1 and S2 capacity, energy, and curtailment data
Case | Variable | Type | A | B | C | D | E | F | G | H | I | J | K | NYCA
S1_Y2025 | Energy_GWh | BTM-PV | 688.6823 | 487.0038 | 1005.9275 | 179.6369 | 1113.7508 | 1183.6176 | 910.1497 | 99.7375 | 115.7216 | 623.7664 | 1059.8746 | 7467.8688
S1_Y2025 | Energy_GWh | DEFR | 0 | 0 | 0 | 0 | 0 | 0 | 0 | 0 | 0 | 0 | 0 | 0
S1_Y2025 | Energy_GWh | Export | -4393.8903 | 0 | -19647.928 | -15941.6102 | 0 | -5043.4924 | 0 | 0 | 0 | 0 | 0 | -45026.9209
S1_Y2025 | Energy_GWh | Fossil | 1013.1552 | 138.345 | 6061.5314 | 119.456 | 11.8974 | 12449.1028 | 7726.6737 | 0 | 0 | 19870.3414 | 5714.4218 | 53104.9247
S1_Y2025 | Energy_GWh | HQImports | 0 | 0 | 0 | 11447.0606 | 0 | 0 | 0 | 0 | 0 | 0 | 0 | 11447.0606
S1_Y2025 | Energy_GWh | Hydro | 16616.9191 | 49.7623 | 304.36 | 7935.0891 | 2128.1593 | 1454.9 | 241.5018 | 0 | 0 | 0 | 0 | 28730.6915
S1_Y2025 | Energy_GWh | Import | 0 | 2332.1175 | 0 | 0 | 833.8688 | 0 | 689.9746 | 2126.1533 | 5662.1158 | 26988.7886 | 8991.9945 | 47625.013
S1_Y2025 | Energy_GWh | LBW | 1930.8972 | 1064.7526 | 2506.0933 | 1434.5295 | 2235.4074 | 0 | 0 | 0 | 0 | 0 | 0 | 9171.68
S1_Y2025 | Energy_GWh | Nuclear | 0 | 4653.154 | 23666.377 | 0 | 0 | 0 | 0 | 0 | 0 | 0 | 0 | 28319.5311
S1_Y2025 | Energy_GWh | OSW | 0 | 0 | 0 | 0 | 0 | 0 | 0 | 0 | 0 | 3127.713 | 4196.604 | 7324.317
S1_Y2025 | Energy_GWh | Other | 253.9038 | 0 | 0 | 0 | 0 | 77.4246 | 0 | 387.5578 | 0 | 0 | 854.9672 | 1573.8534
S1_Y2025 | Energy_GWh | PumpedStorage | -229.4349 | 0 | 0 | 0 | 0 | -442.3226 | 0 | 0 | 0 | 0 | 0 | -671.7575
S1_Y2025 | Energy_GWh | Storage | 0 | -3.2716 | 0 | 0 | -7.7975 | -1.3569 | 0 | -3.6261 | -0.4937 | -12.0124 | -4.1757 | -32.7339
S1_Y2025 | Energy_GWh | UPV | 504.3015 | 2695.3907 | 1699.9199 | 367.297 | 1393.5473 | 1668.8846 | 289.4366 | 0 | 0 | 0 | 151.0255 | 8769.8031
S1_Y2025 | Energy_GWh | Total | 16384.5338 | 11417.2544 | 15596.2812 | 5541.4589 | 7708.8335 | 11346.7577 | 9857.7363 | 2609.8224 | 5777.3437 | 50598.5971 | 20964.712 | 157803.331
S1_Y2025 | Summer_MW | BTM-PV | 657 | 463 | 974 | 162 | 916 | 1093 | 798 | 82 | 98 | 583 | 1008 | 6834
S1_Y2025 | Summer_MW | DEFR | 0 | 0 | 0 | 0 | 0 | 0 | 0 | 0 | 0 | 0 | 0 | 0
S1_Y2025 | Summer_MW | Export | 0 | 0 | 0 | 0 | 0 | 0 | 0 | 0 | 0 | 0 | 0 | 0
S1_Y2025 | Summer_MW | Fossil | 340.3 | 61.6 | 2086.47 | 242 | 57 | 2399.19 | 3077.3 | 0 | 0 | 8560.11 | 4783.8 | 21607.7699
S1_Y2025 | Summer_MW | HQImports | 0 | 0 | 0 | 1785 | 0 | 0 | 0 | 0 | 0 | 0 | 0 | 1785
S1_Y2025 | Summer_MW | Hydro | 2467.5799 | 63.8 | 70.4 | 1051.03 | 391.88 | 269.5 | 88.22 | 0 | 0 | 0 | 0 | 4402.4099
S1_Y2025 | Summer_MW | Import | 0 | 0 | 0 | 0 | 0 | 0 | 0 | 0 | 0 | 0 | 0 | 0
S1_Y2025 | Summer_MW | LBW | 779.5 | 397 | 1087.55 | 678.4 | 918 | 0 | 0 | 0 | 0 | 0 | 0 | 3860.45
S1_Y2025 | Summer_MW | Nuclear | 0 | 579.6 | 2762.4 | 0 | 0 | 0 | 0 | 0 | 0 | 0 | 0 | 3342
S1_Y2025 | Summer_MW | OSW | 0 | 0 | 0 | 0 | 0 | 0 | 0 | 0 | 0 | 816 | 1010 | 1826
S1_Y2025 | Summer_MW | Other | 33.3 | 0 | 0 | 0 | 0 | 10.4 | 0 | 51.6 | 0 | 0 | 113.6 | 208.9
S1_Y2025 | Summer_MW | PumpedStorage | 240 | 0 | 0 | 0 | 0 | 1165.1 | 0 | 0 | 0 | 0 | 0 | 1405.1
S1_Y2025 | Summer_MW | Storage | 0 | 99 | 0 | 0 | 349 | 52 | 0 | 153 | 22 | 643 | 192 | 1510
S1_Y2025 | Summer_MW | UPV | 329.99 | 1349.98 | 930.24 | 180 | 814.18 | 930.36 | 170 | 0 | 0 | 0 | 99.4 | 4804.15
S1_Y2025 | Summer_MW | Total | 5008.6699 | 3240.98 | 8014.06 | 4672.43 | 3446.06 | 5919.5499 | 4133.52 | 286.6 | 120 | 10602.11 | 7206.8 | 52650.7797
S1_Y2025 | Curtailed_Energy_GWh | BTM-PV | 0 | 0 | 0 | 0 | 0 | 0 | 0 | 0 | 0 | 0 | 0 | 0
S1_Y2025 | Curtailed_Energy_GWh | DEFR | 0 | 0 | 0 | 0 | 0 | 0 | 0 | 0 | 0 | 0 | 0 | 0
S1_Y2025 | Curtailed_Energy_GWh | Export | 0 | 0 | 0 | 0 | 0 | 0 | 0 | 0 | 0 | 0 | 0 | 0
S1_Y2025 | Curtailed_Energy_GWh | Fossil | NaN | NaN | NaN | NaN | NaN | NaN | NaN | 0 | 0 | NaN | NaN | NaN
S1_Y2025 | Curtailed_Energy_GWh | HQImports | 0 | 0 | 0 | 39.6285 | 0 | 0 | 0 | 0 | 0 | 0 | 0 | 39.6285
S1_Y2025 | Curtailed_Energy_GWh | Hydro | 0 | 0 | 0.78421 | 0 | 31.8507 | 0.076936 | -7.63e-09 | 0 | 0 | 0 | 0 | 32.7118
S1_Y2025 | Curtailed_Energy_GWh | Import | 0 | 0 | 0 | 0 | 0 | 0 | 0 | 0 | 0 | 0 | 0 | 0
S1_Y2025 | Curtailed_Energy_GWh | LBW | 0.76982 | 0.0079167 | 2.5117 | 0.065517 | 32.6272 | 0 | 0 | 0 | 0 | 0 | 0 | 35.9821
S1_Y2025 | Curtailed_Energy_GWh | Nuclear | 0 | NaN | NaN | 0 | 0 | 0 | 0 | 0 | 0 | 0 | 0 | NaN
S1_Y2025 | Curtailed_Energy_GWh | OSW | 0 | 0 | 0 | 0 | 0 | 0 | 0 | 0 | 0 | 0 | 16.912 | 16.912
S1_Y2025 | Curtailed_Energy_GWh | Other | NaN | 0 | 0 | 0 | 0 | NaN | 0 | NaN | 0 | 0 | NaN | NaN
S1_Y2025 | Curtailed_Energy_GWh | PumpedStorage | NaN | 0 | 0 | 0 | 0 | NaN | 0 | 0 | 0 | 0 | 0 | NaN
S1_Y2025 | Curtailed_Energy_GWh | Storage | 0 | NaN | 0 | 0 | NaN | NaN | 0 | NaN | NaN | NaN | NaN | NaN
S1_Y2025 | Curtailed_Energy_GWh | UPV | 0 | 26.9912 | 4.0382 | 0 | 103.7213 | 88.0879 | 0.14509 | 0 | 0 | 0 | 8.5217 | 231.5053
S1_Y2025 | Curtailed_Energy_GWh | Total | 0.76982 | 26.9991 | 7.3341 | 39.694 | 168.1991 | 88.1648 | 0.14509 | 0 | 0 | 0 | 25.4336 | 356.7397
S1_Y2030 | Energy_GWh | BTM-PV | 1036.4626 | 729.8211 | 1514.5322 | 269.579 | 1677.3328 | 1771.1989 | 1361.8163 | 139.6975 | 163.672 | 886.6263 | 1499.6373 | 11050.3758
S1_Y2030 | Energy_GWh | DEFR | 0 | 0 | 0 | 0 | 0 | 0 | 0 | 0 | 0 | 0 | 0 | 0
S1_Y2030 | Energy_GWh | Export | -9764.3573 | 0 | -20879.7233 | -15800.8422 | -978.5681 | -2466.7741 | 0 | 0 | 0 | 0 | 0 | -49890.2649
S1_Y2030 | Energy_GWh | Fossil | 473.1976 | 91.9561 | 3330.7988 | 50.1002 | 3.1377 | 9809.1763 | 5502.114 | 0 | 0 | 12497.0568 | 4290.8985 | 36048.4361
S1_Y2030 | Energy_GWh | HQImports | 0 | 0 | 0 | 11263.8199 | 0 | 0 | 0 | 0 | 0 | 10944.471 | 0 | 22208.2909
S1_Y2030 | Energy_GWh | Hydro | 16513.8086 | 49.7423 | 291.3903 | 7899.8991 | 1981.0921 | 1451.6514 | 241.5016 | 0 | 0 | 0 | 0 | 28429.0854
S1_Y2030 | Energy_GWh | Import | 0 | 1450.0937 | 0 | 0 | 0 | 0 | 2804.6336 | 2247.8722 | 5985.0776 | 21125.0327 | 6472.8509 | 40085.5607
S1_Y2030 | Energy_GWh | LBW | 8356.1004 | 2742.8575 | 7060.862 | 2012.6631 | 5156.6238 | 620.7388 | 523.4901 | 0 | 0 | 0 | 0 | 26473.3357
S1_Y2030 | Energy_GWh | Nuclear | 0 | 5051.9943 | 22238.4501 | 0 | 0 | 0 | 0 | 0 | 0 | 0 | 0 | 27290.4445
S1_Y2030 | Energy_GWh | OSW | 0 | 0 | 0 | 0 | 0 | 0 | 0 | 0 | 0 | 8368.1845 | 9806.9222 | 18175.1067
S1_Y2030 | Energy_GWh | Other | 249.5337 | 0 | 0 | 0 | 0 | 77.4246 | 0 | 387.2218 | 0 | 0 | 853.2456 | 1567.4258
S1_Y2030 | Energy_GWh | PumpedStorage | -310.1555 | 0 | 0 | 0 | 0 | -616.708 | 0 | 0 | 0 | 0 | 0 | -926.8635
S1_Y2030 | Energy_GWh | Storage | -1.598 | -3.7568 | -8.1509 | 0 | -4.5289 | -3.9284 | 0 | -9.9582 | -1.2591 | -27.0086 | -5.4733 | -65.6621
S1_Y2030 | Energy_GWh | UPV | 468.6971 | 2686.6025 | 1624.0686 | 366.868 | 1270.7238 | 1621.6033 | 287.9695 | 0 | 0 | 0 | 153.6154 | 8480.1482
S1_Y2030 | Energy_GWh | Total | 17021.6892 | 12799.3108 | 15172.2279 | 6062.0871 | 9105.8132 | 12264.3827 | 10721.525 | 2764.8333 | 6147.4906 | 53794.3626 | 23071.6967 | 168925.4192
S1_Y2030 | Summer_MW | BTM-PV | 983 | 692 | 1458 | 242 | 1372 | 1628 | 1186 | 114 | 138 | 824 | 1418 | 10055
S1_Y2030 | Summer_MW | DEFR | 0 | 0 | 0 | 0 | 0 | 0 | 0 | 0 | 0 | 0 | 420 | 420
S1_Y2030 | Summer_MW | Export | 0 | 0 | 0 | 0 | 0 | 0 | 0 | 0 | 0 | 0 | 0 | 0
S1_Y2030 | Summer_MW | Fossil | 340.3 | 61.6 | 2086.47 | 242 | 57 | 2399.19 | 3077.3 | 0 | 0 | 7994.43 | 4783.8 | 21042.0899
S1_Y2030 | Summer_MW | HQImports | 0 | 0 | 0 | 1785 | 0 | 0 | 0 | 0 | 0 | 1250 | 0 | 3035
S1_Y2030 | Summer_MW | Hydro | 2467.5799 | 63.8 | 70.4 | 1051.03 | 391.88 | 269.5 | 88.22 | 0 | 0 | 0 | 0 | 4402.4099
S1_Y2030 | Summer_MW | Import | 0 | 0 | 0 | 0 | 0 | 0 | 0 | 0 | 0 | 0 | 0 | 0
S1_Y2030 | Summer_MW | LBW | 2882.5 | 890 | 2733.55 | 876.4 | 1880 | 201 | 147 | 0 | 0 | 0 | 0 | 9610.45
S1_Y2030 | Summer_MW | Nuclear | 0 | 579.6 | 2762.4 | 0 | 0 | 0 | 0 | 0 | 0 | 0 | 0 | 3342
S1_Y2030 | Summer_MW | OSW | 0 | 0 | 0 | 0 | 0 | 0 | 0 | 0 | 0 | 2046 | 2990 | 5036
S1_Y2030 | Summer_MW | Other | 33.3 | 0 | 0 | 0 | 0 | 10.4 | 0 | 51.6 | 0 | 0 | 113.6 | 208.9
S1_Y2030 | Summer_MW | PumpedStorage | 240 | 0 | 0 | 0 | 0 | 1165.1 | 0 | 0 | 0 | 0 | 0 | 1405.1
S1_Y2030 | Summer_MW | Storage | 24 | 109 | 374 | 0 | 387 | 105 | 0 | 306 | 44 | 1286 | 375 | 3010
S1_Y2030 | Summer_MW | UPV | 329.99 | 1349.98 | 930.24 | 180 | 814.18 | 930.36 | 170 | 0 | 0 | 0 | 99.4 | 4804.15
S1_Y2030 | Summer_MW | Total | 7461.6699 | 3972.98 | 10518.06 | 4950.43 | 4902.06 | 6708.5499 | 4668.52 | 471.6 | 182 | 13400.43 | 10199.8 | 67436.0998
S1_Y2030 | Curtailed_Energy_GWh | BTM-PV | 0 | 0 | 0 | 0 | 0 | 0 | 0 | 0 | 0 | 0 | 0 | 0
S1_Y2030 | Curtailed_Energy_GWh | DEFR | 0 | 0 | 0 | 0 | 0 | 0 | 0 | 0 | 0 | 0 | NaN | NaN
S1_Y2030 | Curtailed_Energy_GWh | Export | 0 | 0 | 0 | 0 | 0 | 0 | 0 | 0 | 0 | 0 | 0 | 0
S1_Y2030 | Curtailed_Energy_GWh | Fossil | NaN | NaN | NaN | NaN | NaN | NaN | NaN | 0 | 0 | NaN | NaN | NaN
S1_Y2030 | Curtailed_Energy_GWh | HQImports | 0 | 0 | 0 | 233.8319 | 0 | 0 | 0 | 0 | 0 | 5.529 | 0 | 239.3609
S1_Y2030 | Curtailed_Energy_GWh | Hydro | 103.1153 | 0.0201 | 13.7539 | 35.1854 | 178.9187 | 3.3255 | 1.91e-09 | 0 | 0 | 0 | 0 | 334.3189
S1_Y2030 | Curtailed_Energy_GWh | Import | 0 | 0 | 0 | 0 | 0 | 0 | 0 | 0 | 0 | 0 | 0 | 0
S1_Y2030 | Curtailed_Energy_GWh | LBW | 498.3825 | 0.35489 | 677.5754 | 49.4343 | 310.565 | 5.95e-07 | 0 | 0 | 0 | 0 | 0 | 1536.3121
S1_Y2030 | Curtailed_Energy_GWh | Nuclear | 0 | NaN | NaN | 0 | 0 | 0 | 0 | 0 | 0 | 0 | 0 | NaN
S1_Y2030 | Curtailed_Energy_GWh | OSW | 0 | 0 | 0 | 0 | 0 | 0 | 0 | 0 | 0 | 0.13252 | 2023.1332 | 2023.2657
S1_Y2030 | Curtailed_Energy_GWh | Other | NaN | 0 | 0 | 0 | 0 | NaN | 0 | NaN | 0 | 0 | NaN | NaN
S1_Y2030 | Curtailed_Energy_GWh | PumpedStorage | NaN | 0 | 0 | 0 | 0 | NaN | 0 | 0 | 0 | 0 | 0 | NaN
S1_Y2030 | Curtailed_Energy_GWh | Storage | NaN | NaN | NaN | 0 | NaN | NaN | 0 | NaN | NaN | NaN | NaN | NaN
S1_Y2030 | Curtailed_Energy_GWh | UPV | 36.1932 | 38.2695 | 80.4479 | 0 | 227.251 | 132.7947 | 1.3453 | 0 | 0 | 0 | 5.8118 | 522.1134
S1_Y2030 | Curtailed_Energy_GWh | Total | 637.691 | 38.6445 | 771.7773 | 318.4516 | 716.7347 | 136.1202 | 1.3453 | 0 | 0 | 5.6616 | 2028.9449 | 4655.3711
S1_Y2035 | Energy_GWh | BTM-PV | 1116.9093 | 793.3989 | 1646.7132 | 296.4311 | 1830.4217 | 1922.2582 | 1476.0812 | 147.6247 | 176.5799 | 951.1753 | 1601.8958 | 11959.4893
S1_Y2035 | Energy_GWh | DEFR | 0.66664 | 0 | 0 | 0 | 0 | 0 | 0 | 0 | 0 | 0 | 15.7977 | 16.4643
S1_Y2035 | Energy_GWh | Export | -8077.0118 | 0 | -24085.9174 | -15255.0425 | -1620.8807 | -1969.5031 | 0 | 0 | 0 | 0 | 0 | -51008.3554
S1_Y2035 | Energy_GWh | Fossil | 569.3805 | 165.052 | 3162.7118 | 104.4144 | 5.722 | 10194.2529 | 5107.8312 | 0 | 0 | 12905.2125 | 5158.0353 | 37372.6127
S1_Y2035 | Energy_GWh | HQImports | 0 | 0 | 0 | 10553.3367 | 0 | 0 | 0 | 0 | 0 | 10512.4521 | 0 | 21065.7889
S1_Y2035 | Energy_GWh | Hydro | 16016.0188 | 49.5298 | 267.2909 | 7490.2495 | 1738.2338 | 1383.0292 | 238.5749 | 0 | 0 | 0 | 0 | 27182.927
S1_Y2035 | Energy_GWh | Import | 0 | 3206.8055 | 0 | 0 | 0 | 0 | 4336.9368 | 2637.8753 | 6785.2359 | 18879.6031 | 4302.5071 | 40148.9637
S1_Y2035 | Energy_GWh | LBW | 9070.9217 | 2730.3663 | 10480.1082 | 3069.5593 | 7326.8502 | 1813.6735 | 946.0598 | 0 | 0 | 0 | 0 | 35437.539
S1_Y2035 | Energy_GWh | Nuclear | 0 | 4598.3629 | 23394.2926 | 0 | 0 | 0 | 0 | 0 | 0 | 0 | 0 | 27992.6555
S1_Y2035 | Energy_GWh | OSW | 0 | 0 | 0 | 0 | 0 | 0 | 0 | 0 | 0 | 17698.8236 | 15489.8854 | 33188.709
S1_Y2035 | Energy_GWh | Other | 238.5835 | 0 | 0 | 0 | 0 | 74.263 | 0 | 358.2469 | 0 | 0 | 818.2139 | 1489.3073
S1_Y2035 | Energy_GWh | PumpedStorage | -331.4619 | 0 | 0 | 0 | 0 | -597.999 | 0 | 0 | 0 | 0 | 0 | -929.4609
S1_Y2035 | Energy_GWh | Storage | -2.4815 | -6.2322 | -24.3709 | 0 | -16.6094 | -6.6998 | 0 | -17.8951 | -2.4724 | -66.6424 | -20.57 | -163.9737
S1_Y2035 | Energy_GWh | UPV | 434.1432 | 2609.8932 | 1507.9921 | 355.5814 | 1140.4638 | 1571.9222 | 271.8886 | 0 | 0 | 0 | 136.1114 | 8027.9958
S1_Y2035 | Energy_GWh | Total | 19035.6685 | 14147.1762 | 16348.8207 | 6614.5301 | 10404.2015 | 14385.1972 | 12377.3724 | 3125.8518 | 6959.3434 | 60880.6242 | 27501.8765 | 191780.6625
S1_Y2035 | Summer_MW | BTM-PV | 1055 | 747 | 1578 | 264 | 1490 | 1757 | 1280 | 120 | 149 | 880 | 1508 | 10828
S1_Y2035 | Summer_MW | DEFR | 2000 | 0 | 0 | 0 | 0 | 1050 | 0 | 0 | 0 | 2375 | 1670 | 7095
S1_Y2035 | Summer_MW | Export | 0 | 0 | 0 | 0 | 0 | 0 | 0 | 0 | 0 | 0 | 0 | 0
S1_Y2035 | Summer_MW | Fossil | 340.3 | 61.6 | 2086.47 | 242 | 57 | 2399.19 | 3077.3 | 0 | 0 | 7994.43 | 4642.3 | 20900.5899
S1_Y2035 | Summer_MW | HQImports | 0 | 0 | 0 | 1785 | 0 | 0 | 0 | 0 | 0 | 1250 | 0 | 3035
S1_Y2035 | Summer_MW | Hydro | 2400.3101 | 63.8 | 70.4 | 1069.97 | 392.22 | 269.5 | 88.22 | 0 | 0 | 0 | 0 | 4354.4201
S1_Y2035 | Summer_MW | Import | 0 | 0 | 0 | 0 | 0 | 0 | 0 | 0 | 0 | 0 | 0 | 0
S1_Y2035 | Summer_MW | LBW | 3218.5 | 890 | 4234.55 | 1274.4 | 2622 | 605 | 293 | 0 | 0 | 0 | 0 | 13137.45
S1_Y2035 | Summer_MW | Nuclear | 0 | 579.6 | 2762.4 | 0 | 0 | 0 | 0 | 0 | 0 | 0 | 0 | 3342
S1_Y2035 | Summer_MW | OSW | 0 | 0 | 0 | 0 | 0 | 0 | 0 | 0 | 0 | 4571 | 4430 | 9001
S1_Y2035 | Summer_MW | Other | 33.3 | 0 | 0 | 0 | 0 | 10.4 | 0 | 51.6 | 0 | 0 | 113.6 | 208.9
S1_Y2035 | Summer_MW | PumpedStorage | 240 | 0 | 0 | 0 | 0 | 1165.1 | 0 | 0 | 0 | 0 | 0 | 1405.1
S1_Y2035 | Summer_MW | Storage | 34 | 153 | 1094 | 0 | 544 | 105 | 0 | 306 | 44 | 1556 | 557 | 4393
S1_Y2035 | Summer_MW | UPV | 329.99 | 1349.98 | 930.24 | 180 | 814.18 | 930.36 | 170 | 0 | 0 | 0 | 99.4 | 4804.15
S1_Y2035 | Summer_MW | Total | 9812.4001 | 4071.98 | 12859.06 | 5389.37 | 5919.4 | 8291.5499 | 4908.52 | 477.6 | 193 | 18626.43 | 13020.3 | 83569.61
S1_Y2035 | Curtailed_Energy_GWh | BTM-PV | 0 | 0 | 0 | 0 | 0 | 0 | 0 | 0 | 0 | 0 | 0 | 0
S1_Y2035 | Curtailed_Energy_GWh | DEFR | NaN | 0 | 0 | 0 | 0 | NaN | 0 | 0 | 0 | NaN | NaN | NaN
S1_Y2035 | Curtailed_Energy_GWh | Export | 0 | 0 | 0 | 0 | 0 | 0 | 0 | 0 | 0 | 0 | 0 | 0
S1_Y2035 | Curtailed_Energy_GWh | Fossil | NaN | NaN | NaN | NaN | NaN | NaN | NaN | 0 | 0 | NaN | NaN | NaN
S1_Y2035 | Curtailed_Energy_GWh | HQImports | 0 | 0 | 0 | 963.7479 | 0 | 0 | 0 | 0 | 0 | 437.5479 | 0 | 1401.2958
S1_Y2035 | Curtailed_Energy_GWh | Hydro | 600.9036 | 0.23274 | 37.8531 | 444.8372 | 421.7757 | 71.9477 | 2.9259 | 0 | 0 | 0 | 0 | 1580.476
S1_Y2035 | Curtailed_Energy_GWh | Import | 0 | 0 | 0 | 0 | 0 | 0 | 0 | 0 | 0 | 0 | 0 | 0
S1_Y2035 | Curtailed_Energy_GWh | LBW | 904.635 | 14.3585 | 2005.3335 | 228.4128 | 592.9651 | 43.5023 | 98.7826 | 0 | 0 | 0 | 0 | 3887.9897
S1_Y2035 | Curtailed_Energy_GWh | Nuclear | 0 | NaN | NaN | 0 | 0 | 0 | 0 | 0 | 0 | 0 | 0 | NaN
S1_Y2035 | Curtailed_Energy_GWh | OSW | 0 | 0 | 0 | 0 | 0 | 0 | 0 | 0 | 0 | 12.9491 | 2162.4056 | 2175.3547
S1_Y2035 | Curtailed_Energy_GWh | Other | NaN | 0 | 0 | 0 | 0 | NaN | 0 | NaN | 0 | 0 | NaN | NaN
S1_Y2035 | Curtailed_Energy_GWh | PumpedStorage | NaN | 0 | 0 | 0 | 0 | NaN | 0 | 0 | 0 | 0 | 0 | NaN
S1_Y2035 | Curtailed_Energy_GWh | Storage | NaN | NaN | NaN | 0 | NaN | NaN | 0 | NaN | NaN | NaN | NaN | NaN
S1_Y2035 | Curtailed_Energy_GWh | UPV | 71.1259 | 118.162 | 196.5325 | 11.5566 | 359.1117 | 183.6633 | 17.4286 | 0 | 0 | 0 | 23.7166 | 981.2973
S1_Y2035 | Curtailed_Energy_GWh | Total | 1576.6645 | 132.7533 | 2239.7191 | 1648.5545 | 1373.8525 | 299.1133 | 119.1371 | 0 | 0 | 450.497 | 2186.1222 | 10026.4135
S1_Y2040 | Energy_GWh | BTM-PV | 1161.0914 | 825.235 | 1714.4442 | 311.7356 | 1909.3305 | 1998.2844 | 1534.6275 | 154.773 | 184.7608 | 989.1761 | 1659.584 | 12443.0425
S1_Y2040 | Energy_GWh | DEFR | 560.8237 | 36.2194 | 476.9256 | 0 | 0 | 1848.0837 | 0 | 1039.8666 | 0 | 15971.8615 | 15205.7705 | 35139.5511
S1_Y2040 | Energy_GWh | Export | -11152.808 | 0 | -23658.9292 | -12875.7461 | -4744.3291 | 0 | 0 | 0 | 0 | 0 | 0 | -52431.8124
S1_Y2040 | Energy_GWh | Fossil | 0 | 0 | 0 | 0 | 0 | 0 | 0 | 0 | 0 | 0 | 0 | 0
S1_Y2040 | Energy_GWh | HQImports | 0 | 0 | 0 | 8621.7025 | 0 | 0 | 0 | 0 | 0 | 10457.8307 | 0 | 19079.5332
S1_Y2040 | Energy_GWh | Hydro | 15721.7907 | 49.6376 | 291.0157 | 7165.191 | 1987.3781 | 1418.5266 | 241.1879 | 0 | 0 | 0 | 0 | 26874.7276
S1_Y2040 | Energy_GWh | Import | 0 | 5311.111 | 0 | 0 | 0 | 7204.6336 | 11158.213 | 2530.6275 | 8140.074 | 27684.4636 | 653.1364 | 62682.259
S1_Y2040 | Energy_GWh | LBW | 15578.9026 | 3142.7833 | 17374.7642 | 3916.9875 | 11449.4127 | 2899.364 | 1665.8721 | 0 | 0 | 0 | 0 | 56028.0865
S1_Y2040 | Energy_GWh | Nuclear | 0 | 4591.7323 | 21991.2337 | 0 | 0 | 0 | 0 | 0 | 0 | 0 | 0 | 26582.966
S1_Y2040 | Energy_GWh | OSW | 0 | 0 | 0 | 0 | 0 | 0 | 0 | 0 | 0 | 17755.9929 | 17489.2366 | 35245.2295
S1_Y2040 | Energy_GWh | Other | 0 | 0 | 0 | 0 | 0 | 0 | 0 | 0 | 0 | 0 | 0 | 0
S1_Y2040 | Energy_GWh | PumpedStorage | -334.3193 | 0 | 0 | 0 | 0 | -578.4977 | 0 | 0 | 0 | 0 | 0 | -912.817
S1_Y2040 | Energy_GWh | Storage | -4.1583 | -19.8125 | -43.987 | 0 | -16.9953 | -17.1427 | 0 | -14.9255 | -2.1197 | -77.9181 | -36.121 | -233.1802
S1_Y2040 | Energy_GWh | UPV | 446.1004 | 2490.8061 | 1480.8647 | 330.989 | 1388.0495 | 1651.8979 | 276.709 | 0 | 0 | 0 | 148.1637 | 8213.5803
S1_Y2040 | Energy_GWh | Total | 21977.4231 | 16427.7123 | 19626.3318 | 7470.8595 | 11972.8465 | 16425.1499 | 14876.6094 | 3710.3416 | 8322.715 | 72781.4068 | 35119.7702 | 228711.1661
S1_Y2040 | Summer_MW | BTM-PV | 1091 | 773 | 1633 | 276 | 1545 | 1816 | 1322 | 125 | 155 | 910 | 1552 | 11198
S1_Y2040 | Summer_MW | DEFR | 2000 | 1112 | 712 | 0 | 0 | 3864 | 0 | 4200 | 0 | 13218 | 19734 | 44840
S1_Y2040 | Summer_MW | Export | 0 | 0 | 0 | 0 | 0 | 0 | 0 | 0 | 0 | 0 | 0 | 0
S1_Y2040 | Summer_MW | Fossil | 0 | 0 | 0 | 0 | 0 | 0 | 0 | 0 | 0 | 0 | 0 | 0
S1_Y2040 | Summer_MW | HQImports | 0 | 0 | 0 | 1785 | 0 | 0 | 0 | 0 | 0 | 1250 | 0 | 3035
S1_Y2040 | Summer_MW | Hydro | 2400.3101 | 63.8 | 70.4 | 1069.97 | 392.22 | 269.5 | 88.22 | 0 | 0 | 0 | 0 | 4354.4201
S1_Y2040 | Summer_MW | Import | 0 | 0 | 0 | 0 | 0 | 0 | 0 | 0 | 0 | 0 | 0 | 0
S1_Y2040 | Summer_MW | LBW | 5072.5 | 1039 | 6433.55 | 1671.4 | 3903 | 1009 | 489 | 0 | 0 | 0 | 0 | 19617.45
S1_Y2040 | Summer_MW | Nuclear | 0 | 579.6 | 2762.4 | 0 | 0 | 0 | 0 | 0 | 0 | 0 | 0 | 3342
S1_Y2040 | Summer_MW | OSW | 0 | 0 | 0 | 0 | 0 | 0 | 0 | 0 | 0 | 4571 | 4430 | 9001
S1_Y2040 | Summer_MW | Other | 0 | 0 | 0 | 0 | 0 | 0 | 0 | 0 | 0 | 0 | 0 | 0
S1_Y2040 | Summer_MW | PumpedStorage | 240 | 0 | 0 | 0 | 0 | 1165.1 | 0 | 0 | 0 | 0 | 0 | 1405.1
S1_Y2040 | Summer_MW | Storage | 66 | 718 | 4093 | 0 | 814 | 325 | 0 | 306 | 44 | 1976 | 1709 | 10051
S1_Y2040 | Summer_MW | UPV | 329.99 | 1349.98 | 930.24 | 180 | 814.18 | 930.36 | 170 | 0 | 0 | 0 | 99.4 | 4804.15
S1_Y2040 | Summer_MW | Total | 11360.8001 | 5862.38 | 16737.59 | 5556.37 | 7468.4 | 9378.96 | 2069.22 | 4631 | 199 | 21925 | 27524.4 | 112713.1201
S1_Y2040 | Curtailed_Energy_GWh | BTM-PV | 0 | 0 | 0 | 0 | 0 | 0 | 0 | 0 | 0 | 0 | 0 | 0
S1_Y2040 | Curtailed_Energy_GWh | DEFR | NaN | NaN | NaN | 0 | 0 | NaN | 0 | NaN | 0 | NaN | NaN | NaN
S1_Y2040 | Curtailed_Energy_GWh | Export | 0 | 0 | 0 | 0 | 0 | 0 | 0 | 0 | 0 | 0 | 0 | 0
S1_Y2040 | Curtailed_Energy_GWh | Fossil | 0 | 0 | 0 | 0 | 0 | 0 | 0 | 0 | 0 | 0 | 0 | 0
S1_Y2040 | Curtailed_Energy_GWh | HQImports | 0 | 0 | 0 | 2935.895 | 0 | 0 | 0 | 0 | 0 | 522.1693 | 0 | 3458.0643
S1_Y2040 | Curtailed_Energy_GWh | Hydro | 895.1228 | 0.12456 | 14.1283 | 769.8932 | 172.6324 | 36.4505 | 0.3133 | 0 | 0 | 0 | 0 | 1888.665
S1_Y2040 | Curtailed_Energy_GWh | Import | 0 | 0 | 0 | 0 | 0 | 0 | 0 | 0 | 0 | 0 | 0 | 0
S1_Y2040 | Curtailed_Energy_GWh | LBW | 579.7495 | 114.8884 | 2157.2314 | 655.9934 | 768.458 | 203.9809 | 70.6979 | 0 | 0 | 0 | 0 | 4550.9995
S1_Y2040 | Curtailed_Energy_GWh | Nuclear | 0 | NaN | NaN | 0 | 0 | 0 | 0 | 0 | 0 | 0 | 0 | NaN
S1_Y2040 | Curtailed_Energy_GWh | OSW | 0 | 0 | 0 | 0 | 0 | 0 | 0 | 0 | 0 | 20.5125 | 212.0673 | 232.5799
S1_Y2040 | Curtailed_Energy_GWh | Other | 0 | 0 | 0 | 0 | 0 | 0 | 0 | 0 | 0 | 0 | 0 | 0
S1_Y2040 | Curtailed_Energy_GWh | PumpedStorage | NaN | 0 | 0 | 0 | 0 | NaN | 0 | 0 | 0 | 0 | 0 | NaN
S1_Y2040 | Curtailed_Energy_GWh | Storage | NaN | NaN | NaN | 0 | NaN | NaN | 0 | NaN | NaN | NaN | NaN | NaN
S1_Y2040 | Curtailed_Energy_GWh | UPV | 59.3793 | 238.506 | 224.458 | 36.407 | 112.5906 | 104.917 | 12.9463 | 0 | 0 | 0 | 12.4248 | 801.6288
S1_Y2040 | Curtailed_Energy_GWh | Total | 1534.2516 | 353.5189 | 2395.8176 | 4398.1886 | 1053.681 | 345.3483 | 83.9575 | 0 | 0 | 542.6818 | 224.4921 | 10931.9375
S2_Y2025 | Energy_GWh | BTM-PV | 702.1465 | 496.6263 | 1025.7811 | 183.064 | 1135.6801 | 1207.7586 | 928.5532 | 101.6831 | 117.8911 | 635.7234 | 1080.9815 | 7615.889
S2_Y2025 | Energy_GWh | DEFR | 0 | 0 | 0 | 0 | 0 | 0 | 0 | 0 | 0 | 0 | 0 | 0
S2_Y2025 | Energy_GWh | Export | -4095.5364 | 0 | -19880.2563 | -15296.6377 | 0 | -5312.5457 | -383.4766 | 0 | 0 | 0 | 0 | -44968.4527
S2_Y2025 | Energy_GWh | Fossil | 1020.8711 | 135.0116 | 6496.5295 | 158.5353 | 16.4079 | 12474.7298 | 7450.5515 | 0 | 0 | 18475.6165 | 5093.9062 | 51322.1595
S2_Y2025 | Energy_GWh | HQImports | 0 | 0 | 0 | 11458.5407 | 0 | 0 | 0 | 0 | 0 | 0 | 0 | 11458.5407
S2_Y2025 | Energy_GWh | Hydro | 16616.9265 | 49.7627 | 511.4577 | 7935.0879 | 2123.8892 | 1454.3189 | 241.5012 | 0 | 0 | 0 | 0 | 28932.944
S2_Y2025 | Energy_GWh | Import | 0 | 2619.716 | 0 | 0 | 1178.5337 | 0 | 0 | 1967.4325 | 5097.8915 | 28645.1896 | 7818.5867 | 47327.35
S2_Y2025 | Energy_GWh | LBW | 1930.7465 | 393.3054 | 2507.2302 | 1434.595 | 2249.7272 | 0 | 0 | 0 | 0 | 0 | 0 | 8515.6042
S2_Y2025 | Energy_GWh | Nuclear | 0 | 4653.6768 | 23667.0322 | 0 | 0 | 0 | 0 | 0 | 0 | 0 | 0 | 28320.709
S2_Y2025 | Energy_GWh | OSW | 0 | 0 | 0 | 0 | 0 | 0 | 0 | 0 | 0 | 3127.713 | 4183.2918 | 7311.0048
S2_Y2025 | Energy_GWh | Other | 253.859 | 0 | 0 | 0 | 0 | 77.4246 | 0 | 387.5578 | 0 | 0 | 854.9842 | 1573.8256
S2_Y2025 | Energy_GWh | PumpedStorage | -239.4753 | 0 | 0 | 0 | 0 | -324.6541 | 0 | 0 | 0 | 0 | 0 | -564.1294
S2_Y2025 | Energy_GWh | Storage | -2.473 | 0 | -5.5015 | -1.0112 | -6.5416 | -0.85224 | 0 | 0 | -2.4997 | -6.1776 | -2.5371 | -27.5939
S2_Y2025 | Energy_GWh | UPV | 504.3015 | 2697.0291 | 1701.6413 | 367.297 | 1404.1105 | 1678.006 | 289.3185 | 0 | 0 | 0 | 151.4397 | 8793.1437
S2_Y2025 | Energy_GWh | Total | 16691.3664 | 11045.128 | 16023.9142 | 6239.4711 | 8101.807 | 11254.1859 | 8526.4478 | 2456.6734 | 5213.2829 | 50878.0649 | 19180.6531 | 155610.9945
S2_Y2025 | Summer_MW | BTM-PV | 569 | 399 | 841 | 140 | 789 | 951 | 699 | 72 | 90 | 528 | 922 | 6000
S2_Y2025 | Summer_MW | DEFR | 0 | 0 | 0 | 0 | 0 | 0 | 0 | 0 | 0 | 0 | 0 | 0
S2_Y2025 | Summer_MW | Export | 0 | 0 | 0 | 0 | 0 | 0 | 0 | 0 | 0 | 0 | 0 | 0
S2_Y2025 | Summer_MW | Fossil | 387.7 | 110.1 | 2285.05 | 242 | 106.2 | 2544.69 | 4204.7 | 0 | 0 | 6432.7 | 3508.5 | 19821.6399
S2_Y2025 | Summer_MW | HQImports | 0 | 0 | 0 | 1785 | 0 | 0 | 0 | 0 | 0 | 0 | 0 | 1785
S2_Y2025 | Summer_MW | Hydro | 2467.5799 | 63.8 | 108.5 | 1050.93 | 392.3 | 269.5 | 89.9 | 0 | 0 | 0 | 0 | 4442.5099
S2_Y2025 | Summer_MW | Import | 0 | 0 | 0 | 0 | 0 | 0 | 0 | 0 | 0 | 0 | 0 | 0
S2_Y2025 | Summer_MW | LBW | 779.5 | 200 | 1087.55 | 678.4 | 918 | 0 | 0 | 0 | 0 | 0 | 0 | 3663.45
S2_Y2025 | Summer_MW | Nuclear | 0 | 579.6 | 2762.4 | 0 | 0 | 0 | 0 | 0 | 0 | 0 | 0 | 3342
S2_Y2025 | Summer_MW | OSW | 0 | 0 | 0 | 0 | 0 | 0 | 0 | 0 | 0 | 816 | 1010 | 1826
S2_Y2025 | Summer_MW | Other | 33.3 | 0 | 0 | 0 | 0 | 10.4 | 0 | 51.6 | 0 | 0 | 113.6 | 208.9
S2_Y2025 | Summer_MW | PumpedStorage | 240 | 0 | 0 | 0 | 0 | 1165.1 | 0 | 0 | 0 | 0 | 0 | 1405.1
S2_Y2025 | Summer_MW | Storage | 77 | 0 | 203 | 14 | 153 | 52 | 0 | 0 | 175 | 643 | 192 | 1509
S2_Y2025 | Summer_MW | UPV | 329.99 | 1349.98 | 930.24 | 180 | 814.18 | 930.36 | 170 | 0 | 0 | 0 | 99.4 | 4804.15
S2_Y2025 | Summer_MW | Total | 5045.0699 | 2929.48 | 8320.74 | 4664.33 | 3172.68 | 5923.0499 | 5163.6 | 123.6 | 265 | 8419.7 | 5845.5 | 49872.7497
S2_Y2025 | Curtailed_Energy_GWh | BTM-PV | 0 | 0 | 0 | 0 | 0 | 0 | 0 | 0 | 0 | 0 | 0 | 0
S2_Y2025 | Curtailed_Energy_GWh | DEFR | 0 | 0 | 0 | 0 | 0 | 0 | 0 | 0 | 0 | 0 | 0 | 0
S2_Y2025 | Curtailed_Energy_GWh | Export | 0 | 0 | 0 | 0 | 0 | 0 | 0 | 0 | 0 | 0 | 0 | 0
S2_Y2025 | Curtailed_Energy_GWh | Fossil | NaN | NaN | NaN | NaN | NaN | NaN | NaN | 0 | 0 | NaN | NaN | NaN
S2_Y2025 | Curtailed_Energy_GWh | HQImports | 0 | 0 | 0 | 28.1484 | 0 | 0 | 0 | 0 | 0 | 0 | 0 | 28.1484
S2_Y2025 | Curtailed_Energy_GWh | Hydro | 0 | 0 | 1.6113 | 0 | 36.1223 | 0.65874 | -3.81e-09 | 0 | 0 | 0 | 0 | 38.3923
S2_Y2025 | Curtailed_Energy_GWh | Import | 0 | 0 | 0 | 0 | 0 | 0 | 0 | 0 | 0 | 0 | 0 | 0
S2_Y2025 | Curtailed_Energy_GWh | LBW | 0.92058 | 0.025099 | 1.3748 | 0 | 18.3074 | 0 | 0 | 0 | 0 | 0 | 0 | 20.6279
S2_Y2025 | Curtailed_Energy_GWh | Nuclear | 0 | NaN | NaN | 0 | 0 | 0 | 0 | 0 | 0 | 0 | 0 | NaN
S2_Y2025 | Curtailed_Energy_GWh | OSW | 0 | 0 | 0 | 0 | 0 | 0 | 0 | 0 | 0 | 0 | 30.2242 | 30.2242
S2_Y2025 | Curtailed_Energy_GWh | Other | NaN | 0 | 0 | 0 | 0 | NaN | 0 | NaN | 0 | 0 | NaN | NaN
S2_Y2025 | Curtailed_Energy_GWh | PumpedStorage | NaN | 0 | 0 | 0 | 0 | NaN | 0 | 0 | 0 | 0 | 0 | NaN
S2_Y2025 | Curtailed_Energy_GWh | Storage | NaN | 0 | NaN | NaN | NaN | NaN | 0 | 0 | NaN | NaN | NaN | NaN
S2_Y2025 | Curtailed_Energy_GWh | UPV | 0 | 25.3528 | 2.3169 | 0 | 93.1581 | 78.9665 | 0.26313 | 0 | 0 | 0 | 8.1074 | 208.1647
S2_Y2025 | Curtailed_Energy_GWh | Total | 0.92058 | 25.3779 | 5.3029 | 28.1484 | 147.5878 | 79.6252 | 0.26313 | 0 | 0 | 0 | 38.3315 | 325.5575
S2_Y2030 | Energy_GWh | BTM-PV | 1277.0528 | 899.3647 | 1866.3929 | 332.1682 | 2066.9912 | 2432.9195 | 1870.0487 | 191.8158 | 224.7237 | 1217.4162 | 2059.6885 | 14438.5823
S2_Y2030 | Energy_GWh | DEFR | 0 | 0 | 0 | 0 | 0 | 0 | 0 | 0 | 0 | 0.05 | 0 | 0.05
S2_Y2030 | Energy_GWh | Export | -5949.3717 | 0 | -18994.929 | -14876.4111 | -31.9586 | -1029.9003 | 0 | 0 | 0 | 0 | 0 | -40882.5706
S2_Y2030 | Energy_GWh | Fossil | 733.0266 | 133.7691 | 3999.5131 | 63.977 | 6.2486 | 8358.4705 | 4706.5453 | 0 | 0 | 12283.4976 | 4419.7589 | 34704.8069
S2_Y2030 | Energy_GWh | HQImports | 0 | 0 | 0 | 11364.4273 | 0 | 0 | 0 | 0 | 0 | 10924.5618 | 0 | 22288.9892
S2_Y2030 | Energy_GWh | Hydro | 16616.9417 | 49.7625 | 510.1984 | 7933.7126 | 2098.6751 | 1453.8981 | 241.4909 | 0 | 0 | 0 | 0 | 28904.6793
S2_Y2030 | Energy_GWh | Import | 0 | 2101.588 | 0 | 0 | 0 | 0 | 2474.958 | 2260.1305 | 5810.0128 | 10947.1006 | 7376.1373 | 30969.9272
S2_Y2030 | Energy_GWh | LBW | 4957.0787 | 1139.049 | 5255.3922 | 1733.3147 | 3637.3036 | 310.3694 | 246.2148 | 0 | 0 | 0 | 0 | 17278.7223
S2_Y2030 | Energy_GWh | Nuclear | 0 | 5075.4403 | 22312.092 | 0 | 0 | 0 | 0 | 0 | 0 | 0 | 0 | 27387.5323
S2_Y2030 | Energy_GWh | OSW | 0 | 0 | 0 | 0 | 0 | 0 | 0 | 0 | 0 | 19994.2994 | 6817.976 | 26812.2753
S2_Y2030 | Energy_GWh | Other | 254.2371 | 0 | 0 | 0 | 0 | 77.4246 | 0 | 387.2218 | 0 | 0 | 855.0663 | 1573.9498
S2_Y2030 | Energy_GWh | PumpedStorage | -372.3759 | 0 | 0 | 0 | 0 | -680.0403 | 0 | 0 | 0 | 0 | 0 | -1052.4162
S2_Y2030 | Energy_GWh | Storage | -3.7388 | 0 | -9.2418 | -1.473 | -11.9875 | -3.6979 | 0 | 0 | -10.1664 | -22.3035 | -6.0529 | -68.6617
S2_Y2030 | Energy_GWh | UPV | 501.9929 | 2692.302 | 1675.1013 | 366.868 | 1342.608 | 1630.5657 | 287.2014 | 0 | 0 | 0 | 147.9107 | 8644.5499
S2_Y2030 | Energy_GWh | Total | 18014.8434 | 12091.2755 | 16614.5192 | 6916.5838 | 9107.8803 | 12550.0093 | 9826.4592 | 2839.1681 | 6024.5701 | 55344.6221 | 21670.4849 | 171000.4157
S2_Y2030 | Summer_MW | BTM-PV | 863 | 608 | 1278 | 212 | 1204 | 1592 | 1160 | 119 | 144 | 861 | 1482 | 9523
S2_Y2030 | Summer_MW | DEFR | 0 | 0 | 0 | 0 | 0 | 0 | 0 | 0 | 0 | 417 | 402 | 819
S2_Y2030 | Summer_MW | Export | 0 | 0 | 0 | 0 | 0 | 0 | 0 | 0 | 0 | 0 | 0 | 0
S2_Y2030 | Summer_MW | Fossil | 387.7 | 110.1 | 2285.05 | 242 | 106.2 | 2544.69 | 3979.4 | 0 | 0 | 4674.8 | 3110.5 | 17440.4399
S2_Y2030 | Summer_MW | HQImports | 0 | 0 | 0 | 1785 | 0 | 0 | 0 | 0 | 0 | 1250 | 0 | 3035
S2_Y2030 | Summer_MW | Hydro | 2467.5799 | 63.8 | 108.5 | 1050.93 | 392.3 | 269.5 | 89.9 | 0 | 0 | 0 | 0 | 4442.5099
S2_Y2030 | Summer_MW | Import | 0 | 0 | 0 | 0 | 0 | 0 | 0 | 0 | 0 | 0 | 0 | 0
S2_Y2030 | Summer_MW | LBW | 1705.5 | 419 | 1993.55 | 778.4 | 1349 | 101 | 69 | 0 | 0 | 0 | 0 | 6415.45
S2_Y2030 | Summer_MW | Nuclear | 0 | 579.6 | 2762.4 | 0 | 0 | 0 | 0 | 0 | 0 | 0 | 0 | 3342
S2_Y2030 | Summer_MW | OSW | 0 | 0 | 0 | 0 | 0 | 0 | 0 | 0 | 0 | 5166 | 2270 | 7436
S2_Y2030 | Summer_MW | Other | 33.3 | 0 | 0 | 0 | 0 | 10.4 | 0 | 51.6 | 0 | 0 | 113.6 | 208.9
S2_Y2030 | Summer_MW | PumpedStorage | 240 | 0 | 0 | 0 | 0 | 1165.1 | 0 | 0 | 0 | 0 | 0 | 1405.1
S2_Y2030 | Summer_MW | Storage | 105 | 0 | 379 | 15 | 396 | 105 | 0 | 0 | 349 | 1286 | 375 | 3010
S2_Y2030 | Summer_MW | UPV | 329.99 | 1349.98 | 930.24 | 180 | 814.18 | 930.36 | 170 | 0 | 0 | 0 | 99.4 | 4804.15
S2_Y2030 | Summer_MW | Total | 6293.0699 | 3357.48 | 9839.74 | 4837.33 | 4261.68 | 6718.0499 | 5468.3 | 170.6 | 493 | 13654.8 | 7852.5 | 62946.5498
S2_Y2030 | Curtailed_Energy_GWh | BTM-PV | 0 | 0 | 0 | 0 | 0 | 0 | 0 | 0 | 0 | 0 | 0 | 0
S2_Y2030 | Curtailed_Energy_GWh | DEFR | 0 | 0 | 0 | 0 | 0 | 0 | 0 | 0 | 0 | NaN | NaN | NaN
S2_Y2030 | Curtailed_Energy_GWh | Export | 0 | 0 | 0 | 0 | 0 | 0 | 0 | 0 | 0 | 0 | 0 | 0
S2_Y2030 | Curtailed_Energy_GWh | Fossil | NaN | NaN | NaN | NaN | NaN | NaN | NaN | 0 | 0 | NaN | NaN | NaN
S2_Y2030 | Curtailed_Energy_GWh | HQImports | 0 | 0 | 0 | 133.2245 | 0 | 0 | 0 | 0 | 0 | 25.4382 | 0 | 158.6626
S2_Y2030 | Curtailed_Energy_GWh | Hydro | -3.2e-07 | 0 | 2.8706 | 1.3712 | 61.3346 | 1.081 | 0.010883 | 0 | 0 | 0 | 0 | 66.6683
S2_Y2030 | Curtailed_Energy_GWh | Import | 0 | 0 | 0 | 0 | 0 | 0 | 0 | 0 | 0 | 0 | 0 | 0
S2_Y2030 | Curtailed_Energy_GWh | LBW | 24.9695 | 0.049001 | 133.8832 | 18.6375 | 72.1082 | 0 | 0 | 0 | 0 | 0 | 0 | 249.6473
S2_Y2030 | Curtailed_Energy_GWh | Nuclear | 0 | NaN | NaN | 0 | 0 | 0 | 0 | 0 | 0 | 0 | 0 | NaN
S2_Y2030 | Curtailed_Energy_GWh | OSW | 0 | 0 | 0 | 0 | 0 | 0 | 0 | 0 | 0 | 2.7882 | 2073.228 | 2076.0162
S2_Y2030 | Curtailed_Energy_GWh | Other | NaN | 0 | 0 | 0 | 0 | NaN | 0 | NaN | 0 | 0 | NaN | NaN
S2_Y2030 | Curtailed_Energy_GWh | PumpedStorage | NaN | 0 | 0 | 0 | 0 | NaN | 0 | 0 | 0 | 0 | 0 | NaN
S2_Y2030 | Curtailed_Energy_GWh | Storage | NaN | 0 | NaN | NaN | NaN | NaN | 0 | 0 | NaN | NaN | NaN | NaN
S2_Y2030 | Curtailed_Energy_GWh | UPV | 2.8974 | 32.5699 | 29.4152 | 0 | 155.3668 | 123.8324 | 2.1134 | 0 | 0 | 0 | 11.5165 | 357.7118
S2_Y2030 | Curtailed_Energy_GWh | Total | 27.8669 | 32.6189 | 166.169 | 153.2332 | 288.8096 | 124.9134 | 2.1243 | 0 | 0 | 28.2263 | 2084.7445 | 2908.7062
S2_Y2035 | Energy_GWh | BTM-PV | 1233.2294 | 876.1067 | 1818.4975 | 327.3176 | 2021.2469 | 3205.1519 | 3544.7376 | 354.6839 | 424.0933 | 1053.5906 | 2318.2465 | 17176.9019
S2_Y2035 | Energy_GWh | DEFR | 0 | 0 | 0 | 0 | 0 | 0 | 0 | 0 | 0 | 3.7796 | 12.2624 | 16.0419
S2_Y2035 | Energy_GWh | Export | -8584.0044 | 0 | -25608.1923 | -14782.2559 | -2278.9686 | -3663.7399 | 0 | 0 | 0 | 0 | 0 | -54917.161
S2_Y2035 | Energy_GWh | Fossil | 500.1372 | 190.5569 | 3067.7681 | 93.6035 | 11.4584 | 10510.586 | 5450.6693 | 0 | 0 | 14859.7397 | 4805.3702 | 39489.8893
S2_Y2035 | Energy_GWh | HQImports | 0 | 0 | 0 | 10923.5601 | 0 | 0 | 0 | 0 | 0 | 10759.2875 | 0 | 21682.8475
S2_Y2035 | Energy_GWh | Hydro | 16493.283 | 49.6965 | 474.1548 | 7714.2694 | 1803.058 | 1428.5899 | 241.3308 | 0 | 0 | 0 | 0 | 28204.3825
S2_Y2035 | Energy_GWh | Import | 0 | 4310.2063 | 0 | 0 | 0 | 0 | 2436.1807 | 3014.1189 | 7562.6454 | 22514.264 | 6436.5764 | 46273.9917
S2_Y2035 | Energy_GWh | LBW | 9113.3644 | 1905.0772 | 10474.5748 | 3152.1621 | 7395.8348 | 1856.9958 | 964.3089 | 0 | 0 | 0 | 0 | 34862.318
S2_Y2035 | Energy_GWh | Nuclear | 0 | 4602.6243 | 23432.5551 | 0 | 0 | 0 | 0 | 0 | 0 | 0 | 0 | 28035.1794
S2_Y2035 | Energy_GWh | OSW | 0 | 0 | 0 | 0 | 0 | 0 | 0 | 0 | 0 | 19923.2876 | 13279.9864 | 33203.274
S2_Y2035 | Energy_GWh | Other | 253.593 | 0 | 0 | 0 | 0 | 77.4246 | 0 | 387.7329 | 0 | 0 | 855.8585 | 1574.6089
S2_Y2035 | Energy_GWh | PumpedStorage | -392.7071 | 0 | 0 | 0 | 0 | -749.9693 | 0 | 0 | 0 | 0 | 0 | -1142.6764
S2_Y2035 | Energy_GWh | Storage | -6.6212 | -0.4809 | -20.8078 | -1.8152 | -14.2653 | -5.4035 | 0 | 0 | -16.1821 | -55.0997 | -14.3333 | -135.009
S2_Y2035 | Energy_GWh | UPV | 2435.5944 | 2647.5697 | 4914.3162 | 571.5793 | 2867.7281 | 3787.1353 | 293.8843 | 0 | 0 | 0 | 149.8617 | 17667.669
S2_Y2035 | Energy_GWh | Total | 21045.8688 | 14581.3567 | 18552.8664 | 7998.4209 | 11806.0924 | 16446.7709 | 12931.1117 | 3756.5357 | 7970.5566 | 69058.8492 | 27843.8286 | 211992.2579
S2_Y2035 | Summer_MW | BTM-PV | 861 | 608 | 1279 | 212 | 1205 | 2154 | 2259 | 231 | 281 | 773 | 1738 | 11601
S2_Y2035 | Summer_MW | DEFR | 0 | 0 | 0 | 0 | 0 | 0 | 0 | 0 | 0 | 2103 | 1887 | 3990
S2_Y2035 | Summer_MW | Export | 0 | 0 | 0 | 0 | 0 | 0 | 0 | 0 | 0 | 0 | 0 | 0
S2_Y2035 | Summer_MW | Fossil | 387.7 | 110.1 | 2285.05 | 242 | 106.2 | 2544.69 | 3422.6 | 0 | 0 | 4160.2 | 2322.8 | 15581.3399
S2_Y2035 | Summer_MW | HQImports | 0 | 0 | 0 | 1785 | 0 | 0 | 0 | 0 | 0 | 1250 | 0 | 3035
S2_Y2035 | Summer_MW | Hydro | 2400.3101 | 63.8 | 108.5 | 1069.87 | 392.64 | 269.5 | 89.9 | 0 | 0 | 0 | 0 | 4394.5201
S2_Y2035 | Summer_MW | Import | 0 | 0 | 0 | 0 | 0 | 0 | 0 | 0 | 0 | 0 | 0 | 0
S2_Y2035 | Summer_MW | LBW | 3218.5 | 644 | 4234.55 | 1274.4 | 2622 | 605 | 293 | 0 | 0 | 0 | 0 | 12891.45
S2_Y2035 | Summer_MW | Nuclear | 0 | 579.6 | 2762.4 | 0 | 0 | 0 | 0 | 0 | 0 | 0 | 0 | 3342
S2_Y2035 | Summer_MW | OSW | 0 | 0 | 0 | 0 | 0 | 0 | 0 | 0 | 0 | 5166 | 3835 | 9001
S2_Y2035 | Summer_MW | Other | 33.3 | 0 | 0 | 0 | 0 | 10.4 | 0 | 51.6 | 0 | 0 | 113.6 | 208.9
S2_Y2035 | Summer_MW | PumpedStorage | 240 | 0 | 0 | 0 | 0 | 1165.1 | 0 | 0 | 0 | 0 | 0 | 1405.1
S2_Y2035 | Summer_MW | Storage | 145 | 4 | 1036 | 20 | 787 | 105 | 0 | 0 | 349 | 1696 | 606 | 4748
S2_Y2035 | Summer_MW | UPV | 2063.99 | 1349.98 | 3719.24 | 366 | 2540.18 | 3223.36 | 210 | 0 | 0 | 0 | 99.4 | 13572.15
S2_Y2035 | Summer_MW | Total | 9510.8001 | 3586.48 | 15527.74 | 5543.27 | 7653.02 | 10077.0499 | 6274.5 | 282.6 | 630 | 15148.2 | 10601.8 | 84835.46
S2_Y2035 | Curtailed_Energy_GWh | BTM-PV | 0 | 0 | 0 | 0 | 0 | 0 | 0 | 0 | 0 | 0 | 0 | 0
S2_Y2035 | Curtailed_Energy_GWh | DEFR | 0 | 0 | 0 | 0 | 0 | 0 | 0 | 0 | 0 | NaN | NaN | NaN
S2_Y2035 | Curtailed_Energy_GWh | Export | 0 | 0 | 0 | 0 | 0 | 0 | 0 | 0 | 0 | 0 | 0 | 0
S2_Y2035 | Curtailed_Energy_GWh | Fossil | NaN | NaN | NaN | NaN | NaN | NaN | NaN | 0 | 0 | NaN | NaN | NaN
S2_Y2035 | Curtailed_Energy_GWh | HQImports | 0 | 0 | 0 | 593.5246 | 0 | 0 | 0 | 0 | 0 | 190.7125 | 0 | 784.2371
S2_Y2035 | Curtailed_Energy_GWh | Hydro | 123.6479 | 0.065872 | 38.9139 | 220.8174 | 356.95 | 26.3864 | 0.17057 | 0 | 0 | 0 | 0 | 766.9519
S2_Y2035 | Curtailed_Energy_GWh | Import | 0 | 0 | 0 | 0 | 0 | 0 | 0 | 0 | 0 | 0 | 0 | 0
S2_Y2035 | Curtailed_Energy_GWh | LBW | 862.1923 | 2.304 | 2010.8669 | 145.81 | 523.9805 | 0.18001 | 80.5334 | 0 | 0 | 0 | 0 | 3625.8672
S2_Y2035 | Curtailed_Energy_GWh | Nuclear | 0 | NaN | NaN | 0 | 0 | 0 | 0 | 0 | 0 | 0 | 0 | NaN
S2_Y2035 | Curtailed_Energy_GWh | OSW | 0 | 0 | 0 | 0 | 0 | 0 | 0 | 0 | 0 | 0.98126 | 1947.3489 | 1948.3302
S2_Y2035 | Curtailed_Energy_GWh | Other | NaN | 0 | 0 | 0 | 0 | NaN | 0 | NaN | 0 | 0 | NaN | NaN
S2_Y2035 | Curtailed_Energy_GWh | PumpedStorage | NaN | 0 | 0 | 0 | 0 | NaN | 0 | 0 | 0 | 0 | 0 | NaN
S2_Y2035 | Curtailed_Energy_GWh | Storage | NaN | NaN | NaN | NaN | NaN | NaN | 0 | 0 | NaN | NaN | NaN | NaN
S2_Y2035 | Curtailed_Energy_GWh | UPV | 149.7289 | 80.4855 | 423.6509 | 5.2966 | 571.4942 | 904.8017 | 47.6095 | 0 | 0 | 0 | 9.9663 | 2193.0337
S2_Y2035 | Curtailed_Energy_GWh | Total | 1135.5691 | 82.8554 | 2473.4317 | 965.4486 | 1452.4247 | 931.3681 | 128.3135 | 0 | 0 | 191.6938 | 1957.3152 | 9318.4201
S2_Y2040 | Energy_GWh | BTM-PV | 1865.4776 | 1326.0619 | 2754.8102 | 500.854 | 3067.9654 | 3214.7982 | 3549.5188 | 358.2818 | 427.5478 | 2289.1707 | 3845.5887 | 23200.0752
S2_Y2040 | Energy_GWh | DEFR | 58.2805 | 0 | 0 | 0 | 0 | 0 | 1294.6765 | 0 | 0 | 9898.8887 | 4475.3073 | 15727.153
S2_Y2040 | Energy_GWh | Export | -13290.6686 | 0 | -27656.0153 | -8268.505 | -10990.0119 | 0 | 0 | 0 | 0 | 0 | 0 | -60205.2008
S2_Y2040 | Energy_GWh | Fossil | 0 | 0 | 0 | 0 | 0 | 0 | 0 | 0 | 0 | 0 | 0 | 0
S2_Y2040 | Energy_GWh | HQImports | 0 | 0 | 0 | 5966.5694 | 0 | 0 | 0 | 0 | 0 | 10595.6719 | 0 | 16562.2413
S2_Y2040 | Energy_GWh | Hydro | 14998.184 | 49.6242 | 475.525 | 6279.8508 | 1889.5019 | 1433.1644 | 241.4472 | 0 | 0 | 0 | 0 | 25367.2974
S2_Y2040 | Energy_GWh | Import | 0 | 5334.704 | 0 | 0 | 0 | 5676.5523 | 8249.4218 | 4163.1429 | 9181.7939 | 36545.0242 | 6094.5041 | 75245.1431
S2_Y2040 | Energy_GWh | LBW | 15567.1352 | 3161.5048 | 17082.8794 | 3622.8236 | 11356.523 | 2903.8986 | 1723.868 | 0 | 0 | 0 | 0 | 55418.6326
S2_Y2040 | Energy_GWh | Nuclear | 0 | 4539.897 | 21741.24 | 0 | 0 | 0 | 0 | 0 | 0 | 0 | 0 | 26281.137
S2_Y2040 | Energy_GWh | OSW | 0 | 0 | 0 | 0 | 0 | 0 | 0 | 0 | 0 | 19999.5865 | 18042.8407 | 38042.4272
S2_Y2040 | Energy_GWh | Other | 0 | 0 | 0 | 0 | 0 | 0 | 0 | 0 | 0 | 0 | 0 | 0
S2_Y2040 | Energy_GWh | PumpedStorage | -266.4127 | 0 | 0 | 0 | 0 | -834.2549 | 0 | 0 | 0 | 0 | 0 | -1100.6676
S2_Y2040 | Energy_GWh | Storage | -15.3438 | -10.5021 | -43.1023 | -2.3648 | -43.6553 | -20.7729 | 0 | 0 | -18.1086 | -69.0803 | -24.8913 | -247.8215
S2_Y2040 | Energy_GWh | UPV | 4669.8836 | 2306.1792 | 7217.965 | 842.8684 | 8505.6915 | 6136.9665 | 474.0338 | 0 | 0 | 0 | 370.4994 | 30524.0874
S2_Y2040 | Energy_GWh | Total | 23586.5357 | 16707.469 | 21573.302 | 8942.0963 | 13786.0146 | 18510.3522 | 15532.9661 | 4521.4247 | 9591.2331 | 79259.2617 | 32803.8489 | 244814.5043
S2_Y2040 | Summer_MW | BTM-PV | 1300 | 916 | 1928 | 321 | 1816 | 2154 | 2257 | 231 | 282 | 1676 | 2883 | 15764
S2_Y2040 | Summer_MW | DEFR | 9020 | 0 | 0 | 0 | 0 | 0 | 3053 | 0 | 0 | 9903 | 5223 | 27199
S2_Y2040 | Summer_MW | Export | 0 | 0 | 0 | 0 | 0 | 0 | 0 | 0 | 0 | 0 | 0 | 0
S2_Y2040 | Summer_MW | Fossil | 0 | 0 | 0 | 0 | 0 | 0 | 0 | 0 | 0 | 0 | 0 | 0
S2_Y2040 | Summer_MW | HQImports | 0 | 0 | 0 | 1785 | 0 | 0 | 0 | 0 | 0 | 1250 | 0 | 3035
S2_Y2040 | Summer_MW | Hydro | 2400.3101 | 63.8 | 108.5 | 1069.87 | 392.64 | 269.5 | 89.9 | 0 | 0 | 0 | 0 | 4394.5201
S2_Y2040 | Summer_MW | Import | 0 | 0 | 0 | 0 | 0 | 0 | 0 | 0 | 0 | 0 | 0 | 0
S2_Y2040 | Summer_MW | LBW | 5072.5 | 1039 | 6433.55 | 1671.4 | 3903 | 1009 | 489 | 0 | 0 | 0 | 0 | 19617.45
S2_Y2040 | Summer_MW | Nuclear | 0 | 579.6 | 2762.4 | 0 | 0 | 0 | 0 | 0 | 0 | 0 | 0 | 3342
S2_Y2040 | Summer_MW | OSW | 0 | 0 | 0 | 0 | 0 | 0 | 0 | 0 | 0 | 5166 | 4553 | 9719
S2_Y2040 | Summer_MW | Other | 0 | 0 | 0 | 0 | 0 | 0 | 0 | 0 | 0 | 0 | 0 | 0
S2_Y2040 | Summer_MW | PumpedStorage | 240 | 0 | 0 | 0 | 0 | 1165.1 | 0 | 0 | 0 | 0 | 0 | 1405.1
S2_Y2040 | Summer_MW | Storage | 424 | 281 | 2167 | 27 | 3578 | 369 | 0 | 0 | 372 | 2249 | 1943 | 11410
S2_Y2040 | Summer_MW | UPV | 4372.99 | 1817.98 | 6127.24 | 1113 | 9434.18 | 5249.36 | 330 | 0 | 0 | 0 | 287.4 | 28732.15
S2_Y2040 | Summer_MW | Total | 22990.8001 | 4924.38 | 19629.69 | 6561.27 | 19123.82 | 10215.96 | 6218.9 | 231 | 654 | 20244 | 14889.4 | 125683.2201
S2_Y2040 | Curtailed_Energy_GWh | BTM-PV | 0 | 0 | 0 | 0 | 0 | 0 | 0 | 0 | 0 | 0 | 0 | 0
S2_Y2040 | Curtailed_Energy_GWh | DEFR | NaN | 0 | 0 | 0 | 0 | 0 | NaN | 0 | 0 | NaN | NaN | NaN
S2_Y2040 | Curtailed_Energy_GWh | Export | 0 | 0 | 0 | 0 | 0 | 0 | 0 | 0 | 0 | 0 | 0 | 0
S2_Y2040 | Curtailed_Energy_GWh | Fossil | 0 | 0 | 0 | 0 | 0 | 0 | 0 | 0 | 0 | 0 | 0 | 0
S2_Y2040 | Curtailed_Energy_GWh | HQImports | 0 | 0 | 0 | 5591.0281 | 0 | 0 | 0 | 0 | 0 | 384.3281 | 0 | 5975.3562
S2_Y2040 | Curtailed_Energy_GWh | Hydro | 1618.7532 | 0.13814 | 37.5438 | 1655.241 | 270.5076 | 21.8118 | 0.0545 | 0 | 0 | 0 | 0 | 3604.05
S2_Y2040 | Curtailed_Energy_GWh | Import | 0 | 0 | 0 | 0 | 0 | 0 | 0 | 0 | 0 | 0 | 0 | 0
S2_Y2040 | Curtailed_Energy_GWh | LBW | 591.517 | 96.1669 | 2449.1161 | 950.1574 | 861.3477 | 199.4463 | 12.702 | 0 | 0 | 0 | 0 | 5160.4534
S2_Y2040 | Curtailed_Energy_GWh | Nuclear | 0 | NaN | NaN | 0 | 0 | 0 | 0 | 0 | 0 | 0 | 0 | NaN
S2_Y2040 | Curtailed_Energy_GWh | OSW | 0 | 0 | 0 | 0 | 0 | 0 | 0 | 0 | 0 | 0.47817 | 164.247 | 164.7252
S2_Y2040 | Curtailed_Energy_GWh | Other | 0 | 0 | 0 | 0 | 0 | 0 | 0 | 0 | 0 | 0 | 0 | 0
S2_Y2040 | Curtailed_Energy_GWh | PumpedStorage | NaN | 0 | 0 | 0 | 0 | NaN | 0 | 0 | 0 | 0 | 0 | NaN
S2_Y2040 | Curtailed_Energy_GWh | Storage | NaN | NaN | NaN | NaN | NaN | NaN | 0 | 0 | NaN | NaN | NaN | NaN
S2_Y2040 | Curtailed_Energy_GWh | UPV | 691.7898 | 981.9239 | 1261.7545 | 572.8746 | 2698.74 | 1128.4142 | 25.9175 | 0 | 0 | 0 | 38.5951 | 7400.0096
S2_Y2040 | Curtailed_Energy_GWh | Total | 2902.06 | 1078.2289 | 3748.4144 | 8769.3011 | 3830.5953 | 1349.6723 | 38.674 | 0 | 0 | 384.8063 | 202.8421 | 22304.5945

## Appendix F- figures 53-55
Figures 53-55: S1 and S2 pocket data
Case | Variable | Type | OSW_J | OSW_K | W1 | W2 | W3 | X1 | X2 | X3 | Y1 | Y2 | Z1 | Z2 | Z3 | PocketTotal
S1_Y2030 | Energy_GWh | HQImports | 10944.471 | 0 | 0 | 0 | 0 | 11263.8199 | 0 | 0 | 0 | 0 | 0 | 0 | 0 | 22208.2909
S1_Y2030 | Energy_GWh | Hydro | 0 | 0 | 0 | 0 | 0 | 7894.0871 | 1336.4489 | 662.8752 | 111.7057 | 0 | 0 | 0 | 0 | 10005.1169
S1_Y2030 | Energy_GWh | LBW | 0 | 0 | 4890.1317 | 4012.4372 | 2534.113 | 2012.6631 | 1424.5388 | 2463.0357 | 247.2884 | 856.8268 | 3409.1316 | 2399.8342 | 709.1174 | 24959.118
S1_Y2030 | Energy_GWh | OSW | 8368.1845 | 9806.9222 | 0 | 0 | 0 | 0 | 0 | 0 | 0 | 0 | 0 | 0 | 0 | 18175.1067
S1_Y2030 | Energy_GWh | UPV | 0 | 153.6154 | 2202.5918 | 74.4054 | 419.5543 | 366.868 | 46.9787 | 509.829 | 1704.6453 | 418.5863 | 660.5933 | 75.5794 | 269.3458 | 6902.5928
S1_Y2030 | Energy_GWh | Total | 19312.6554 | 9960.5376 | 7092.7234 | 4086.8427 | 2953.6674 | 21537.4381 | 2807.9665 | 3635.7399 | 2063.6394 | 1275.4131 | 4069.7249 | 2475.4136 | 978.4632 | 82250.2252
S1_Y2030 | Summer_MW | HQImports | 1250 | 0 | 0 | 0 | 0 | 1785 | 0 | 0 | 0 | 0 | 0 | 0 | 0 | 3035
S1_Y2030 | Summer_MW | Hydro | 0 | 0 | 0 | 0 | 0 | 1049.23 | 249.61 | 154.79 | 30.3 | 0 | 0 | 0 | 0 | 1483.93
S1_Y2030 | Summer_MW | LBW | 0 | 0 | 1543 | 1490.6 | 915.9 | 876.4 | 598.4 | 789.9 | 101 | 255 | 1494.55 | 802.6 | 265.1 | 9132.45
S1_Y2030 | Summer_MW | OSW | 2046 | 2990 | 0 | 0 | 0 | 0 | 0 | 0 | 0 | 0 | 0 | 0 | 0 | 5036
S1_Y2030 | Summer_MW | UPV | 0 | 99.4 | 1129.98 | 60 | 289.99 | 180 | 35 | 369.2 | 960.5 | 250 | 405.44 | 60 | 149.98 | 3989.49
S1_Y2030 | Summer_MW | Total | 3296 | 3089.4 | 2672.98 | 1550.6 | 1205.89 | 3890.63 | 883.01 | 1313.89 | 1091.8 | 505 | 1899.99 | 862.6 | 415.08 | 22676.87
S1_Y2030 | Curtailed_Energy_GWh | HQImports | 5.529 | 0 | 0 | 0 | 0 | 233.8319 | 0 | 0 | 0 | 0 | 0 | 0 | 0 | 239.3609
S1_Y2030 | Curtailed_Energy_GWh | Hydro | 0 | 0 | 0 | 0 | 0 | 35.1686 | 70.6909 | 119.0857 | 2.4632 | 0 | 0 | 0 | 0 | 227.4085
S1_Y2030 | Curtailed_Energy_GWh | LBW | 0 | 0 | 0.35489 | 250.7921 | 179.0908 | 49.4343 | 16.8936 | 51.6808 | 25.9612 | 0 | 698.7634 | 220.1026 | 41.1015 | 1534.1753
S1_Y2030 | Curtailed_Energy_GWh | OSW | 0.13252 | 2023.1332 | 0 | 0 | 0 | 0 | 0 | 0 | 0 | 0 | 0 | 0 | 0 | 2023.2657
S1_Y2030 | Curtailed_Energy_GWh | UPV | 0 | 5.8118 | 36.0362 | 9.5128 | 28.9137 | 0 | 9.0738 | 167.803 | 162.9505 | 2.9569 | 50.2598 | 21.5683 | 10.2461 | 505.1329
S1_Y2030 | Curtailed_Energy_GWh | Total | 5.6616 | 2028.9449 | 36.3911 | 260.305 | 208.0044 | 318.4348 | 96.6584 | 338.5695 | 191.3749 | 2.9569 | 749.0232 | 241.6708 | 51.3477 | 4529.3433
S1_Y2035 | Energy_GWh | HQImports | 10512.4521 | 0 | 0 | 0 | 0 | 10553.3367 | 0 | 0 | 0 | 0 | 0 | 0 | 0 | 21065.7889
S1_Y2035 | Energy_GWh | Hydro | 0 | 0 | 0 | 0 | 0 | 7484.5575 | 1222.2357 | 523.2036 | 106.7973 | 0 | 0 | 0 | 0 | 9336.794
S1_Y2035 | Energy_GWh | LBW | 0 | 0 | 5137.0992 | 4154.1533 | 2665.9081 | 3069.5593 | 1920.8909 | 3954.2842 | 296.1879 | 1910.6413 | 4595.6626 | 3702.3505 | 1123.3747 | 32530.112
S1_Y2035 | Energy_GWh | OSW | 17698.8236 | 15489.8854 | 0 | 0 | 0 | 0 | 0 | 0 | 0 | 0 | 0 | 0 | 0 | 33188.709
S1_Y2035 | Energy_GWh | UPV | 0 | 136.1114 | 2135.4649 | 70.0899 | 388.2575 | 355.5814 | 41.8329 | 433.9873 | 1641.8206 | 391.7226 | 604.7693 | 71.6002 | 243.8547 | 6515.0927
S1_Y2035 | Energy_GWh | Total | 28211.2757 | 15625.9968 | 7272.5641 | 4224.2431 | 3054.1656 | 21463.035 | 3184.9595 | 4911.4751 | 2044.8059 | 2302.3639 | 5200.4318 | 3773.9507 | 1367.2294 | 102636.4966
S1_Y2035 | Summer_MW | HQImports | 1250 | 0 | 0 | 0 | 0 | 1785 | 0 | 0 | 0 | 0 | 0 | 0 | 0 | 3035
S1_Y2035 | Summer_MW | Hydro | 0 | 0 | 0 | 0 | 0 | 1068.17 | 249.23 | 155.51 | 30.3 | 0 | 0 | 0 | 0 | 1503.21
S1_Y2035 | Summer_MW | LBW | 0 | 0 | 1621 | 1632.6 | 1011.9 | 1274.4 | 785.4 | 1312.9 | 120 | 618 | 2159.55 | 1256.6 | 413.1 | 12205.45
S1_Y2035 | Summer_MW | OSW | 4571 | 4430 | 0 | 0 | 0 | 0 | 0 | 0 | 0 | 0 | 0 | 0 | 0 | 9001
S1_Y2035 | Summer_MW | UPV | 0 | 99.4 | 1129.98 | 60 | 289.99 | 180 | 35 | 369.2 | 960.5 | 250 | 405.44 | 60 | 149.98 | 3989.49
S1_Y2035 | Summer_MW | Total | 5821 | 4529.4 | 2750.98 | 1692.6 | 1301.89 | 4307.57 | 1069.63 | 1837.61 | 1110.8 | 868 | 2564.99 | 1316.6 | 563.08 | 29734.15
S1_Y2035 | Curtailed_Energy_GWh | HQImports | 437.5479 | 0 | 0 | 0 | 0 | 963.7479 | 0 | 0 | 0 | 0 | 0 | 0 | 0 | 1401.2958
S1_Y2035 | Curtailed_Energy_GWh | Hydro | 0 | 0 | 0 | 0 | 0 | 444.7001 | 184.9034 | 258.7573 | 7.3711 | 0 | 0 | 0 | 0 | 895.732
S1_Y2035 | Curtailed_Energy_GWh | LBW | 0 | 0 | 17.8031 | 581.8299 | 368.3047 | 228.4128 | 92.1261 | 270.0833 | 41.0432 | 131.5044 | 1621.1334 | 382.0029 | 100.6134 | 3834.8572
S1_Y2035 | Curtailed_Energy_GWh | OSW | 12.9491 | 2162.4056 | 0 | 0 | 0 | 0 | 0 | 0 | 0 | 0 | 0 | 0 | 0 | 2175.3547
S1_Y2035 | Curtailed_Energy_GWh | UPV | 0 | 23.7166 | 105.6831 | 13.9034 | 60.5465 | 11.5566 | 14.2768 | 244.3637 | 227.3047 | 29.9347 | 106.1181 | 25.5706 | 35.8154 | 898.7902
S1_Y2035 | Curtailed_Energy_GWh | Total | 450.497 | 2186.1222 | 123.4862 | 595.7333 | 428.8512 | 1648.4174 | 291.3063 | 773.2043 | 275.719 | 161.4391 | 1727.2515 | 407.5735 | 136.4288 | 9206.0299
S2_Y2030 | Energy_GWh | HQImports | 10924.5618 | 0 | 0 | 0 | 0 | 11364.4273 | 0 | 0 | 0 | 0 | 0 | 0 | 0 | 22288.9892
S2_Y2030 | Energy_GWh | Hydro | 0 | 0 | 0 | 0 | 0 | 7927.8837 | 1389.2936 | 736.1019 | 112.9642 | 0 | 0 | 0 | 0 | 10166.2435
S2_Y2030 | Energy_GWh | LBW | 0 | 0 | 2179.5098 | 2851.9749 | 1583.6833 | 1733.3147 | 1289.978 | 1278.8018 | 211.5875 | 412.8832 | 2802.8567 | 1628.8916 | 446.9911 | 16420.4724
S2_Y2030 | Energy_GWh | OSW | 19994.2994 | 6817.976 | 0 | 0 | 0 | 0 | 0 | 0 | 0 | 0 | 0 | 0 | 0 | 26812.2753
S2_Y2030 | Energy_GWh | UPV | 0 | 147.9107 | 2206.9394 | 80.797 | 447.8106 | 366.868 | 50.7339 | 548.3565 | 1733.25 | 417.8354 | 690.827 | 88.4548 | 277.478 | 7057.2612
S2_Y2030 | Energy_GWh | Total | 30918.8612 | 6965.8867 | 4386.4492 | 2932.7719 | 2031.4939 | 21392.4937 | 2730.0055 | 2563.2602 | 2057.8017 | 830.7186 | 3493.6837 | 1717.3464 | 724.4691 | 82745.2416
S2_Y2030 | Summer_MW | HQImports | 1250 | 0 | 0 | 0 | 0 | 1785 | 0 | 0 | 0 | 0 | 0 | 0 | 0 | 3035
S2_Y2030 | Summer_MW | Hydro | 0 | 0 | 0 | 0 | 0 | 1049.23 | 249.61 | 154.79 | 30.3 | 0 | 0 | 0 | 0 | 1483.93
S2_Y2030 | Summer_MW | LBW | 0 | 0 | 735 | 1073.6 | 575.9 | 778.4 | 552.4 | 416.9 | 86 | 123 | 1118.55 | 511.6 | 173.1 | 6144.45
S2_Y2030 | Summer_MW | OSW | 5166 | 2270 | 0 | 0 | 0 | 0 | 0 | 0 | 0 | 0 | 0 | 0 | 0 | 7436
S2_Y2030 | Summer_MW | UPV | 0 | 99.4 | 1129.98 | 60 | 289.99 | 180 | 35 | 369.2 | 960.5 | 250 | 405.44 | 60 | 149.98 | 3989.49
S2_Y2030 | Summer_MW | Total | 6416 | 2369.4 | 1864.98 | 1133.6 | 865.89 | 3792.63 | 837.01 | 940.89 | 1076.8 | 373 | 1523.99 | 571.6 | 323.08 | 22088.87
S2_Y2030 | Curtailed_Energy_GWh | HQImports | 25.4382 | 0 | 0 | 0 | 0 | 133.2245 | 0 | 0 | 0 | 0 | 0 | 0 | 0 | 158.6626
S2_Y2030 | Curtailed_Energy_GWh | Hydro | 0 | 0 | 0 | 0 | 0 | 1.3712 | 17.8454 | 45.8587 | 1.2044 | 0 | 0 | 0 | 0 | 66.2797
S2_Y2030 | Curtailed_Energy_GWh | LBW | 0 | 0 | 0.049001 | 39.032 | 10.0014 | 18.6375 | 7.7535 | 9.5547 | 13.0554 | 0 | 101.6706 | 43.8896 | 6.0037 | 249.6473
S2_Y2030 | Curtailed_Energy_GWh | OSW | 2.7882 | 2073.228 | 0 | 0 | 0 | 0 | 0 | 0 | 0 | 0 | 0 | 0 | 0 | 2076.0162
S2_Y2030 | Curtailed_Energy_GWh | UPV | 0 | 11.5165 | 31.6886 | 3.1213 | 0.65744 | 0 | 5.3186 | 129.2755 | 134.3458 | 3.7078 | 20.0261 | 8.6929 | 2.114 | 350.4646
S2_Y2030 | Curtailed_Energy_GWh | Total | 28.2263 | 2084.7445 | 31.7376 | 42.1533 | 10.6588 | 153.2332 | 30.9175 | 184.6889 | 148.6057 | 3.7078 | 121.6967 | 52.5825 | 8.1176 | 2901.0704
S2_Y2035 | Energy_GWh | HQImports | 10759.2875 | 0 | 0 | 0 | 0 | 10923.5601 | 0 | 0 | 0 | 0 | 0 | 0 | 0 | 21682.8475
S2_Y2035 | Energy_GWh | Hydro | 0 | 0 | 0 | 0 | 0 | 7708.5885 | 1259.3668 | 551.046 | 110.2433 | 0 | 0 | 0 | 0 | 9629.2446
S2_Y2035 | Energy_GWh | LBW | 0 | 0 | 4315.3368 | 4167.8004 | 2710.6486 | 3152.1621 | 1963.5471 | 3961.1226 | 296.4926 | 1961.5157 | 4591.3433 | 3720.3797 | 1114.0442 | 31954.3932
S2_Y2035 | Energy_GWh | OSW | 19923.2876 | 13279.9864 | 0 | 0 | 0 | 0 | 0 | 0 | 0 | 0 | 0 | 0 | 0 | 33203.274
S2_Y2035 | Energy_GWh | UPV | 0 | 149.8617 | 3322.2354 | 429.0933 | 656.0626 | 559.6323 | 1161.3099 | 608.4096 | 2599.8976 | 794.5171 | 1340.181 | 484.0916 | 389.9121 | 12495.2041
S2_Y2035 | Energy_GWh | Total | 30682.5751 | 13429.8481 | 7637.5723 | 4596.8937 | 3366.7112 | 22343.943 | 4384.2237 | 5120.5781 | 3006.6335 | 2756.0328 | 5931.5243 | 4204.4713 | 1503.9563 | 108964.9634
S2_Y2035 | Summer_MW | HQImports | 1250 | 0 | 0 | 0 | 0 | 1785 | 0 | 0 | 0 | 0 | 0 | 0 | 0 | 3035
S2_Y2035 | Summer_MW | Hydro | 0 | 0 | 0 | 0 | 0 | 1068.17 | 249.23 | 155.51 | 30.3 | 0 | 0 | 0 | 0 | 1503.21
S2_Y2035 | Summer_MW | LBW | 0 | 0 | 1375 | 1632.6 | 1011.9 | 1274.4 | 785.4 | 1312.9 | 120 | 618 | 2159.55 | 1256.6 | 413.1 | 11959.45
S2_Y2035 | Summer_MW | OSW | 5166 | 3835 | 0 | 0 | 0 | 0 | 0 | 0 | 0 | 0 | 0 | 0 | 0 | 9001
S2_Y2035 | Summer_MW | UPV | 0 | 99.4 | 2091.98 | 349 | 573.99 | 355 | 1043 | 686.2 | 2161.5 | 626 | 1037.44 | 443 | 302.98 | 9769.49
S2_Y2035 | Summer_MW | Total | 6416 | 3934.4 | 3466.98 | 1981.6 | 1585.89 | 4482.57 | 2077.63 | 2154.61 | 2311.8 | 1244 | 3196.99 | 1699.6 | 716.08 | 35268.15
S2_Y2035 | Curtailed_Energy_GWh | HQImports | 190.7125 | 0 | 0 | 0 | 0 | 593.5246 | 0 | 0 | 0 | 0 | 0 | 0 | 0 | 784.2371
S2_Y2035 | Curtailed_Energy_GWh | Hydro | 0 | 0 | 0 | 0 | 0 | 220.6695 | 147.771 | 230.9146 | 3.925 | 0 | 0 | 0 | 0 | 603.2801
S2_Y2035 | Curtailed_Energy_GWh | LBW | 0 | 0 | 2.2219 | 568.1827 | 323.5641 | 145.81 | 49.47 | 263.2449 | 40.7386 | 80.6301 | 1625.4526 | 363.9737 | 109.9439 | 3573.2324
S2_Y2035 | Curtailed_Energy_GWh | OSW | 0.98126 | 1947.3489 | 0 | 0 | 0 | 0 | 0 | 0 | 0 | 0 | 0 | 0 | 0 | 1948.3302
S2_Y2035 | Curtailed_Energy_GWh | UPV | 0 | 9.9663 | 72.2868 | 21.6968 | 133.9965 | 5.3005 | 26.889 | 429.4006 | 791.8538 | 112.251 | 194.7652 | 72.9091 | 90.1865 | 1961.5021
S2_Y2035 | Curtailed_Energy_GWh | Total | 191.6938 | 1957.3152 | 74.5087 | 589.8795 | 457.5606 | 965.3046 | 224.1299 | 923.5601 | 836.5174 | 192.8811 | 1820.2178 | 436.8828 | 200.1304 | 8870.582

## Appendix G
* Storage includes Pumped Storage Hydro and Batteries | [5 empty] | * Storage includes Pumped Storage Hydro and Batteries
* Utility solar (UPV) includes existing (77 MW) and new UPV | [5 empty] | * Utility solar (UPV) includes existing (77 MW) and new UPV
* Hydro includes hydro imports from Hydro Quebec | [5 empty] | * Hydro includes hydro imports from Hydro Quebec
* Land-Based Wind (LBW), Offshore Wind (OSW), Zero Emissions (ZE) | [5 empty] | * Land-Based Wind (LBW), Offshore Wind (OSW), Zero Emissions (ZE)
* Dispachable Emission Free Resource (DEFR), High Capital Low Operating (HcLo) | [5 empty] | * Dispachable Emission Free Resource (DEFR), High Capital Low Operating (HcLo)
S1 Scenario: High Natural Gas Price | [5 empty] | S2 Scenario: High Natural Gas Price
Installed Capacity (MW) | [5 empty] | Installed Capacity (MW)
| 2019 | 2025 | 2030 | 2035 | 2040 |  | 2019 | 2025 | 2030 | 2035 | 2040
Nuclear | 5400.1001 | 3346.1 | 3363.5 | 3364.2 | 3364.2 | Nuclear | 5400.1001 | 3346.1 | 3346.1 | 3364.2 | 3364.2
Fossil | 26262 | 20754.89 | 19913.03 | 19915.03 | 0 | Fossil | 26262 | 19619.84 | 17281.64 | 15691.38 | 0
DEFR - HcLo | 0 | 0 | 0 | 0 | 3811.31 | DEFR - HcLo | 0 | 0 | 0 | 0 | 0
DEFR - McMo | 0 | 0 | 0 | 0 | 0 | DEFR - McMo | 0 | 0 | 819.31 | 3990.04 | 27200
DEFR - LcHo | 0 | 0 | 856 | 7393.57 | 40939.02 | DEFR - LcHo | 0 | 0 | 0 | 0 | 0
Hydro | 6330.7199 | 6301.86 | 7537.06 | 7539.66 | 7540.06 | Hydro | 6330.7199 | 6414.52 | 7660.27 | 7583.76 | 7584.16
LBW | 1985.3 | 10612.96 | 13522.08 | 16606.02 | 19087.2 | LBW | 1985.3 | 7469.4 | 7547.2 | 15628.6 | 19087.2
OSW | 0 | 1826 | 5036 | 9000 | 9000 | OSW | 0 | 1826 | 7436 | 9000 | 9720
UPV | 31.5 | 4676.1 | 4676.1 | 4676.1 | 4676.1 | UPV | 31.5 | 4676.1 | 4676.1 | 14603.29 | 29760.92
BTM-PV | 2116 | 6834 | 10055 | 10828 | 11198 | BTM-PV | 2116 | 6000 | 9523 | 11601 | 15764
Storage | 1405.1 | 2909.9 | 4409.9 | 7356.52 | 11449.73 | Storage | 1405.1 | 2909.9 | 4409.9 | 6376.43 | 12809.9
Total | 43838.1199 | 57582.61 | 70546.97 | 94394.57 | 111065.62 | Total | 43838.1199 | 52582.66 | 63839.63 | 92150.54 | 125290.38
Generation (GWh) | [5 empty] | Generation (GWh)
| 2019 | 2025 | 2030 | 2035 | 2040 |  | 2019 | 2025 | 2030 | 2035 | 2040
Nuclear | 45428.5007 | 28337.96 | 27444.03 | 28338.13 | 27092.16 | Nuclear | 45428.5007 | 28337.96 | 27444.03 | 28338.13 | 27092.16
Fossil | 50519.6659 | 29620.45 | 5409.84 | 1817.45 | 0 | Fossil | 50519.6659 | 37580.61 | 14127.15 | 6586.34 | 0
DEFR - HcLo | 0 | 0 | 0 | 0 | 33478.56 | DEFR - HcLo | 0 | 0 | 0 | 0 | 0
DEFR - McMo | 0 | 0 | 0 | 0 | 0 | DEFR - McMo | 0 | 0 | 0 | 0 | 4313.61
DEFR - LcHo | 0 | 0 | 0 | 0 | 523.19 | DEFR - LcHo | 0 | 0 | 0 | 0 | 0
Hydro | 40033.5704 | 36417.65 | 46342.39 | 46358.91 | 46391.01 | Hydro | 40033.5704 | 36417.65 | 46342.39 | 46392.32 | 46391.01
LBW | 4415.606 | 31894.13 | 41461.22 | 51438.78 | 59361.62 | LBW | 4415.606 | 21558.89 | 21815.48 | 48087.95 | 59361.62
OSW | 0 | 7331.05 | 20185.51 | 35463.36 | 35650.59 | OSW | 0 | 7331.05 | 28865.32 | 35247 | 38387.81
UPV | 50.522 | 8816.62 | 8816.21 | 8816.92 | 8818.83 | UPV | 50.522 | 8816.62 | 8816.21 | 21047.34 | 39090.74
BTM-PV | 2761.325 | 7483.13 | 11068.01 | 11982.95 | 12453.96 | BTM-PV | 2761.325 | 7631.17 | 14461.34 | 17222.9 | 23220.07
Storage | 611.5673 | 4024.69 | 8712.16 | 14926.27 | 21339.3 | Storage | 611.5673 | 3396.11 | 4214.63 | 9365.8 | 14488.38
Total Generation | 146262.0241 | 156764.56 | 172278.25 | 201477.11 | 245109.22 | Total Generation | 146262.0241 | 153908.94 | 168925.43 | 215126.66 | 252345.4
RE Generation | 47261.0234 | 91942.58 | 127873.34 | 154060.92 | 162676.01 | RE Generation | 47261.0234 | 81755.38 | 120300.74 | 167997.51 | 206451.25
ZE Generation | 93301.0914 | 124305.23 | 164029.53 | 197325.32 | 245109.22 | ZE Generation | 93301.0914 | 113489.45 | 151959.4 | 205701.44 | 252345.4
Load | 151386.1805 | 152396.96 | 163166.76 | 185223.37 | 221827.96 | Load | 151386.1805 | 150222.16 | 164255.35 | 204774.62 | 236334.45
Load+Charge | 151772.6874 | 156765.18 | 172278.83 | 201477.69 | 245109.23 | Load+Charge | 151772.6874 | 153909.55 | 168925.99 | 215127.23 | 252345.4
% RE [RE/Load] | 31.22% | 60.33% | 78.37% | 83.18% | 73.33% | % RE [RE/Load] | 31.22% | 54.42% | 73.24% | 82.04% | 87.36%
% ZE [ZE/(Load+Charge)] | 61.47% | 79.29% | 95.21% | 97.94% | 100% | % ZE [ZE/(Load+Charge)] | 61.47% | 73.74% | 89.96% | 95.62% | 100%
Emissions (million tons) | [5 empty] | Emissions (million tons)
| 2019 | 2025 | 2030 | 2035 | 2040 |  | 2019 | 2025 | 2030 | 2035 | 2040
CO2 Emissions | 22.24 | 12.9243 | 2.2568 | 0.76298 | 0 | CO2 Emissions | 22.24 | 16.4088 | 6.5065 | 3.4205 | 0
S1 Scenario: High CO2 Price | [5 empty] | S2 Scenario: High CO2 Price
Installed Capacity (MW) | [5 empty] | Installed Capacity (MW)
| 2019 | 2025 | 2030 | 2035 | 2040 |  | 2019 | 2025 | 2030 | 2035 | 2040
Nuclear | 5400.1001 | 3346.1 | 3363.5 | 3364.2 | 3364.2 | Nuclear | 5400.1001 | 3346.1 | 3346.1 | 3364.2 | 3364.2
Fossil | 26262 | 21258.49 | 21218.08 | 21168.58 | 0 | Fossil | 26262 | 19978.29 | 17640.09 | 16058.93 | 0
DEFR - HcLo | 0 | 0 | 0 | 0 | 3811.75 | DEFR - HcLo | 0 | 0 | 0 | 0 | 0
DEFR - McMo | 0 | 0 | 0 | 0 | 0 | DEFR - McMo | 0 | 0 | 819.31 | 3990.04 | 27200
DEFR - LcHo | 0 | 0 | 419.64 | 6760.49 | 40938.48 | DEFR - LcHo | 0 | 0 | 0 | 0 | 0
Hydro | 6330.7199 | 6301.86 | 7537.06 | 7539.66 | 7540.06 | Hydro | 6330.7199 | 6414.52 | 7660.27 | 7583.76 | 7584.16
LBW | 1985.3 | 4359.68 | 9050.84 | 13969.9 | 19087.2 | LBW | 1985.3 | 3159.78 | 5876.87 | 13097.1 | 19087.2
OSW | 0 | 1826 | 5036 | 9000 | 9000 | OSW | 0 | 1826 | 7436 | 9000 | 9720
UPV | 31.5 | 4676.1 | 4676.1 | 4676.1 | 4676.1 | UPV | 31.5 | 4676.1 | 4676.1 | 14117.76 | 29275.39
BTM-PV | 2116 | 6834 | 10055 | 10828 | 11198 | BTM-PV | 2116 | 6000 | 9523 | 11601 | 15764
Storage | 1405.1 | 2909.9 | 4409.9 | 6484.73 | 11450.03 | Storage | 1405.1 | 2909.9 | 4409.9 | 6050.33 | 12809.9
Total | 43838.1199 | 51736.23 | 66411.36 | 90777.35 | 111065.82 | Total | 43838.1199 | 48534.79 | 62431.05 | 89078.26 | 124804.85
Generation (GWh) | [5 empty] | Generation (GWh)
| 2019 | 2025 | 2030 | 2035 | 2040 |  | 2019 | 2025 | 2030 | 2035 | 2040
Nuclear | 45428.5007 | 28337.96 | 27444.03 | 28338.13 | 27092.16 | Nuclear | 45428.5007 | 28337.96 | 27444.03 | 28338.13 | 27092.16
Fossil | 50519.6659 | 50687.73 | 19889.89 | 10164.91 | 0 | Fossil | 50519.6659 | 52382.57 | 20066.75 | 15749.22 | 0
DEFR - HcLo | 0 | 0 | 0 | 0 | 33482.39 | DEFR - HcLo | 0 | 0 | 0 | 0 | 0
DEFR - McMo | 0 | 0 | 0 | 0 | 0 | DEFR - McMo | 0 | 0 | 0 | 0 | 4847.93
DEFR - LcHo | 0 | 0 | 0 | 0 | 523.1 | DEFR - LcHo | 0 | 0 | 0 | 0 | 0
Hydro | 40033.5704 | 36417.65 | 46342.39 | 46392.32 | 46391.01 | Hydro | 40033.5704 | 36417.65 | 46342.39 | 46392.32 | 46391.01
LBW | 4415.606 | 11572.04 | 26971.24 | 42781.15 | 59361.62 | LBW | 4415.606 | 7593.07 | 16493.5 | 39895.38 | 59361.62
OSW | 0 | 7331.05 | 20185.51 | 35459.62 | 35646.87 | OSW | 0 | 7331.05 | 28865.32 | 35247 | 38387.81
UPV | 50.522 | 8816.62 | 8816.21 | 8816.92 | 8818.83 | UPV | 50.522 | 8816.62 | 8816.21 | 20457.73 | 38501.13
BTM-PV | 2761.325 | 7483.13 | 11068.01 | 11982.95 | 12453.96 | BTM-PV | 2761.325 | 7631.17 | 14461.34 | 17222.9 | 23220.07
Storage | 611.5673 | 4167.59 | 6830.2 | 11928.49 | 21339.48 | Storage | 611.5673 | 4203.29 | 2089.7 | 5206.47 | 13976.64
Total Generation | 146262.0241 | 156805.56 | 169539.27 | 197856.28 | 245109.42 | Total Generation | 146262.0241 | 154705.17 | 166571.03 | 210500.94 | 251778.37
RE Generation | 47261.0234 | 71620.49 | 113383.36 | 145432.96 | 162672.29 | RE Generation | 47261.0234 | 67789.56 | 114978.76 | 159215.33 | 205861.64
ZE Generation | 93301.0914 | 104126.04 | 147657.59 | 185699.58 | 245109.42 | ZE Generation | 93301.0914 | 100330.81 | 144512.49 | 192759.93 | 251778.37
Load | 151386.1805 | 152186.42 | 161976.22 | 184703.85 | 221827.96 | Load | 151386.1805 | 150046.54 | 164255.35 | 204755.22 | 236334.45
Load+Charge | 151772.6874 | 156806.18 | 169539.85 | 197856.86 | 245109.43 | Load+Charge | 151772.6874 | 154705.78 | 166571.59 | 210501.52 | 251778.38
% RE [RE/Load] | 31.22% | 47.06% | 70% | 78.74% | 73.33% | % RE [RE/Load] | 31.22% | 45.18% | 70% | 77.76% | 87.11%
% ZE [ZE/(Load+Charge)] | 61.47% | 66.4% | 87.09% | 93.86% | 100% | % ZE [ZE/(Load+Charge)] | 61.47% | 64.85% | 86.76% | 91.57% | 100%
Emissions (million tons) | [5 empty] | Emissions (million tons)
| 2019 | 2025 | 2030 | 2035 | 2040 |  | 2019 | 2025 | 2030 | 2035 | 2040
CO2 Emissions | 22.24 | 21.9266 | 8.428 | 4.3591 | 0 | CO2 Emissions | 22.24 | 22.7625 | 8.9742 | 7.1748 | 0
S1 Scenario: Higher CO2 Price | [5 empty] | S2 Scenario: Higher CO2 Price
Installed Capacity (MW) | [5 empty] | Installed Capacity (MW)
| 2019 | 2025 | 2030 | 2035 | 2040 |  | 2019 | 2025 | 2030 | 2035 | 2040
Nuclear | 5400.1001 | 3346.1 | 3363.5 | 3364.2 | 3364.2 | Nuclear | 5400.1001 | 3346.1 | 3346.1 | 3364.2 | 3364.2
Fossil | 26262 | 20708.12 | 19348.75 | 19348.75 | 0 | Fossil | 26262 | 19431.96 | 17093.76 | 14811.04 | 0
DEFR - HcLo | 0 | 0 | 0 | 0 | 3803.27 | DEFR - HcLo | 0 | 0 | 0 | 0 | 0
DEFR - McMo | 0 | 0 | 0 | 0 | 0 | DEFR - McMo | 0 | 0 | 827.56 | 4680.24 | 27200
DEFR - LcHo | 0 | 0 | 856 | 7233.71 | 40948.96 | DEFR - LcHo | 0 | 0 | 0 | 0 | 0
Hydro | 6330.7199 | 6302.27 | 7537.47 | 7540.08 | 7540.48 | Hydro | 6330.7199 | 6414.52 | 7660.27 | 7583.76 | 7584.16
LBW | 1985.3 | 11538.78 | 14663.87 | 17897.62 | 19087.2 | LBW | 1985.3 | 7547.2 | 7547.2 | 15948.2 | 19087.2
OSW | 0 | 1826 | 5036 | 9000 | 9000 | OSW | 0 | 1826 | 7436 | 9000 | 9720
UPV | 31.5 | 4676.1 | 4676.1 | 4676.1 | 4676.1 | UPV | 31.5 | 4676.1 | 10162.23 | 18297.66 | 31765.06
BTM-PV | 2116 | 6834 | 10055 | 10828 | 11198 | BTM-PV | 2116 | 6000 | 9523 | 11601 | 15764
Storage | 1405.1 | 2909.9 | 4698.57 | 9170.47 | 11443.63 | Storage | 1405.1 | 2909.9 | 4409.9 | 7230.32 | 12809.9
Total | 43838.1199 | 58462.07 | 71413.56 | 96614.54 | 111061.84 | Total | 43838.1199 | 52472.58 | 69154.38 | 97518.46 | 127294.52
Generation (GWh) | [5 empty] | Generation (GWh)
| 2019 | 2025 | 2030 | 2035 | 2040 |  | 2019 | 2025 | 2030 | 2035 | 2040
Nuclear | 45428.5007 | 28337.96 | 27444.03 | 27575.37 | 27092.16 | Nuclear | 45428.5007 | 28337.96 | 27444.03 | 28338.13 | 27092.16
Fossil | 50519.6659 | 26651.71 | 2180.29 | 608.94 | 0 | Fossil | 50519.6659 | 37166.49 | 7817.79 | 1579.86 | 0
DEFR - HcLo | 0 | 0 | 0 | 0 | 33407.9 | DEFR - HcLo | 0 | 0 | 0 | 0 | 0
DEFR - McMo | 0 | 0 | 0 | 0 | 0 | DEFR - McMo | 0 | 0 | 0 | 0 | 2213.02
DEFR - LcHo | 0 | 0 | 0 | 0 | 524.95 | DEFR - LcHo | 0 | 0 | 0 | 0 | 0
Hydro | 40033.5704 | 36417.65 | 46228.27 | 46392.37 | 46391.06 | Hydro | 40033.5704 | 36417.65 | 46342.39 | 46392.32 | 46391.01
LBW | 4415.606 | 34799.81 | 45093.73 | 55524.97 | 59361.62 | LBW | 4415.606 | 21801.93 | 21815.48 | 49098.25 | 59361.62
OSW | 0 | 7331.05 | 20185.51 | 35532.43 | 35719.09 | OSW | 0 | 7331.05 | 28865.32 | 35247 | 38387.81
UPV | 50.522 | 8816.62 | 8816.21 | 8816.92 | 8818.83 | UPV | 50.522 | 8816.62 | 15523.6 | 25478.99 | 41402.55
BTM-PV | 2761.325 | 7483.13 | 11068.01 | 11982.95 | 12453.96 | BTM-PV | 2761.325 | 7631.17 | 14461.34 | 17222.9 | 23220.07
Storage | 611.5673 | 3424.45 | 10239.27 | 15347.09 | 21335.88 | Storage | 611.5673 | 2723.92 | 7099.3 | 11102.13 | 16443.48
Total Generation | 146262.0241 | 156101.26 | 174094.2 | 201938.64 | 245105.45 | Total Generation | 146262.0241 | 153065.67 | 172208.13 | 217298.46 | 254511.72
RE Generation | 47261.0234 | 94848.26 | 131391.73 | 158249.64 | 162744.56 | RE Generation | 47261.0234 | 81998.42 | 127008.13 | 173439.46 | 208763.06
ZE Generation | 93301.0914 | 126610.67 | 169075.03 | 201172.1 | 245105.45 | ZE Generation | 93301.0914 | 113060.3 | 161551.46 | 212879.72 | 254511.72
Load | 151386.1805 | 152399.56 | 163476.61 | 185202.98 | 221827.96 | Load | 151386.1805 | 150046.54 | 164418.81 | 205255.37 | 236334.45
Load+Charge | 151772.6874 | 156101.86 | 174094.77 | 201939.22 | 245105.46 | Load+Charge | 151772.6874 | 153066.27 | 172208.7 | 217299.04 | 254511.73
% RE [RE/Load] | 31.22% | 62.24% | 80.37% | 85.45% | 73.37% | % RE [RE/Load] | 31.22% | 54.65% | 77.25% | 84.5% | 88.33%
% ZE [ZE/(Load+Charge)] | 61.47% | 81.11% | 97.12% | 99.62% | 100% | % ZE [ZE/(Load+Charge)] | 61.47% | 73.86% | 93.81% | 97.97% | 100%
Emissions (million tons) | [5 empty] | Emissions (million tons)
| 2019 | 2025 | 2030 | 2035 | 2040 |  | 2019 | 2025 | 2030 | 2035 | 2040
CO2 Emissions | 22.24 | 13.0328 | 1.0333 | 0.31984 | 0 | CO2 Emissions | 22.24 | 16.0957 | 3.9419 | 0.85498 | 0
S1 Scenario: Increase ESR CLCPA to 6 GW by 2030 | [5 empty] | S2 Scenario: Increase ESR CLCPA to 6 GW by 2030
Installed Capacity (MW) | [5 empty] | Installed Capacity (MW)
| 2019 | 2025 | 2030 | 2035 | 2040 |  | 2019 | 2025 | 2030 | 2035 | 2040
Nuclear | 5400.1001 | 3346.1 | 3363.5 | 3364.2 | 3364.2 | Nuclear | 5400.1001 | 3346.1 | 3346.1 | 3364.2 | 3364.2
Fossil | 26262 | 21309.83 | 21112.12 | 21114.12 | 0 | Fossil | 26262 | 19480.06 | 17141.86 | 15549.46 | 0
DEFR - HcLo | 0 | 0 | 0 | 0 | 3811.75 | DEFR - HcLo | 0 | 0 | 0 | 0 | 0
DEFR - McMo | 0 | 0 | 0 | 0 | 0 | DEFR - McMo | 0 | 0 | 819.31 | 3990.04 | 27200
DEFR - LcHo | 0 | 0 | 419.64 | 6510.96 | 40938.48 | DEFR - LcHo | 0 | 0 | 0 | 0 | 0
Hydro | 6330.7199 | 6301.86 | 7537.06 | 7539.66 | 7540.06 | Hydro | 6330.7199 | 6414.52 | 7660.27 | 7583.76 | 7584.16
LBW | 1985.3 | 3334.78 | 9086.2 | 12611.9 | 19087.2 | LBW | 1985.3 | 3137.78 | 5889.83 | 12366.4 | 19087.2
OSW | 0 | 1826 | 5036 | 9000 | 9000 | OSW | 0 | 1826 | 7436 | 9000 | 9720
UPV | 31.5 | 4676.1 | 4676.1 | 4676.1 | 4676.1 | UPV | 31.5 | 4676.1 | 4676.1 | 13448.09 | 28605.72
BTM-PV | 2116 | 6834 | 10055 | 10828 | 11198 | BTM-PV | 2116 | 6000 | 9523 | 11601 | 15764
Storage | 1405.1 | 2909.9 | 7409.9 | 7409.9 | 11450.03 | Storage | 1405.1 | 2909.9 | 7409.9 | 7409.9 | 12809.9
Total | 43838.1199 | 50762.67 | 69340.76 | 89791 | 111065.82 | Total | 43838.1199 | 48014.56 | 64945.78 | 88527.99 | 124135.18
Generation (GWh) | [5 empty] | Generation (GWh)
| 2019 | 2025 | 2030 | 2035 | 2040 |  | 2019 | 2025 | 2030 | 2035 | 2040
Nuclear | 45428.5007 | 28337.96 | 27444.03 | 28338.13 | 27092.16 | Nuclear | 45428.5007 | 28337.96 | 27444.03 | 28338.13 | 27092.16
Fossil | 50519.6659 | 54173.71 | 20091.49 | 14487.48 | 0 | Fossil | 50519.6659 | 52436.5 | 20079.84 | 18902.79 | 0
DEFR - HcLo | 0 | 0 | 0 | 0 | 33482.39 | DEFR - HcLo | 0 | 0 | 0 | 0 | 0
DEFR - McMo | 0 | 0 | 0 | 0 | 0 | DEFR - McMo | 0 | 0 | 0 | 0 | 5583.72
DEFR - LcHo | 0 | 0 | 0 | 0 | 523.1 | DEFR - LcHo | 0 | 0 | 0 | 0 | 0
Hydro | 40033.5704 | 36417.65 | 46342.39 | 46392.32 | 46391.01 | Hydro | 40033.5704 | 36417.65 | 46342.39 | 46392.32 | 46391.01
LBW | 4415.606 | 8189.24 | 26971.24 | 38296.81 | 59361.62 | LBW | 4415.606 | 7518.12 | 16493.5 | 37460.47 | 59361.62
OSW | 0 | 7331.05 | 20185.51 | 35459.62 | 35646.87 | OSW | 0 | 7331.05 | 28865.32 | 35247 | 38387.81
UPV | 50.522 | 8816.62 | 8816.21 | 8816.92 | 8818.83 | UPV | 50.522 | 8816.62 | 8816.21 | 19661.12 | 37704.52
BTM-PV | 2761.325 | 7483.13 | 11068.01 | 11982.95 | 12453.96 | BTM-PV | 2761.325 | 7631.17 | 14461.34 | 17222.9 | 23220.07
Storage | 611.5673 | 4346.75 | 8637.09 | 10543.58 | 21339.48 | Storage | 611.5673 | 4006.64 | 2199.22 | 4497.77 | 13413.65
Total Generation | 146262.0241 | 157087.9 | 171547.76 | 196309.6 | 245109.42 | Total Generation | 146262.0241 | 154487.5 | 166693.64 | 209714.29 | 251154.56
RE Generation | 47261.0234 | 68237.69 | 113383.36 | 140948.62 | 162672.29 | RE Generation | 47261.0234 | 67714.61 | 114978.76 | 155983.81 | 205065.03
ZE Generation | 93301.0914 | 100922.4 | 149464.48 | 179830.33 | 245109.42 | ZE Generation | 93301.0914 | 100059.21 | 144622.01 | 188819.71 | 251154.56
Load | 151386.1805 | 152335.91 | 161976.22 | 184696.76 | 221827.96 | Load | 151386.1805 | 150046.54 | 164255.35 | 204753.99 | 236334.45
Load+Charge | 151772.6874 | 157088.51 | 171548.33 | 196310.18 | 245109.43 | Load+Charge | 151772.6874 | 154488.12 | 166694.2 | 209714.87 | 251154.57
% RE [RE/Load] | 31.22% | 44.79% | 70% | 76.31% | 73.33% | % RE [RE/Load] | 31.22% | 45.13% | 70% | 76.18% | 86.77%
% ZE [ZE/(Load+Charge)] | 61.47% | 64.25% | 87.13% | 91.61% | 100% | % ZE [ZE/(Load+Charge)] | 61.47% | 64.77% | 86.76% | 90.04% | 100%
Emissions (million tons) | [5 empty] | Emissions (million tons)
| 2019 | 2025 | 2030 | 2035 | 2040 |  | 2019 | 2025 | 2030 | 2035 | 2040
CO2 Emissions | 22.24 | 23.5269 | 8.4563 | 6.201 | 0 | CO2 Emissions | 22.24 | 22.8667 | 8.9896 | 8.4952 | 0
S1 Scenario: Nuclear Retirements at Relicensing | [5 empty] | S2 Scenario: Nuclear Retirements at Relicensing
Installed Capacity (MW) | [5 empty] | Installed Capacity (MW)
| 2019 | 2025 | 2030 | 2035 | 2040 |  | 2019 | 2025 | 2030 | 2035 | 2040
Nuclear | 5400.1001 | 3346.1 | 2153.5 | 1299 | 1299 | Nuclear | 5400.1001 | 3346.1 | 2133.2 | 1299 | 1299
Fossil | 26262 | 21879.31 | 22062.49 | 22064.49 | 0 | Fossil | 26262 | 20233.77 | 17895.57 | 16319.74 | 0
DEFR - HcLo | 0 | 0 | 0 | 0 | 5754.03 | DEFR - HcLo | 0 | 0 | 0 | 0 | 0
DEFR - McMo | 0 | 0 | 0 | 0 | 0 | DEFR - McMo | 0 | 0 | 819.31 | 3990.04 | 29253.19
DEFR - LcHo | 0 | 0 | 419.64 | 8402.71 | 41050.63 | DEFR - LcHo | 0 | 0 | 0 | 0 | 0
Hydro | 6330.7199 | 6301.86 | 7537.06 | 7539.66 | 7540.06 | Hydro | 6330.7199 | 6414.52 | 7660.27 | 7583.76 | 7584.16
LBW | 1985.3 | 3334.78 | 9086.2 | 13026.78 | 19087.2 | LBW | 1985.3 | 3137.78 | 5889.83 | 12366.4 | 19087.2
OSW | 0 | 1826 | 5036 | 9000 | 9000 | OSW | 0 | 1826 | 7436 | 9000 | 10440
UPV | 31.5 | 4676.1 | 4676.1 | 4676.1 | 4676.1 | UPV | 31.5 | 4676.1 | 4676.1 | 18472.29 | 33629.92
BTM-PV | 2116 | 6834 | 10055 | 10828 | 11198 | BTM-PV | 2116 | 6000 | 9523 | 11601 | 15764
Storage | 1405.1 | 2909.9 | 4409.9 | 5857.4 | 11566.05 | Storage | 1405.1 | 2909.9 | 4409.9 | 11775.16 | 12809.9
Total | 43838.1199 | 51332.15 | 66081.13 | 91322.05 | 111171.07 | Total | 43838.1199 | 48768.27 | 61486.59 | 96622.53 | 129867.37
Generation (GWh) | [5 empty] | Generation (GWh)
| 2019 | 2025 | 2030 | 2035 | 2040 |  | 2019 | 2025 | 2030 | 2035 | 2040
Nuclear | 45428.5007 | 28337.96 | 16828.58 | 11329.78 | 10086.45 | Nuclear | 45428.5007 | 28337.96 | 16828.58 | 11329.78 | 10086.45
Fossil | 50519.6659 | 54173.71 | 30627.21 | 30196.81 | 0 | Fossil | 50519.6659 | 52435.66 | 30717.54 | 30336.89 | 0
DEFR - HcLo | 0 | 0 | 0 | 0 | 50543.43 | DEFR - HcLo | 0 | 0 | 0 | 0 | 0
DEFR - McMo | 0 | 0 | 0 | 0 | 0 | DEFR - McMo | 0 | 0 | 0 | 0 | 13755.24
DEFR - LcHo | 0 | 0 | 0 | 0 | 523.96 | DEFR - LcHo | 0 | 0 | 0 | 0 | 0
Hydro | 40033.5704 | 36417.65 | 46342.39 | 46392.32 | 46391.01 | Hydro | 40033.5704 | 36417.65 | 46342.39 | 46392.32 | 46391.01
LBW | 4415.606 | 8189.24 | 26971.24 | 39678.93 | 59361.62 | LBW | 4415.606 | 7518.12 | 16493.5 | 37460.47 | 59361.62
OSW | 0 | 7331.05 | 20185.51 | 35459.62 | 35646.87 | OSW | 0 | 7331.05 | 28865.32 | 35247 | 41339.64
UPV | 50.522 | 8816.62 | 8816.21 | 8816.92 | 8818.83 | UPV | 50.522 | 8816.62 | 8816.21 | 25406.18 | 43449.58
BTM-PV | 2761.325 | 7483.13 | 11068.01 | 11982.95 | 12453.96 | BTM-PV | 2761.325 | 7631.17 | 14461.34 | 17222.9 | 23220.07
Storage | 611.5673 | 4346.78 | 7983.38 | 11282.97 | 21863.23 | Storage | 611.5673 | 3998.86 | 2414.16 | 6322.8 | 12142.92
Total Generation | 146262.0241 | 157087.93 | 170814.32 | 197132.09 | 245689.36 | Total Generation | 146262.0241 | 154478.88 | 166930.83 | 211710.13 | 249746.53
RE Generation | 47261.0234 | 68237.69 | 113383.36 | 142330.74 | 162672.29 | RE Generation | 47261.0234 | 67714.61 | 114978.76 | 161728.87 | 213761.92
ZE Generation | 93301.0914 | 100922.43 | 138195.32 | 164943.49 | 245689.36 | ZE Generation | 93301.0914 | 100051.43 | 134221.5 | 179381.45 | 249746.53
Load | 151386.1805 | 152335.91 | 161976.22 | 184696.76 | 221827.96 | Load | 151386.1805 | 150046.54 | 164255.35 | 204701.46 | 236334.45
Load+Charge | 151772.6874 | 157088.54 | 170814.89 | 197132.68 | 245689.37 | Load+Charge | 151772.6874 | 154479.5 | 166931.39 | 211710.72 | 249746.56
% RE [RE/Load] | 31.22% | 44.79% | 70% | 77.06% | 73.33% | % RE [RE/Load] | 31.22% | 45.13% | 70% | 79.01% | 90.45%
% ZE [ZE/(Load+Charge)] | 61.47% | 64.25% | 80.9% | 83.67% | 100% | % ZE [ZE/(Load+Charge)] | 61.47% | 64.77% | 80.41% | 84.73% | 100%
Emissions (million tons) | [5 empty] | Emissions (million tons)
| 2019 | 2025 | 2030 | 2035 | 2040 |  | 2019 | 2025 | 2030 | 2035 | 2040
CO2 Emissions | 22.24 | 23.5237 | 12.9741 | 12.796 | 0 | CO2 Emissions | 22.24 | 22.8604 | 13.4243 | 13.2544 | 0
S1 Scenario: OSW Distribution Specified in Zones J&K | [5 empty] | S2 Scenario: OSW Distribution Specified in Zones J&K
Installed Capacity (MW) | [5 empty] | Installed Capacity (MW)
| 2019 | 2025 | 2030 | 2035 | 2040 |  | 2019 | 2025 | 2030 | 2035 | 2040
Nuclear | 5400.1001 | 3346.1 | 3363.5 | 3364.2 | 3364.2 | Nuclear | 5400.1001 | 3346.1 | 3346.1 | 3364.2 | 3364.2
Fossil | 26262 | 21318.48 | 21254.52 | 21256.52 | 0 | Fossil | 26262 | 19988.2 | 17650 | 16070.54 | 0
DEFR - HcLo | 0 | 0 | 0 | 0 | 3871.13 | DEFR - HcLo | 0 | 0 | 0 | 0 | 0
DEFR - McMo | 0 | 0 | 0 | 0 | 0 | DEFR - McMo | 0 | 0 | 819.31 | 3990.04 | 27237.45
DEFR - LcHo | 0 | 0 | 318.8 | 6877.21 | 40865.98 | DEFR - LcHo | 0 | 0 | 0 | 0 | 0
Hydro | 6330.7199 | 6301.86 | 7537.06 | 7539.66 | 7540.06 | Hydro | 6330.7199 | 6414.52 | 7660.27 | 7583.76 | 7584.16
LBW | 1985.3 | 3137.78 | 6035.06 | 12366.4 | 19087.2 | LBW | 1985.3 | 3137.78 | 5889.83 | 12366.4 | 19087.2
OSW | 0 | 1826 | 7749 | 9000 | 9000 | OSW | 0 | 1826 | 7436 | 9000 | 9000
UPV | 31.5 | 4676.1 | 4676.1 | 4676.1 | 4676.1 | UPV | 31.5 | 4676.1 | 4676.1 | 13011.06 | 28168.69
BTM-PV | 2116 | 6834 | 10055 | 10828 | 11198 | BTM-PV | 2116 | 6000 | 9523 | 11601 | 15764
Storage | 1405.1 | 2909.9 | 4409.9 | 6051.59 | 11492.06 | Storage | 1405.1 | 2909.9 | 4409.9 | 6147.47 | 12809.9
Total | 43838.1199 | 50574.32 | 65943.34 | 89062.09 | 111094.73 | Total | 43838.1199 | 48522.7 | 62453.92 | 87349.61 | 123015.6
Generation (GWh) | [5 empty] | Generation (GWh)
| 2019 | 2025 | 2030 | 2035 | 2040 |  | 2019 | 2025 | 2030 | 2035 | 2040
Nuclear | 45428.5007 | 28337.96 | 27444.03 | 28338.13 | 27092.16 | Nuclear | 45428.5007 | 28337.96 | 27444.03 | 28338.13 | 27092.16
Fossil | 50519.6659 | 54872.94 | 20029.68 | 15845.22 | 0 | Fossil | 50519.6659 | 52436.5 | 20066.34 | 19719.56 | 0
DEFR - HcLo | 0 | 0 | 0 | 0 | 34004.05 | DEFR - HcLo | 0 | 0 | 0 | 0 | 0
DEFR - McMo | 0 | 0 | 0 | 0 | 0 | DEFR - McMo | 0 | 0 | 0 | 0 | 9242.12
DEFR - LcHo | 0 | 0 | 0 | 0 | 510.16 | DEFR - LcHo | 0 | 0 | 0 | 0 | 0
Hydro | 40033.5704 | 36417.65 | 46342.39 | 46392.32 | 46391.01 | Hydro | 40033.5704 | 36417.65 | 46342.39 | 46392.32 | 46390.44
LBW | 4415.606 | 7518.12 | 17014.28 | 37460.47 | 59361.62 | LBW | 4415.606 | 7518.12 | 16493.5 | 37460.47 | 59361.62
OSW | 0 | 7331.05 | 30142.47 | 34949.35 | 35140.72 | OSW | 0 | 7331.05 | 28865.32 | 34949.35 | 35140.72
UPV | 50.522 | 8816.62 | 8816.21 | 8816.92 | 8818.83 | UPV | 50.522 | 8816.62 | 8816.21 | 19142.37 | 37185.77
BTM-PV | 2761.325 | 7483.13 | 11068.01 | 11982.95 | 12453.96 | BTM-PV | 2761.325 | 7631.17 | 14461.34 | 17222.9 | 23220.07
Storage | 611.5673 | 4398.99 | 7449.78 | 10345.96 | 21364.57 | Storage | 611.5673 | 4006.64 | 2085.91 | 4581.73 | 12413.92
Total Generation | 146262.0241 | 157168.25 | 170298.64 | 196123.11 | 245137.08 | Total Generation | 146262.0241 | 154487.5 | 166566.83 | 209798.62 | 250046.82
RE Generation | 47261.0234 | 67566.57 | 113383.36 | 139602.01 | 162166.14 | RE Generation | 47261.0234 | 67714.61 | 114978.76 | 155167.41 | 201298.62
ZE Generation | 93301.0914 | 100303.52 | 148277.17 | 178286.1 | 245137.08 | ZE Generation | 93301.0914 | 100059.21 | 144508.7 | 188087.27 | 250046.82
Load | 151386.1805 | 152375.99 | 162111.28 | 184754.13 | 221827.96 | Load | 151386.1805 | 150046.54 | 164255.35 | 204737.1 | 236334.45
Load+Charge | 151772.6874 | 157168.85 | 170299.2 | 196123.69 | 245137.09 | Load+Charge | 151772.6874 | 154488.12 | 166567.39 | 209799.18 | 250046.83
% RE [RE/Load] | 31.22% | 44.34% | 69.94% | 75.56% | 73.1% | % RE [RE/Load] | 31.22% | 45.13% | 70% | 75.79% | 85.18%
% ZE [ZE/(Load+Charge)] | 61.47% | 63.82% | 87.07% | 90.9% | 100% | % ZE [ZE/(Load+Charge)] | 61.47% | 64.77% | 86.76% | 89.65% | 100%
Emissions (million tons) | [5 empty] | Emissions (million tons)
| 2019 | 2025 | 2030 | 2035 | 2040 |  | 2019 | 2025 | 2030 | 2035 | 2040
CO2 Emissions | 22.24 | 23.8177 | 8.5787 | 6.8785 | 0 | CO2 Emissions | 22.24 | 22.8667 | 8.9804 | 8.8548 | 0
S1 Scenario: Reduced Hydro Output by 10% | [5 empty] | S2 Scenario: Reduced Hydro Output by 10%
Installed Capacity (MW) | [5 empty] | Installed Capacity (MW)
| 2019 | 2025 | 2030 | 2035 | 2040 |  | 2019 | 2025 | 2030 | 2035 | 2040
Nuclear | 5400.1001 | 3346.1 | 3363.5 | 3364.2 | 3364.2 | Nuclear | 5400.1001 | 3346.1 | 3346.1 | 3364.2 | 3364.2
Fossil | 26262 | 21300.32 | 21168.41 | 21170.41 | 0 | Fossil | 26262 | 19988.2 | 17650 | 16070.54 | 0
DEFR - HcLo | 0 | 0 | 0 | 0 | 4118.66 | DEFR - HcLo | 0 | 0 | 0 | 0 | 0
DEFR - McMo | 0 | 0 | 0 | 0 | 0 | DEFR - McMo | 0 | 0 | 819.31 | 3990.04 | 27200
DEFR - LcHo | 0 | 0 | 419.64 | 7167.43 | 40721.36 | DEFR - LcHo | 0 | 0 | 0 | 0 | 0
Hydro | 6330.7199 | 6301.69 | 7536.89 | 7539.49 | 7539.89 | Hydro | 6330.7199 | 6414.35 | 7660.1 | 7583.59 | 7583.99
LBW | 1985.3 | 3564.05 | 9897.45 | 13095.18 | 19087.2 | LBW | 1985.3 | 3137.78 | 6545.18 | 12366.4 | 19087.2
OSW | 0 | 1826 | 5036 | 9000 | 9000 | OSW | 0 | 1826 | 7436 | 9000 | 9720
UPV | 31.5 | 4676.1 | 4676.1 | 4676.1 | 4676.1 | UPV | 31.5 | 4676.1 | 5105.91 | 14631.96 | 29789.59
BTM-PV | 2116 | 6834 | 10055 | 10828 | 11198 | BTM-PV | 2116 | 6000 | 9523 | 11601 | 15764
Storage | 1405.1 | 2909.9 | 4409.9 | 5555.22 | 11162.34 | Storage | 1405.1 | 2909.9 | 4409.9 | 6147.47 | 12809.9
Total | 43838.1199 | 50982.26 | 67208.13 | 89788.66 | 110867.75 | Total | 43838.1199 | 48522.53 | 63538.91 | 88970.34 | 125318.88
Generation (GWh) | [5 empty] | Generation (GWh)
| 2019 | 2025 | 2030 | 2035 | 2040 |  | 2019 | 2025 | 2030 | 2035 | 2040
Nuclear | 45428.5007 | 28337.96 | 27444.03 | 28338.13 | 27092.16 | Nuclear | 45428.5007 | 28337.96 | 27444.03 | 28338.13 | 27092.16
Fossil | 50519.6659 | 56052.16 | 19892.78 | 15637.98 | 0 | Fossil | 50519.6659 | 55109.52 | 20057.53 | 20278.32 | 0
DEFR - HcLo | 0 | 0 | 0 | 0 | 36178.29 | DEFR - HcLo | 0 | 0 | 0 | 0 | 0
DEFR - McMo | 0 | 0 | 0 | 0 | 0 | DEFR - McMo | 0 | 0 | 0 | 0 | 6857.28
DEFR - LcHo | 0 | 0 | 0 | 0 | 520.93 | DEFR - LcHo | 0 | 0 | 0 | 0 | 0
Hydro | 40033.5704 | 33726.87 | 43651.61 | 43695.2 | 43699.94 | Hydro | 40033.5704 | 33726.87 | 43651.61 | 43695.2 | 43699.94
LBW | 4415.606 | 8943.39 | 29662.02 | 39898.04 | 59361.62 | LBW | 4415.606 | 7518.12 | 18626.01 | 37460.47 | 59361.62
OSW | 0 | 7331.05 | 20185.51 | 35459.62 | 35646.87 | OSW | 0 | 7331.05 | 28865.32 | 35247 | 38387.81
UPV | 50.522 | 8816.62 | 8816.21 | 8816.92 | 8818.83 | UPV | 50.522 | 8816.62 | 9374.48 | 20992.06 | 39035.46
BTM-PV | 2761.325 | 7483.13 | 11068.01 | 11982.95 | 12453.96 | BTM-PV | 2761.325 | 7631.17 | 14461.34 | 17222.9 | 23220.07
Storage | 611.5673 | 4203.15 | 6864.92 | 10124.73 | 21355.18 | Storage | 611.5673 | 3842.17 | 2004.36 | 4537.55 | 12612.23
Total Generation | 146262.0241 | 156886.12 | 169576.88 | 195945.36 | 245127.78 | Total Generation | 146262.0241 | 154305.27 | 166476.47 | 209763.42 | 250266.57
RE Generation | 47261.0234 | 66301.06 | 113383.36 | 139852.73 | 159981.22 | RE Generation | 47261.0234 | 65023.83 | 114978.76 | 154617.63 | 203704.9
ZE Generation | 93301.0914 | 98842.17 | 147692.31 | 178315.59 | 245127.78 | ZE Generation | 93301.0914 | 97203.96 | 144427.15 | 187493.31 | 250266.57
Load | 151386.1805 | 152259.81 | 161979.81 | 184859.59 | 221827.96 | Load | 151386.1805 | 150046.54 | 164255.35 | 204761.69 | 236334.45
Load+Charge | 151772.6874 | 156886.72 | 169577.45 | 195945.95 | 245127.79 | Load+Charge | 151772.6874 | 154305.88 | 166477.02 | 209764 | 250266.57
% RE [RE/Load] | 31.22% | 43.54% | 70% | 75.65% | 72.12% | % RE [RE/Load] | 31.22% | 43.34% | 70% | 75.51% | 86.19%
% ZE [ZE/(Load+Charge)] | 61.47% | 63% | 87.09% | 91% | 100% | % ZE [ZE/(Load+Charge)] | 61.47% | 62.99% | 86.76% | 89.38% | 100%
Emissions (million tons) | [5 empty] | Emissions (million tons)
| 2019 | 2025 | 2030 | 2035 | 2040 |  | 2019 | 2025 | 2030 | 2035 | 2040
CO2 Emissions | 22.24 | 24.3133 | 8.4655 | 6.6863 | 0 | CO2 Emissions | 22.24 | 24.0001 | 8.9813 | 9.069 | 0
S1 Scenario: Low Capital Cost UPV | [5 empty] | S2 Scenario: Low Capital Cost UPV
Installed Capacity (MW) | [5 empty] | Installed Capacity (MW)
| 2019 | 2025 | 2030 | 2035 | 2040 |  | 2019 | 2025 | 2030 | 2035 | 2040
Nuclear | 5400.1001 | 3346.1 | 3363.5 | 3364.2 | 3364.2 | Nuclear | 5400.1001 | 3346.1 | 3346.1 | 3364.2 | 3364.2
Fossil | 26262 | 21318.48 | 20884.44 | 20834.94 | 0 | Fossil | 26262 | 19968.96 | 17630.76 | 16050.7 | 0
DEFR - HcLo | 0 | 0 | 0 | 0 | 1166.56 | DEFR - HcLo | 0 | 0 | 0 | 0 | 0
DEFR - McMo | 0 | 0 | 0 | 0 | 0 | DEFR - McMo | 0 | 0 | 819.31 | 3990.04 | 27084.42
DEFR - LcHo | 0 | 0 | 419.64 | 6934.43 | 43059.1 | DEFR - LcHo | 0 | 0 | 0 | 0 | 0
Hydro | 6330.7199 | 6302.27 | 7537.47 | 7540.08 | 7540.48 | Hydro | 6330.7199 | 6414.52 | 7660.27 | 7583.76 | 7584.16
LBW | 1985.3 | 3187.78 | 7737.73 | 11462.3 | 18084.6 | LBW | 1985.3 | 3137.78 | 4765.41 | 12164.6 | 18885.4
OSW | 0 | 1826 | 5036 | 9000 | 9000 | OSW | 0 | 1826 | 7436 | 9000 | 9297.2
UPV | 31.5 | 4676.1 | 8132.28 | 13272.18 | 26508.53 | UPV | 31.5 | 4676.1 | 7711.73 | 20289.42 | 35447.05
BTM-PV | 2116 | 6834 | 10055 | 10828 | 11198 | BTM-PV | 2116 | 6000 | 9523 | 11601 | 15764
Storage | 1405.1 | 2909.9 | 4409.9 | 7009.9 | 13491.99 | Storage | 1405.1 | 2909.9 | 4409.9 | 6243.94 | 13511.5
Total | 43838.1199 | 50624.73 | 68221.2 | 97405.66 | 133413.46 | Total | 43838.1199 | 48492.96 | 64335.39 | 94492.3 | 130937.93
Generation (GWh) | [5 empty] | Generation (GWh)
| 2019 | 2025 | 2030 | 2035 | 2040 |  | 2019 | 2025 | 2030 | 2035 | 2040
Nuclear | 45428.5007 | 28337.96 | 27444.03 | 28338.13 | 27092.16 | Nuclear | 45428.5007 | 28337.96 | 27444.03 | 28338.13 | 27092.16
Fossil | 50519.6659 | 54694.91 | 20150.33 | 7958.48 | 0 | Fossil | 50519.6659 | 52528.11 | 20195.94 | 12299.06 | 0
DEFR - HcLo | 0 | 0 | 0 | 0 | 10247.05 | DEFR - HcLo | 0 | 0 | 0 | 0 | 0
DEFR - McMo | 0 | 0 | 0 | 0 | 0 | DEFR - McMo | 0 | 0 | 0 | 0 | 952.28
DEFR - LcHo | 0 | 0 | 0 | 0 | 647.19 | DEFR - LcHo | 0 | 0 | 0 | 0 | 0
Hydro | 40033.5704 | 36417.65 | 46342.39 | 46392.37 | 46391.06 | Hydro | 40033.5704 | 36417.65 | 46342.39 | 46392.32 | 46385.24
LBW | 4415.606 | 7688.45 | 22615.67 | 34694.43 | 56259.3 | LBW | 4415.606 | 7518.12 | 12842.54 | 36840.22 | 58741.23
OSW | 0 | 7331.05 | 20185.51 | 35459.62 | 35646.87 | OSW | 0 | 7331.05 | 28865.32 | 35247 | 36654.41
UPV | 50.522 | 8816.62 | 13171.78 | 19628.75 | 35511.5 | UPV | 50.522 | 8816.62 | 12467.17 | 27516.98 | 45560.38
BTM-PV | 2761.325 | 7483.13 | 11068.01 | 11982.95 | 12453.96 | BTM-PV | 2761.325 | 7631.17 | 14461.34 | 17222.9 | 23220.07
Storage | 611.5673 | 4381.33 | 7164.24 | 13207.64 | 25838.35 | Storage | 611.5673 | 3983.11 | 2413.35 | 7220.45 | 21439.6
Total Generation | 146262.0241 | 157142.89 | 170133.75 | 199649.54 | 250087.44 | Total Generation | 146262.0241 | 154461.42 | 166929.71 | 212974.69 | 260045.37
RE Generation | 47261.0234 | 67736.9 | 113383.36 | 148158.12 | 186262.69 | RE Generation | 47261.0234 | 67714.61 | 114978.76 | 163219.42 | 210561.33
ZE Generation | 93301.0914 | 100456.19 | 147991.63 | 189703.89 | 250087.44 | ZE Generation | 93301.0914 | 100035.68 | 144836.14 | 198778 | 260045.37
Load | 151386.1805 | 152365.67 | 162376.35 | 185442.58 | 221827.96 | Load | 151386.1805 | 150046.54 | 164255.35 | 205194.33 | 236334.45
Load+Charge | 151772.6874 | 157143.51 | 170134.32 | 199650.12 | 250087.45 | Load+Charge | 151772.6874 | 154462.05 | 166930.28 | 212975.27 | 260045.37
% RE [RE/Load] | 31.22% | 44.46% | 69.83% | 79.89% | 83.97% | % RE [RE/Load] | 31.22% | 45.13% | 70% | 79.54% | 89.09%
% ZE [ZE/(Load+Charge)] | 61.47% | 63.93% | 86.99% | 95.02% | 100% | % ZE [ZE/(Load+Charge)] | 61.47% | 64.76% | 86.76% | 93.33% | 100%
Emissions (million tons) | [5 empty] | Emissions (million tons)
| 2019 | 2025 | 2030 | 2035 | 2040 |  | 2019 | 2025 | 2030 | 2035 | 2040
CO2 Emissions | 22.24 | 23.7448 | 8.5572 | 3.4556 | 0 | CO2 Emissions | 22.24 | 22.9082 | 9.0241 | 5.7662 | 0
S1 Scenario: Low Capital Cost LBW | [5 empty] | S2 Scenario: Low Capital Cost LBW
Installed Capacity (MW) | [5 empty] | Installed Capacity (MW)
| 2019 | 2025 | 2030 | 2035 | 2040 |  | 2019 | 2025 | 2030 | 2035 | 2040
Nuclear | 5400.1001 | 3346.1 | 3363.5 | 3364.2 | 3364.2 | Nuclear | 5400.1001 | 3346.1 | 3346.1 | 3364.2 | 3364.2
Fossil | 26262 | 20918.83 | 20890.76 | 20705.06 | 0 | Fossil | 26262 | 19854 | 17515.8 | 15932.1 | 0
DEFR - HcLo | 0 | 0 | 0 | 0 | 3811.75 | DEFR - HcLo | 0 | 0 | 0 | 0 | 0
DEFR - McMo | 0 | 0 | 0 | 0 | 0 | DEFR - McMo | 0 | 0 | 819.31 | 3990.04 | 27200
DEFR - LcHo | 0 | 0 | 469.4 | 7000.8 | 40938.48 | DEFR - LcHo | 0 | 0 | 0 | 0 | 0
Hydro | 6330.7199 | 6301.86 | 7537.06 | 7539.66 | 7540.06 | Hydro | 6330.7199 | 6414.52 | 7660.27 | 7583.76 | 7584.16
LBW | 1985.3 | 10892.48 | 13644.4 | 17086.92 | 19087.2 | LBW | 1985.3 | 7469.4 | 7547.2 | 15870.4 | 19087.2
OSW | 0 | 1826 | 5036 | 9000 | 9000 | OSW | 0 | 1826 | 7436 | 9000 | 9720
UPV | 31.5 | 4676.1 | 4676.1 | 4676.1 | 4676.1 | UPV | 31.5 | 4676.1 | 4676.1 | 12452.75 | 27610.38
BTM-PV | 2116 | 6834 | 10055 | 10828 | 11198 | BTM-PV | 2116 | 6000 | 9523 | 11601 | 15764
Storage | 1405.1 | 2909.9 | 4409.9 | 7009.9 | 11450.03 | Storage | 1405.1 | 2909.9 | 4409.9 | 6067.82 | 12809.9
Total | 43838.1199 | 57835.67 | 70681.92 | 94341.84 | 111065.82 | Total | 43838.1199 | 52709.62 | 63966.59 | 90066.71 | 123139.84
Generation (GWh) | [5 empty] | Generation (GWh)
| 2019 | 2025 | 2030 | 2035 | 2040 |  | 2019 | 2025 | 2030 | 2035 | 2040
Nuclear | 45428.5007 | 28337.96 | 27444.03 | 28311.21 | 27092.16 | Nuclear | 45428.5007 | 28337.96 | 27444.03 | 28338.13 | 27092.16
Fossil | 50519.6659 | 30363.29 | 6642.82 | 2405.99 | 0 | Fossil | 50519.6659 | 38349.07 | 15032.11 | 9177.95 | 0
DEFR - HcLo | 0 | 0 | 0 | 0 | 33482.39 | DEFR - HcLo | 0 | 0 | 0 | 0 | 0
DEFR - McMo | 0 | 0 | 0 | 0 | 0 | DEFR - McMo | 0 | 0 | 0 | 0 | 6701.83
DEFR - LcHo | 0 | 0 | 0 | 0 | 523.1 | DEFR - LcHo | 0 | 0 | 0 | 0 | 0
Hydro | 40033.5704 | 36417.65 | 46342.39 | 46358.91 | 46391.01 | Hydro | 40033.5704 | 36417.65 | 46342.39 | 46392.32 | 46391.01
LBW | 4415.606 | 32789.51 | 41883.35 | 52987.78 | 59361.62 | LBW | 4415.606 | 21558.89 | 21815.48 | 48855.2 | 59361.62
OSW | 0 | 7331.05 | 20185.51 | 35459.62 | 35646.87 | OSW | 0 | 7331.05 | 28865.32 | 35202.76 | 38343.93
UPV | 50.522 | 8816.62 | 8816.21 | 8816.92 | 8818.83 | UPV | 50.522 | 8816.62 | 8816.21 | 18496.5 | 36539.9
BTM-PV | 2761.325 | 7483.13 | 11068.01 | 11982.95 | 12453.96 | BTM-PV | 2761.325 | 7631.17 | 14461.34 | 17222.9 | 23220.07
Storage | 611.5673 | 4118.2 | 8491.49 | 14958.4 | 21339.48 | Storage | 611.5673 | 2708.08 | 3878.78 | 8159.92 | 12577.01
Total Generation | 146262.0241 | 156823.61 | 171974.44 | 201532.46 | 245109.42 | Total Generation | 146262.0241 | 153048.12 | 168553.29 | 213743.31 | 250227.53
RE Generation | 47261.0234 | 92837.96 | 128295.47 | 155606.18 | 162672.29 | RE Generation | 47261.0234 | 81755.38 | 120300.74 | 166169.68 | 203856.53
ZE Generation | 93301.0914 | 125294.12 | 164230.99 | 198875.79 | 245109.42 | ZE Generation | 93301.0914 | 112801.42 | 151623.55 | 202667.73 | 250227.53
Load | 151386.1805 | 152317.47 | 163039.92 | 185262.82 | 221827.96 | Load | 151386.1805 | 150046.54 | 164255.35 | 204701.46 | 236334.45
Load+Charge | 151772.6874 | 156824.22 | 171975.03 | 201533.07 | 245109.43 | Load+Charge | 151772.6874 | 153048.73 | 168553.86 | 213743.9 | 250227.54
% RE [RE/Load] | 31.22% | 60.95% | 78.69% | 83.99% | 73.33% | % RE [RE/Load] | 31.22% | 54.49% | 73.24% | 81.18% | 86.26%
% ZE [ZE/(Load+Charge)] | 61.47% | 79.89% | 95.5% | 98.68% | 100% | % ZE [ZE/(Load+Charge)] | 61.47% | 73.7% | 89.96% | 94.82% | 100%
Emissions (million tons) | [5 empty] | Emissions (million tons)
| 2019 | 2025 | 2030 | 2035 | 2040 |  | 2019 | 2025 | 2030 | 2035 | 2040
CO2 Emissions | 22.24 | 13.2824 | 2.9241 | 1.0913 | 0 | CO2 Emissions | 22.24 | 16.7945 | 6.8848 | 4.4759 | 0
S1 Scenario: Low Capital Cost UPV, LBW & OSW | [5 empty] | S2 Scenario: Low Capital Costs UPV, LBW & OSW
Installed Capacity (MW) | [5 empty] | Installed Capacity (MW)
| 2019 | 2025 | 2030 | 2035 | 2040 |  | 2019 | 2025 | 2030 | 2035 | 2040
Nuclear | 5400.1001 | 3346.1 | 3363.5 | 3364.2 | 3364.2 | Nuclear | 5400.1001 | 3346.1 | 3346.1 | 3364.2 | 3364.2
Fossil | 26262 | 20913.32 | 20921.87 | 20538.97 | 0 | Fossil | 26262 | 19896.77 | 17558.57 | 15976.22 | 0
DEFR - HcLo | 0 | 0 | 0 | 0 | 1178.33 | DEFR - HcLo | 0 | 0 | 0 | 0 | 0
DEFR - McMo | 0 | 0 | 0 | 0 | 0 | DEFR - McMo | 0 | 0 | 819.31 | 3990.04 | 27169.81
DEFR - LcHo | 0 | 0 | 469.4 | 7390.39 | 43049.65 | DEFR - LcHo | 0 | 0 | 0 | 0 | 0
Hydro | 6330.7199 | 6302.27 | 7537.47 | 7540.08 | 7540.48 | Hydro | 6330.7199 | 6414.52 | 7660.27 | 7583.76 | 7584.16
LBW | 1985.3 | 10967.44 | 13278.38 | 15298.87 | 19087.2 | LBW | 1985.3 | 7469.4 | 7547.2 | 15379.49 | 19087.2
OSW | 0 | 1826 | 5036 | 9000 | 9000 | OSW | 0 | 1826 | 7436 | 9000 | 10097.56
UPV | 31.5 | 4676.1 | 4676.1 | 9804.29 | 23613.66 | UPV | 31.5 | 4676.1 | 5010.71 | 17385.42 | 32543.05
BTM-PV | 2116 | 6834 | 10055 | 10828 | 11198 | BTM-PV | 2116 | 6000 | 9523 | 11601 | 15764
Storage | 1405.1 | 2909.9 | 4409.9 | 7009.9 | 13280.34 | Storage | 1405.1 | 2909.9 | 4409.9 | 6218.39 | 12860.62
Total | 43838.1199 | 57905.53 | 70328.42 | 98165.09 | 131311.86 | Total | 43838.1199 | 52669.19 | 64260.77 | 94618.96 | 128470.6
Generation (GWh) | [5 empty] | Generation (GWh)
| 2019 | 2025 | 2030 | 2035 | 2040 |  | 2019 | 2025 | 2030 | 2035 | 2040
Nuclear | 45428.5007 | 28337.96 | 27444.03 | 27725.72 | 27092.16 | Nuclear | 45428.5007 | 28337.96 | 27444.03 | 28338.13 | 27092.16
Fossil | 50519.6659 | 30122.25 | 7872.77 | 2336.6 | 0 | Fossil | 50519.6659 | 39099.92 | 15346.51 | 6174.89 | 0
DEFR - HcLo | 0 | 0 | 0 | 0 | 10350.41 | DEFR - HcLo | 0 | 0 | 0 | 0 | 0
DEFR - McMo | 0 | 0 | 0 | 0 | 0 | DEFR - McMo | 0 | 0 | 0 | 0 | 0
DEFR - LcHo | 0 | 0 | 0 | 0 | 622.82 | DEFR - LcHo | 0 | 0 | 0 | 0 | 0
Hydro | 40033.5704 | 36417.65 | 46342.39 | 46200.4 | 46391.06 | Hydro | 40033.5704 | 36417.65 | 46342.39 | 46392.32 | 46385.24
LBW | 4415.606 | 33017.45 | 40671.16 | 47216.75 | 59361.62 | LBW | 4415.606 | 21558.89 | 21815.48 | 47281.37 | 59361.62
OSW | 0 | 7331.05 | 20185.51 | 35716.48 | 35901.66 | OSW | 0 | 7331.05 | 28865.32 | 35247 | 39935.72
UPV | 50.522 | 8816.62 | 8816.21 | 15433.42 | 31961.08 | UPV | 50.522 | 8816.62 | 9223.41 | 24252.25 | 42295.65
BTM-PV | 2761.325 | 7483.13 | 11068.01 | 11982.95 | 12453.96 | BTM-PV | 2761.325 | 7631.17 | 14461.34 | 17222.9 | 23220.07
Storage | 611.5673 | 4085.79 | 8010.9 | 14787.71 | 24773.6 | Storage | 611.5673 | 2887.85 | 3786.93 | 9815.67 | 18499.52
Total Generation | 146262.0241 | 156778.1 | 171370.01 | 201400.03 | 248908.37 | Total Generation | 146262.0241 | 153247.31 | 168451.61 | 215890.73 | 256789.98
RE Generation | 47261.0234 | 93065.9 | 127083.28 | 156550 | 186069.38 | RE Generation | 47261.0234 | 81755.38 | 120707.94 | 170395.84 | 211198.3
ZE Generation | 93301.0914 | 125489.65 | 162538.21 | 199063.43 | 248908.37 | ZE Generation | 93301.0914 | 112981.19 | 151938.9 | 208549.64 | 256789.98
Load | 151386.1805 | 152300.32 | 162909.91 | 185379.39 | 221827.96 | Load | 151386.1805 | 150046.54 | 164255.35 | 205227.85 | 236334.45
Load+Charge | 151772.6874 | 156778.69 | 171370.58 | 201400.62 | 248908.38 | Load+Charge | 151772.6874 | 153247.92 | 168452.16 | 215891.3 | 256789.99
% RE [RE/Load] | 31.22% | 61.11% | 78.01% | 84.45% | 83.88% | % RE [RE/Load] | 31.22% | 54.49% | 73.49% | 83.03% | 89.36%
% ZE [ZE/(Load+Charge)] | 61.47% | 80.04% | 94.85% | 98.84% | 100% | % ZE [ZE/(Load+Charge)] | 61.47% | 73.72% | 90.2% | 96.6% | 100%
Emissions (million tons) | [5 empty] | Emissions (million tons)
| 2019 | 2025 | 2030 | 2035 | 2040 |  | 2019 | 2025 | 2030 | 2035 | 2040
CO2 Emissions | 22.24 | 13.1789 | 3.4237 | 0.97474 | 0 | CO2 Emissions | 22.24 | 17.1083 | 7.0186 | 3.2494 | 0
S1 Scenario: Low Capital Cost DEFRs | [5 empty] | S2 Scenario: Low Capital Cost DEFRs
Installed Capacity (MW) | [5 empty] | Installed Capacity (MW)
| 2019 | 2025 | 2030 | 2035 | 2040 |  | 2019 | 2025 | 2030 | 2035 | 2040
Nuclear | 5400.1001 | 3346.1 | 3363.5 | 3364.2 | 3364.2 | Nuclear | 5400.1001 | 3346.1 | 3346.1 | 3364.2 | 3364.2
Fossil | 26262 | 21309.83 | 20595.64 | 20597.64 | 0 | Fossil | 26262 | 17844.01 | 15505.81 | 13858.33 | 0
DEFR - HcLo | 0 | 0 | 0 | 0 | 4703.15 | DEFR - HcLo | 0 | 0 | 0 | 0 | 0
DEFR - McMo | 0 | 0 | 0 | 0 | 0 | DEFR - McMo | 0 | 0 | 819.31 | 5872.47 | 28418.03
DEFR - LcHo | 0 | 0 | 856 | 8178.93 | 40215.51 | DEFR - LcHo | 0 | 0 | 0 | 0 | 0
Hydro | 6330.7199 | 6301.86 | 7537.06 | 7539.66 | 7540.06 | Hydro | 6330.7199 | 6414.86 | 7660.62 | 7584.11 | 7584.51
LBW | 1985.3 | 3334.78 | 9061.61 | 11498.12 | 16560.92 | LBW | 1985.3 | 3137.78 | 5889.83 | 12366.4 | 19087.2
OSW | 0 | 1826 | 5036 | 9000 | 9000 | OSW | 0 | 1826 | 7436 | 9000 | 9720
UPV | 31.5 | 4676.1 | 4676.1 | 4676.1 | 4676.1 | UPV | 31.5 | 4676.1 | 4676.1 | 10959.49 | 26070.12
BTM-PV | 2116 | 6834 | 10055 | 10828 | 11198 | BTM-PV | 2116 | 6000 | 9523 | 11601 | 15764
Storage | 1405.1 | 2909.9 | 4409.9 | 4690.97 | 11247.16 | Storage | 1405.1 | 2909.9 | 4409.9 | 7009.9 | 8906.93
Total | 43838.1199 | 50762.67 | 66672.41 | 88777.75 | 108505.1 | Total | 43838.1199 | 46378.85 | 60310.08 | 87713.47 | 118914.99
Generation (GWh) | [5 empty] | Generation (GWh)
| 2019 | 2025 | 2030 | 2035 | 2040 |  | 2019 | 2025 | 2030 | 2035 | 2040
Nuclear | 45428.5007 | 28337.96 | 27444.03 | 28338.13 | 27092.16 | Nuclear | 45428.5007 | 28337.96 | 27444.03 | 28338.13 | 27092.16
Fossil | 50519.6659 | 54173.71 | 19992.2 | 18190.01 | 0 | Fossil | 50519.6659 | 52443.41 | 20078.12 | 21754.32 | 0
DEFR - HcLo | 0 | 0 | 0 | 0 | 41312.45 | DEFR - HcLo | 0 | 0 | 0 | 0 | 0
DEFR - McMo | 0 | 0 | 0 | 0 | 0 | DEFR - McMo | 0 | 0 | 0 | 0 | 8314.39
DEFR - LcHo | 0 | 0 | 0 | 0 | 561.54 | DEFR - LcHo | 0 | 0 | 0 | 0 | 0
Hydro | 40033.5704 | 36417.65 | 46342.39 | 46392.32 | 46377.31 | Hydro | 40033.5704 | 36417.65 | 46342.39 | 46392.37 | 46391.06
LBW | 4415.606 | 8189.24 | 26971.24 | 34942.92 | 51495.27 | LBW | 4415.606 | 7518.12 | 16493.5 | 37460.47 | 59361.62
OSW | 0 | 7331.05 | 20185.51 | 35459.62 | 35646.87 | OSW | 0 | 7331.05 | 28865.32 | 35247 | 38387.81
UPV | 50.522 | 8816.62 | 8816.21 | 8816.92 | 8818.83 | UPV | 50.522 | 8816.62 | 8816.21 | 16819.63 | 34800.96
BTM-PV | 2761.325 | 7483.13 | 11068.01 | 11982.95 | 12453.96 | BTM-PV | 2761.325 | 7631.17 | 14461.34 | 17222.9 | 23220.07
Storage | 611.5673 | 4346.78 | 6855.75 | 10368.24 | 21226.31 | Storage | 611.5673 | 4070.58 | 2194.24 | 4853.62 | 11334.51
Total Generation | 146262.0241 | 157087.93 | 169667.13 | 196482.9 | 244984.7 | Total Generation | 146262.0241 | 154558.35 | 166686.94 | 210080.23 | 248902.58
RE Generation | 47261.0234 | 68237.69 | 113383.36 | 137594.73 | 154792.24 | RE Generation | 47261.0234 | 67714.61 | 114978.76 | 153142.37 | 202161.52
ZE Generation | 93301.0914 | 100922.43 | 147683.14 | 176301.1 | 244984.7 | ZE Generation | 93301.0914 | 100123.15 | 144617.03 | 186334.12 | 248902.58
Load | 151386.1805 | 152335.91 | 162153.9 | 185346.88 | 221827.96 | Load | 151386.1805 | 150046.54 | 164255.35 | 204701.46 | 236403.07
Load+Charge | 151772.6874 | 157088.54 | 169667.7 | 196483.48 | 244984.72 | Load+Charge | 151772.6874 | 154558.96 | 166687.49 | 210080.81 | 248902.59
% RE [RE/Load] | 31.22% | 44.79% | 69.92% | 74.24% | 69.78% | % RE [RE/Load] | 31.22% | 45.13% | 70% | 74.81% | 85.52%
% ZE [ZE/(Load+Charge)] | 61.47% | 64.25% | 87.04% | 89.73% | 100% | % ZE [ZE/(Load+Charge)] | 61.47% | 64.78% | 86.76% | 88.7% | 100%
Emissions (million tons) | [5 empty] | Emissions (million tons)
| 2019 | 2025 | 2030 | 2035 | 2040 |  | 2019 | 2025 | 2030 | 2035 | 2040
CO2 Emissions | 22.24 | 23.5269 | 8.3286 | 7.6122 | 0 | CO2 Emissions | 22.24 | 22.8768 | 8.9829 | 9.6682 | 0
S1 Scenario: High Capital Cost DEFRs | [5 empty] | S2 Scenario: High Capital Cost DEFRs
Installed Capacity (MW) | [5 empty] | Installed Capacity (MW)
| 2019 | 2025 | 2030 | 2035 | 2040 |  | 2019 | 2025 | 2030 | 2035 | 2040
Nuclear | 5400.1001 | 3346.1 | 3363.5 | 3364.2 | 3364.2 | Nuclear | 5400.1001 | 3346.1 | 3346.1 | 3364.2 | 3364.2
Fossil | 26262 | 22493.57 | 22921.4 | 22934.7 | 0 | Fossil | 26262 | 20111.66 | 17773.46 | 16194.65 | 0
DEFR - HcLo | 0 | 0 | 0 | 0 | 581.9 | DEFR - HcLo | 0 | 0 | 0 | 0 | 0
DEFR - McMo | 0 | 0 | 0 | 0 | 0 | DEFR - McMo | 0 | 0 | 819.31 | 3990.04 | 26841.56
DEFR - LcHo | 0 | 0 | 276.46 | 4810.85 | 43554.57 | DEFR - LcHo | 0 | 0 | 0 | 0 | 0
Hydro | 6330.7199 | 6345.86 | 7581.06 | 7583.66 | 7584.06 | Hydro | 6330.7199 | 6414.52 | 7660.27 | 7583.76 | 7584.16
LBW | 1985.3 | 3187.78 | 8656.21 | 12464.9 | 19087.2 | LBW | 1985.3 | 3137.78 | 5889.83 | 12366.4 | 19087.2
OSW | 0 | 1826 | 5036 | 9000 | 9720 | OSW | 0 | 1826 | 7436 | 9000 | 10211.37
UPV | 31.5 | 4676.1 | 5783 | 10372.28 | 25482.91 | UPV | 31.5 | 4676.1 | 4676.1 | 12870.49 | 27981.12
BTM-PV | 2116 | 6834 | 10055 | 10828 | 11198 | BTM-PV | 2116 | 6000 | 9523 | 11601 | 15764
Storage | 1405.1 | 2909.9 | 4409.9 | 7796.97 | 13467.45 | Storage | 1405.1 | 2909.9 | 4409.9 | 5843.42 | 14409.9
Total | 43838.1199 | 51843.41 | 68584.59 | 94191.61 | 134040.29 | Total | 43838.1199 | 48646.16 | 62577.38 | 87029.1 | 125243.51
Generation (GWh) | [5 empty] | Generation (GWh)
| 2019 | 2025 | 2030 | 2035 | 2040 |  | 2019 | 2025 | 2030 | 2035 | 2040
Nuclear | 45428.5007 | 28337.96 | 27444.03 | 28338.13 | 27092.16 | Nuclear | 45428.5007 | 28337.96 | 27444.03 | 28338.13 | 27092.16
Fossil | 50519.6659 | 54676.72 | 20058.65 | 7780.95 | 0 | Fossil | 50519.6659 | 52436.51 | 20066.34 | 19593.66 | 0
DEFR - HcLo | 0 | 0 | 0 | 0 | 5111.4 | DEFR - HcLo | 0 | 0 | 0 | 0 | 0
DEFR - McMo | 0 | 0 | 0 | 0 | 0 | DEFR - McMo | 0 | 0 | 0 | 0 | 4340.57
DEFR - LcHo | 0 | 0 | 0 | 0 | 796.11 | DEFR - LcHo | 0 | 0 | 0 | 0 | 0
Hydro | 40033.5704 | 36417.65 | 46342.39 | 46392.32 | 46391.01 | Hydro | 40033.5704 | 36417.65 | 46342.39 | 46392.32 | 46391.01
LBW | 4415.606 | 7688.45 | 25543.47 | 37796.03 | 59361.62 | LBW | 4415.606 | 7518.12 | 16493.5 | 37460.47 | 59361.62
OSW | 0 | 7331.05 | 20185.51 | 35716.48 | 38853.5 | OSW | 0 | 7331.05 | 28865.32 | 35247 | 40402.31
UPV | 50.522 | 8816.62 | 10243.98 | 16113.83 | 34095.16 | UPV | 50.522 | 8816.62 | 8816.21 | 18968.02 | 36949.35
BTM-PV | 2761.325 | 7483.13 | 11068.01 | 11982.95 | 12453.96 | BTM-PV | 2761.325 | 7631.17 | 14461.34 | 17222.9 | 23220.07
Storage | 611.5673 | 4350.89 | 7241.01 | 13747.41 | 25594.85 | Storage | 611.5673 | 4006.64 | 2085.91 | 4281.11 | 13613.32
Total Generation | 146262.0241 | 157094.26 | 170118.84 | 199859.89 | 249749.77 | Total Generation | 146262.0241 | 154487.51 | 166566.83 | 209495.4 | 251370.41
RE Generation | 47261.0234 | 67736.9 | 113383.36 | 148001.61 | 191155.25 | RE Generation | 47261.0234 | 67714.61 | 114978.76 | 155290.71 | 206324.36
ZE Generation | 93301.0914 | 100425.75 | 148068.4 | 190087.15 | 249749.77 | ZE Generation | 93301.0914 | 100059.21 | 144508.7 | 187909.95 | 251370.41
Load | 151386.1805 | 152339.09 | 162198.06 | 184696.76 | 221678.78 | Load | 151386.1805 | 150046.54 | 164255.35 | 204790.66 | 236334.45
Load+Charge | 151772.6874 | 157094.88 | 170119.41 | 199860.47 | 249749.78 | Load+Charge | 151772.6874 | 154488.12 | 166567.39 | 209495.97 | 251370.42
% RE [RE/Load] | 31.22% | 44.46% | 69.9% | 80.13% | 86.23% | % RE [RE/Load] | 31.22% | 45.13% | 70% | 75.83% | 87.3%
% ZE [ZE/(Load+Charge)] | 61.47% | 63.93% | 87.04% | 95.11% | 100% | % ZE [ZE/(Load+Charge)] | 61.47% | 64.77% | 86.76% | 89.7% | 100%
Emissions (million tons) | [5 empty] | Emissions (million tons)
| 2019 | 2025 | 2030 | 2035 | 2040 |  | 2019 | 2025 | 2030 | 2035 | 2040
CO2 Emissions | 22.24 | 23.7366 | 8.5823 | 3.43 | 0 | CO2 Emissions | 22.24 | 22.861 | 8.9803 | 8.7807 | 0
S1 Scenario: Low Operating Costs DEFRs | [5 empty] | S2 Scenario: Low Operating Costs DEFRs
Installed Capacity (MW) | [5 empty] | Installed Capacity (MW)
| 2019 | 2025 | 2030 | 2035 | 2040 |  | 2019 | 2025 | 2030 | 2035 | 2040
Nuclear | 5400.1001 | 3346.1 | 3363.5 | 3364.2 | 3364.2 | Nuclear | 5400.1001 | 3346.1 | 3346.1 | 3364.2 | 3364.2
Fossil | 26262 | 21309.83 | 21234.15 | 21236.15 | 0 | Fossil | 26262 | 19988.2 | 17650 | 16070.54 | 0
DEFR - HcLo | 0 | 0 | 0 | 0 | 4620.52 | DEFR - HcLo | 0 | 0 | 0 | 0 | 0
DEFR - McMo | 0 | 0 | 0 | 0 | 0 | DEFR - McMo | 0 | 0 | 819.31 | 3990.04 | 27237.45
DEFR - LcHo | 0 | 0 | 419.64 | 7370.94 | 40639.03 | DEFR - LcHo | 0 | 0 | 0 | 0 | 0
Hydro | 6330.7199 | 6301.86 | 7537.06 | 7539.66 | 7540.06 | Hydro | 6330.7199 | 6414.52 | 7660.27 | 7583.76 | 7584.16
LBW | 1985.3 | 3334.78 | 9061.61 | 11493.8 | 16556.6 | LBW | 1985.3 | 3137.78 | 5979.33 | 12436.9 | 19087.2
OSW | 0 | 1826 | 5036 | 9000 | 9000 | OSW | 0 | 1826 | 7436 | 9000 | 9000
UPV | 31.5 | 4676.1 | 4676.1 | 4676.1 | 4676.1 | UPV | 31.5 | 4676.1 | 4676.1 | 4676.1 | 4676.1
BTM-PV | 2116 | 6834 | 10055 | 10828 | 11198 | BTM-PV | 2116 | 6000 | 9523 | 11601 | 15764
Storage | 1405.1 | 2909.9 | 4409.9 | 5190.72 | 10155.44 | Storage | 1405.1 | 2909.9 | 4409.9 | 6136.89 | 12809.9
Total | 43838.1199 | 50762.67 | 66438.2 | 88295.71 | 107749.95 | Total | 43838.1199 | 48522.7 | 62543.42 | 79074.57 | 99523.01
Generation (GWh) | [5 empty] | Generation (GWh)
| 2019 | 2025 | 2030 | 2035 | 2040 |  | 2019 | 2025 | 2030 | 2035 | 2040
Nuclear | 45428.5007 | 28337.96 | 27444.03 | 28338.13 | 27092.16 | Nuclear | 45428.5007 | 28337.96 | 27444.03 | 28338.13 | 27092.16
Fossil | 50519.6659 | 54173.71 | 19985.85 | 18019.23 | 0 | Fossil | 50519.6659 | 52436.5 | 19777.8 | 29494.38 | 0
DEFR - HcLo | 0 | 0 | 0 | 0 | 40586.62 | DEFR - HcLo | 0 | 0 | 0 | 0 | 0
DEFR - McMo | 0 | 0 | 0 | 0 | 0 | DEFR - McMo | 0 | 0 | 0 | 0 | 36030.69
DEFR - LcHo | 0 | 0 | 0 | 0 | 1255.22 | DEFR - LcHo | 0 | 0 | 0 | 0 | 0
Hydro | 40033.5704 | 36417.65 | 46342.39 | 46392.32 | 46391.01 | Hydro | 40033.5704 | 36417.65 | 46342.39 | 46392.32 | 46391.01
LBW | 4415.606 | 8189.24 | 26971.24 | 34929.22 | 51481.57 | LBW | 4415.606 | 7518.12 | 16790.39 | 37700.64 | 59361.62
OSW | 0 | 7331.05 | 20185.51 | 35459.62 | 35646.87 | OSW | 0 | 7331.05 | 28865.32 | 35202.76 | 35392.09
UPV | 50.522 | 8816.62 | 8816.21 | 8816.92 | 8818.83 | UPV | 50.522 | 8816.62 | 8816.21 | 8816.92 | 8818.83
BTM-PV | 2761.325 | 7483.13 | 11068.01 | 11982.95 | 12453.96 | BTM-PV | 2761.325 | 7631.17 | 14461.34 | 17222.9 | 23220.07
Storage | 611.5673 | 4346.78 | 7014.66 | 10454.44 | 20894.71 | Storage | 611.5673 | 4006.64 | 2146.67 | 4118.48 | 135.87
Total Generation | 146262.0241 | 157087.93 | 169819.69 | 196384.62 | 244620.95 | Total Generation | 146262.0241 | 154487.5 | 166635.94 | 209278.32 | 236442.34
RE Generation | 47261.0234 | 68237.69 | 113383.36 | 137581.03 | 154792.24 | RE Generation | 47261.0234 | 67714.61 | 115275.65 | 145335.54 | 173183.62
ZE Generation | 93301.0914 | 100922.43 | 147842.05 | 176373.6 | 244620.95 | ZE Generation | 93301.0914 | 100059.21 | 144866.35 | 177792.15 | 236442.34
Load | 151386.1805 | 152335.91 | 162116.67 | 184968.79 | 221827.96 | Load | 151386.1805 | 150046.54 | 164255.35 | 204724.68 | 236334.45
Load+Charge | 151772.6874 | 157088.54 | 169820.26 | 196385.21 | 244620.97 | Load+Charge | 151772.6874 | 154488.12 | 166636.5 | 209278.9 | 236442.35
% RE [RE/Load] | 31.22% | 44.79% | 69.94% | 74.38% | 69.78% | % RE [RE/Load] | 31.22% | 45.13% | 70.18% | 70.99% | 73.28%
% ZE [ZE/(Load+Charge)] | 61.47% | 64.25% | 87.06% | 89.81% | 100% | % ZE [ZE/(Load+Charge)] | 61.47% | 64.77% | 86.94% | 84.95% | 100%
Emissions (million tons) | [5 empty] | Emissions (million tons)
| 2019 | 2025 | 2030 | 2035 | 2040 |  | 2019 | 2025 | 2030 | 2035 | 2040
CO2 Emissions | 22.24 | 23.5269 | 8.5319 | 7.7519 | 0 | CO2 Emissions | 22.24 | 22.8667 | 8.8746 | 12.9207 | 0
S1 Scenario: High Operating Costs DEFRs | [5 empty] | S2 Scenario: High Operating Costs DEFRs
Installed Capacity (MW) | [5 empty] | Installed Capacity (MW)
| 2019 | 2025 | 2030 | 2035 | 2040 |  | 2019 | 2025 | 2030 | 2035 | 2040
Nuclear | 5400.1001 | 3346.1 | 3363.5 | 3364.2 | 3364.2 | Nuclear | 5400.1001 | 3346.1 | 3346.1 | 3364.2 | 3364.2
Fossil | 26262 | 21309.83 | 21231.7 | 21233.7 | 0 | Fossil | 26262 | 19988.2 | 17650 | 16070.54 | 0
DEFR - HcLo | 0 | 0 | 0 | 0 | 3049.1 | DEFR - HcLo | 0 | 0 | 0 | 0 | 0
DEFR - McMo | 0 | 0 | 0 | 0 | 0 | DEFR - McMo | 0 | 0 | 819.31 | 3990.04 | 27162.55
DEFR - LcHo | 0 | 0 | 419.64 | 6984.58 | 41163.02 | DEFR - LcHo | 0 | 0 | 0 | 0 | 0
Hydro | 6330.7199 | 6302.27 | 7537.47 | 7540.08 | 7540.48 | Hydro | 6330.7199 | 6414.52 | 7660.27 | 7583.76 | 7584.16
LBW | 1985.3 | 3334.78 | 9086.2 | 12611.9 | 19087.2 | LBW | 1985.3 | 3137.78 | 5889.83 | 12366.4 | 19087.2
OSW | 0 | 1826 | 5036 | 9000 | 9000 | OSW | 0 | 1826 | 7436 | 9000 | 10440
UPV | 31.5 | 4676.1 | 4676.1 | 4676.1 | 9863.1 | UPV | 31.5 | 4676.1 | 4676.1 | 16130.19 | 31287.82
BTM-PV | 2116 | 6834 | 10055 | 10828 | 11198 | BTM-PV | 2116 | 6000 | 9523 | 11601 | 15764
Storage | 1405.1 | 2909.9 | 4409.9 | 5955.94 | 13356.58 | Storage | 1405.1 | 2909.9 | 4409.9 | 6147.47 | 12809.9
Total | 43838.1199 | 50763.08 | 66460.75 | 89404.28 | 117621.68 | Total | 43838.1199 | 48522.7 | 62453.92 | 90468.74 | 127499.83
Generation (GWh) | [5 empty] | Generation (GWh)
| 2019 | 2025 | 2030 | 2035 | 2040 |  | 2019 | 2025 | 2030 | 2035 | 2040
Nuclear | 45428.5007 | 28337.96 | 27444.03 | 28338.13 | 27092.16 | Nuclear | 45428.5007 | 28337.96 | 27444.03 | 28338.13 | 27092.16
Fossil | 50519.6659 | 54173.61 | 19987.34 | 14459.34 | 0 | Fossil | 50519.6659 | 52436.5 | 20066.34 | 15953.06 | 0
DEFR - HcLo | 0 | 0 | 0 | 0 | 26783.26 | DEFR - HcLo | 0 | 0 | 0 | 0 | 0
DEFR - McMo | 0 | 0 | 0 | 0 | 0 | DEFR - McMo | 0 | 0 | 0 | 0 | 0
DEFR - LcHo | 0 | 0 | 0 | 0 | 374.13 | DEFR - LcHo | 0 | 0 | 0 | 0 | 0
Hydro | 40033.5704 | 36417.65 | 46342.39 | 46392.37 | 46377.37 | Hydro | 40033.5704 | 36417.65 | 46342.39 | 46392.32 | 46391.01
LBW | 4415.606 | 8189.24 | 26971.24 | 38296.81 | 59361.62 | LBW | 4415.606 | 7518.12 | 16493.5 | 37460.47 | 59361.62
OSW | 0 | 7331.05 | 20185.51 | 35459.62 | 35646.87 | OSW | 0 | 7331.05 | 28865.32 | 35232.29 | 41325.06
UPV | 50.522 | 8816.62 | 8816.21 | 8816.92 | 15439.85 | UPV | 50.522 | 8816.62 | 8816.21 | 22740.49 | 40783.89
BTM-PV | 2761.325 | 7483.13 | 11068.01 | 11982.95 | 12453.96 | BTM-PV | 2761.325 | 7631.17 | 14461.34 | 17222.9 | 23220.07
Storage | 611.5673 | 4346.56 | 7003.88 | 10140.91 | 21885.68 | Storage | 611.5673 | 4006.64 | 2085.91 | 5374.26 | 17418.69
Total Generation | 146262.0241 | 157087.61 | 169810.4 | 195878.84 | 245414.9 | Total Generation | 146262.0241 | 154487.5 | 166566.83 | 210705.71 | 255592.5
RE Generation | 47261.0234 | 68237.69 | 113383.36 | 140948.67 | 169279.67 | RE Generation | 47261.0234 | 67714.61 | 114978.76 | 159048.47 | 211081.65
ZE Generation | 93301.0914 | 100922.21 | 147831.27 | 179427.71 | 245414.9 | ZE Generation | 93301.0914 | 100059.21 | 144508.7 | 192760.86 | 255592.5
Load | 151386.1805 | 152335.77 | 162121.7 | 184696.76 | 221276.82 | Load | 151386.1805 | 150046.54 | 164255.35 | 204788.52 | 236334.45
Load+Charge | 151772.6874 | 157088.23 | 169810.98 | 195879.43 | 245414.9 | Load+Charge | 151772.6874 | 154488.12 | 166567.39 | 210706.29 | 255592.5
% RE [RE/Load] | 31.22% | 44.79% | 69.94% | 76.31% | 76.5% | % RE [RE/Load] | 31.22% | 45.13% | 70% | 77.66% | 89.31%
% ZE [ZE/(Load+Charge)] | 61.47% | 64.25% | 87.06% | 91.6% | 100% | % ZE [ZE/(Load+Charge)] | 61.47% | 64.77% | 86.76% | 91.48% | 100%
Emissions (million tons) | [5 empty] | Emissions (million tons)
| 2019 | 2025 | 2030 | 2035 | 2040 |  | 2019 | 2025 | 2030 | 2035 | 2040
CO2 Emissions | 22.24 | 23.5268 | 8.5021 | 6.1999 | 0 | CO2 Emissions | 22.24 | 22.8667 | 8.98 | 7.2807 | 0
S1 Scenario: Remove Declining Capacity Value Curves | [5 empty] | S2 Scenario: Remove Declining Capacity Value Curve
Installed Capacity (MW) | [5 empty] | Installed Capacity (MW)
| 2019 | 2025 | 2030 | 2035 | 2040 |  | 2019 | 2025 | 2030 | 2035 | 2040
Nuclear | 5400.1001 | 3346.1 | 3363.5 | 3364.2 | 3364.2 | Nuclear | 5400.1001 | 3346.1 | 3346.1 | 3364.2 | 3364.2
Fossil | 26262 | 19185.55 | 18423.66 | 18425.66 | 0 | Fossil | 26262 | 15270.52 | 11087.91 | 9340.63 | 0
DEFR - HcLo | 0 | 0 | 0 | 0 | 3853.49 | DEFR - HcLo | 0 | 0 | 0 | 0 | 0
DEFR - McMo | 0 | 0 | 0 | 0 | 0 | DEFR - McMo | 0 | 0 | 0 | 0 | 0
DEFR - LcHo | 0 | 0 | 0 | 0 | 7305.9 | DEFR - LcHo | 0 | 0 | 0 | 0 | 0
Hydro | 6330.7199 | 6293.77 | 7528.97 | 7531.57 | 7531.76 | Hydro | 6330.7199 | 6369.76 | 7615.52 | 7539.01 | 7539.41
LBW | 1985.3 | 3636.03 | 9969.43 | 13012.76 | 19087.2 | LBW | 1985.3 | 3137.78 | 7547.2 | 12904.4 | 19087.2
OSW | 0 | 1826 | 4316 | 9000 | 9000 | OSW | 0 | 1826 | 4316 | 9000 | 10440
UPV | 31.5 | 4676.1 | 4676.1 | 4676.1 | 4676.1 | UPV | 31.5 | 4676.1 | 9869.74 | 16109.57 | 31220.2
BTM-PV | 2116 | 6834 | 10055 | 10828 | 11198 | BTM-PV | 2116 | 6000 | 9523 | 11601 | 15764
Storage | 1405.1 | 2909.9 | 4409.9 | 8668.25 | 37247.14 | Storage | 1405.1 | 3565.38 | 4409.9 | 8594.65 | 27997.01
Total | 43838.1199 | 48931.55 | 62968.16 | 75731.74 | 103263.79 | Total | 43838.1199 | 44415.74 | 57939.47 | 78678.56 | 115412.02
Generation (GWh) | [5 empty] | Generation (GWh)
| 2019 | 2025 | 2030 | 2035 | 2040 |  | 2019 | 2025 | 2030 | 2035 | 2040
Nuclear | 45428.5007 | 28337.96 | 27444.03 | 28338.13 | 27092.16 | Nuclear | 45428.5007 | 28337.96 | 27444.03 | 28338.13 | 27092.16
Fossil | 50519.6659 | 53251.45 | 19895.94 | 13466.95 | 0 | Fossil | 50519.6659 | 52538.73 | 20279.42 | 14248.39 | 0
DEFR - HcLo | 0 | 0 | 0 | 0 | 33849.05 | DEFR - HcLo | 0 | 0 | 0 | 0 | 0
DEFR - McMo | 0 | 0 | 0 | 0 | 0 | DEFR - McMo | 0 | 0 | 0 | 0 | 0
DEFR - LcHo | 0 | 0 | 0 | 0 | 0 | DEFR - LcHo | 0 | 0 | 0 | 0 | 0
Hydro | 40033.5704 | 36416.4 | 46341.14 | 46392.32 | 46391.01 | Hydro | 40033.5704 | 36417.55 | 46342.29 | 46392.32 | 46391.01
LBW | 4415.606 | 9191.72 | 29910.35 | 39632.82 | 59361.62 | LBW | 4415.606 | 7518.12 | 21815.48 | 39247.16 | 59361.62
OSW | 0 | 7331.05 | 17247.65 | 35247 | 35435.97 | OSW | 0 | 7331.05 | 17247.65 | 35247 | 41339.64
UPV | 50.522 | 8816.62 | 8816.21 | 8816.92 | 8818.83 | UPV | 50.522 | 8816.62 | 15112 | 22737.59 | 40718.92
BTM-PV | 2761.325 | 7483.13 | 11068.01 | 11982.95 | 12453.96 | BTM-PV | 2761.325 | 7631.17 | 14461.34 | 17222.9 | 23220.07
Storage | 611.5673 | 4373.72 | 6598.13 | 11495.62 | 22176.35 | Storage | 611.5673 | 4961.51 | 4058.09 | 6693.5 | 17427.93
Total Generation | 146262.0241 | 157193.84 | 169313.25 | 197364.5 | 245578.95 | Total Generation | 146262.0241 | 155544.5 | 168752.09 | 212118.78 | 255551.35
RE Generation | 47261.0234 | 69238.92 | 113383.36 | 142072.01 | 162461.39 | RE Generation | 47261.0234 | 67714.51 | 114978.76 | 160846.97 | 211031.26
ZE Generation | 93301.0914 | 101950.6 | 147425.52 | 181905.76 | 245578.95 | ZE Generation | 93301.0914 | 101013.98 | 146480.88 | 195878.6 | 255551.35
Load | 151386.1805 | 152472.02 | 162015.16 | 184696.76 | 221131.8 | Load | 151386.1805 | 150046.54 | 164255.35 | 204701.46 | 236334.45
Load+Charge | 151772.6874 | 157194.43 | 169313.82 | 197365.07 | 245578.96 | Load+Charge | 151772.6874 | 155545.11 | 168752.64 | 212119.36 | 255551.37
% RE [RE/Load] | 31.22% | 45.41% | 69.98% | 76.92% | 73.47% | % RE [RE/Load] | 31.22% | 45.13% | 70% | 78.58% | 89.29%
% ZE [ZE/(Load+Charge)] | 61.47% | 64.86% | 87.07% | 92.17% | 100% | % ZE [ZE/(Load+Charge)] | 61.47% | 64.94% | 86.8% | 92.34% | 100%
Emissions (million tons) | [5 empty] | Emissions (million tons)
| 2019 | 2025 | 2030 | 2035 | 2040 |  | 2019 | 2025 | 2030 | 2035 | 2040
CO2 Emissions | 22.24 | 23.1481 | 8.3194 | 5.5806 | 0 | CO2 Emissions | 22.24 | 23.3612 | 8.4185 | 5.8624 | 0

## Appendix H
H.1 Contract Case Results
Figure 101: Projected Baseline Case Results 2021-2040
Case Summary | 2021 | 2022 | 2023 | 2024 | 2025 | 2026 | 2027 | 2028 | 2029 | 2030
NYCA-Wide Production Cost ($M) | 2906.4859 | 2767.4 | 3038.5243 | 3005.8898 | 3097.6791 | 3196.1135 | 3285.6951 | 3531.5736 | 3655.7748 | 3856.1164
NYCA Demand Congestion ($M) | 819.2617 | 442.2671 | 238.2229 | 124.6493 | 102.7653 | 122.1375 | 119.1808 | 130.2019 | 147.5391 | 156.7336
Load LBMP Payment ($M) | 4915.3436 | 4641.3485 | 5259.9938 | 5193.554 | 5519.3686 | 5855.0978 | 6116.6383 | 6500.3895 | 6977.5025 | 7306.9555
Generator LBMP Payment ($M) | 3600.6494 | 3525.7245 | 4235.013 | 4217.6969 | 4522.7479 | 4775.9019 | 5031.5299 | 5324.9994 | 5715.2792 | 5984.5997
Load Payment Losses ($M) | 322.4876 | 317.4521 | 371.6446 | 332.7597 | 351.1588 | 363.5811 | 384.3443 | 403.8541 | 445.4457 | 463.7755
SO2 Costs ($M) | 0.00026781 | 0.00028902 | 0.00030209 | 0.00030477 | 0.00030166 | 0.00029889 | 0.00029622 | 0.00030186 | 0.00029826 | 0.00030254
SO2 Emission (Short Tons) | 532.3789 | 543.808 | 547.8471 | 550.2436 | 546.9673 | 545.7314 | 544.4089 | 548.4455 | 545.43 | 547.7001
CO2 Costs ($M) | 224.7793 | 267.6619 | 304.8095 | 331.3643 | 354.8441 | 379.4048 | 404.992 | 442.4931 | 473.2045 | 516.542
CO2 Emission (Short Tons) | 25571.432 | 28285.7495 | 30026.6218 | 30302.0421 | 29985.6777 | 29703.6816 | 29432.1738 | 29831.9721 | 29614.7611 | 29995.9869
NOX Costs ($M) | 5.378 | 2.0734 | 0.75166 | 0.33267 | 0.1604 | 0.082845 | 0.085392 | 0.085411 | 0.084859 | 0.085639
NOX Emission (Short Tons) | 9795.1164 | 10496.3839 | 11016.5524 | 11028.8699 | 10979.0748 | 10788.9579 | 10760.1352 | 10856.7728 | 10846.7336 | 10860.6665
NYCA Avg. LBMP ($/MWh) | 30.0614 | 28.4867 | 32.3981 | 31.9117 | 34.1571 | 36.3464 | 37.8925 | 40.1023 | 42.7559 | 44.5683
Case Summary | 2031 | 2032 | 2033 | 2034 | 2035 | 2036 | 2037 | 2038 | 2039 | 2040
NYCA-Wide Production Cost ($M) | 3985.0901 | 4303.234 | 4523.037 | 4798.1015 | 5041.999 | 5356.6236 | 5614.2943 | 5996.1678 | 6253.7381 | 6762.6048
NYCA Demand Congestion ($M) | 171.8154 | 187.8089 | 209.3521 | 208.9989 | 234.0137 | 256.0665 | 270.1639 | 307.7383 | 340.9141 | 345.3546
Load LBMP Payment ($M) | 7628.2557 | 8060.4654 | 8457.4068 | 8854.1585 | 9341.1601 | 9822.5739 | 10277.0537 | 10891.9304 | 11327.6901 | 12203.0504
Generator LBMP Payment ($M) | 6253.2883 | 6554.6557 | 6860.2656 | 7146.2705 | 7478.0728 | 7910.0653 | 8212.3196 | 8668.8295 | 8969.4312 | 9615.9018
Load Payment Losses ($M) | 491.9637 | 519.3732 | 554.9946 | 576.8254 | 620.1352 | 652.2628 | 692.3934 | 732.4699 | 774.8458 | 829.9809
SO2 Costs ($M) | 0.00030618 | 0.00030437 | 0.00030469 | 0.00031021 | 0.0003096 | 0.00031712 | 0.00032002 | 0.00032818 | 0.00033089 | 0.00034159
SO2 Emission (Short Tons) | 549.3724 | 549.7548 | 548.6392 | 551.495 | 551.2901 | 556.0799 | 556.6347 | 561.8821 | 565.7394 | 569.8679
CO2 Costs ($M) | 563.5812 | 605.2711 | 652.7364 | 715.525 | 768.8785 | 847.8764 | 921.6086 | 1011.5525 | 1090.9955 | 1214.809
CO2 Emission (Short Tons) | 30357.3895 | 30254.6434 | 30266.4807 | 30827.9625 | 30753.1829 | 31513.149 | 31829.7353 | 32474.7103 | 32544.9062 | 33688.444
NOX Costs ($M) | 0.090689 | 0.088106 | 0.090237 | 0.092336 | 0.092304 | 0.094038 | 0.093183 | 0.096945 | 0.09897 | 0.10243
NOX Emission (Short Tons) | 11084.0052 | 10945.7464 | 11086.2272 | 11116.8954 | 11221.1262 | 11400.262 | 11499.5778 | 11705.5933 | 11775.7622 | 12189.3865
NYCA Avg. LBMP ($/MWh) | 46.296 | 48.5888 | 50.5271 | 52.4354 | 54.688 | 56.9817 | 58.8722 | 61.724 | 63.287 | 67.1184
Figure 102: Projected Baseline Case Production Costs (2021-2040) by Zone (nominal $)
Production Cost ($M) | 2021 | 2022 | 2023 | 2024 | 2025 | 2026 | 2027 | 2028 | 2029 | 2030
West | 30.1285 | 38.6125 | 54.9484 | 54.9053 | 70.9555 | 85.0366 | 85.9896 | 91.6748 | 95.6823 | 103.002
Genesee | 43.4462 | 42.1863 | 43.8937 | 48.2734 | 48.5943 | 51.6212 | 57.4714 | 54.5365 | 57.302 | 64.1863
Central | 309.6545 | 342.986 | 395.4349 | 408.3207 | 442.428 | 455.5799 | 475.2223 | 491.3572 | 522.735 | 535.4029
North | 1.1568 | 1.4258 | 2.8589 | 5.6536 | 7.8157 | 8.6926 | 8.8543 | 7.4282 | 9.0152 | 9.0262
Mohawk Valley | 1.3478 | 1.5284 | 1.9153 | 3.1241 | 4.8091 | 5.8794 | 5.7038 | 3.9948 | 6.8778 | 6.0456
Capital | 454.2122 | 442.0295 | 492.9203 | 484.2695 | 491.3616 | 523.9336 | 539.5286 | 575.0352 | 608.7855 | 656.8412
Hudson Valley | 207.8966 | 235.3509 | 268.5934 | 272.3523 | 280.6715 | 297.6638 | 303.7021 | 317.0001 | 340.6924 | 369.7706
Millwood | 22.3577 | 5.8292 | 5.7881 | 5.8784 | 5.9605 | 6.0863 | 6.2095 | 6.3735 | 6.4651 | 6.5691
Dunwoodie | 0 | 0 | 0 | 0 | 0 | 0 | 0 | 0 | 0 | 0
NY City | 820.1264 | 751.7807 | 908.0604 | 865.4696 | 907.7928 | 922.0379 | 974.4254 | 1051.1315 | 1104.1999 | 1145.5927
Long Island | 289.6116 | 263.2701 | 270.3859 | 274.2626 | 275.051 | 282.4289 | 294.915 | 310.4063 | 332.0901 | 351.4667
NYCA Total | 2179.9382 | 2124.9996 | 2444.7994 | 2422.5095 | 2535.44 | 2638.96 | 2752.022 | 2908.9381 | 3083.8454 | 3247.9031
NYCA Imports | 1023.285 | 920.1508 | 1004.2654 | 922.1007 | 1038.2923 | 1183.8105 | 1207.5493 | 1286.3896 | 1402.6962 | 1466.5756
NYCA Exports | 296.7373 | 277.7505 | 410.5404 | 338.7204 | 476.0532 | 626.657 | 673.8761 | 663.754 | 830.7669 | 858.3623
NYCA + Imports - Exports | 2906.4859 | 2767.4 | 3038.5243 | 3005.8898 | 3097.6791 | 3196.1135 | 3285.6951 | 3531.5736 | 3655.7748 | 3856.1164
Total IESO | 1269.4689 | 1295.5693 | 1477.1656 | 1439.2925 | 1795.3106 | 2557.9234 | 2732.2498 | 2778.1854 | 3394.4152 | 3675.6548
Total PJM | 14175.3335 | 13602.1153 | 15500.8725 | 15482.7203 | 16360.2131 | 16898.9566 | 17596.757 | 18569.7348 | 19207.8535 | 19936.5121
Total ISONE | 2484.6643 | 2342.0815 | 2570.2186 | 2597.0436 | 2723.7125 | 2893.6869 | 3085.2055 | 3298.9745 | 3555.0901 | 3831.923
Total System | 20109.4049 | 19364.7658 | 21993.0561 | 21941.566 | 23414.6762 | 24989.5269 | 26166.2342 | 27555.8328 | 29241.2043 | 30691.9929
Production Cost ($M) | 2031 | 2032 | 2033 | 2034 | 2035 | 2036 | 2037 | 2038 | 2039 | 2040
West | 109.7354 | 112.2407 | 112.7982 | 117.6668 | 123.6315 | 133.1049 | 134.8532 | 146.4401 | 141.7454 | 160.1464
Genesee | 61.1036 | 63.5884 | 68.519 | 64.8745 | 67.0341 | 73.5022 | 70.0759 | 71.4629 | 79.1681 | 76.1494
Central | 567.4257 | 577.6878 | 603.7844 | 622.3101 | 637.5143 | 662.6268 | 689.7117 | 708.8246 | 731.2952 | 758.9096
North | 9.16 | 10.197 | 9.65 | 8.3958 | 10.4378 | 11.2761 | 11.3184 | 9.7327 | 11.3008 | 12.8695
Mohawk Valley | 6.634 | 6.9672 | 7.5835 | 5.7142 | 6.7353 | 6.8269 | 7.2577 | 8.5557 | 8.7542 | 10.6761
Capital | 678.9323 | 736.4101 | 747.7788 | 792.0008 | 828.8263 | 888.3222 | 920.6134 | 990.1968 | 1009.7387 | 1120.8044
Hudson Valley | 385.6744 | 401.5696 | 402.2307 | 427.6533 | 463.649 | 496.3031 | 511.7862 | 547.4923 | 554.9188 | 606.404
Millwood | 6.66 | 6.802 | 6.8962 | 6.9944 | 7.0898 | 7.2066 | 7.2957 | 7.3974 | 7.5071 | 7.6099
Dunwoodie | 0 | 0 | 0 | 0 | 0 | 0 | 0 | 0 | 0 | 0
NY City | 1197.7187 | 1231.4303 | 1342.4604 | 1391.0498 | 1437.8719 | 1502.471 | 1582.2896 | 1656.0235 | 1748.5531 | 1833.5772
Long Island | 365.1141 | 381.9687 | 404.0604 | 416.5626 | 442.6669 | 469.1192 | 487.3339 | 512.0439 | 536.5447 | 570.6634
NYCA Total | 3388.1582 | 3528.8618 | 3705.7617 | 3853.2224 | 4025.4569 | 4250.759 | 4422.5356 | 4658.17 | 4829.526 | 5157.81
NYCA Imports | 1507.9337 | 1617.9167 | 1689.4084 | 1767.164 | 1864.3594 | 1963.0736 | 2026.6425 | 2173.1648 | 2263.7065 | 2427.5564
NYCA Exports | 911.0018 | 843.5444 | 872.1332 | 822.2849 | 847.8174 | 857.209 | 834.8838 | 835.167 | 839.4944 | 822.7615
NYCA + Imports - Exports | 3985.0901 | 4303.234 | 4523.037 | 4798.1015 | 5041.999 | 5356.6236 | 5614.2943 | 5996.1678 | 6253.7381 | 6762.6048
Total IESO | 3829.8029 | 3513.6513 | 3451.8079 | 3471.35 | 3540.4504 | 3576.5229 | 3648.1376 | 3721.0943 | 3763.6828 | 3805.2954
Total PJM | 20701.5587 | 21113.168 | 21913.1791 | 22697.1264 | 23127.4511 | 23799.9709 | 24656.5854 | 25162.5631 | 25886.9612 | 26933.2405
Total ISONE | 3953.3409 | 4135.5325 | 4335.2808 | 4475.4757 | 4650.1636 | 4836.6057 | 4997.1838 | 5211.5668 | 5386.2995 | 5606.6359
Total System | 31872.8607 | 32291.2136 | 33406.0295 | 34497.1745 | 35343.5221 | 36463.8585 | 37724.4423 | 38753.3941 | 39866.4696 | 41502.9817
Figure 103: Projected Baseline Case Generation (2021-2040) by Zone
Generation (GWh) | 2021 | 2022 | 2023 | 2024 | 2025 | 2026 | 2027 | 2028 | 2029 | 2030
West | 18199.7204 | 18882.433 | 19666.7252 | 19722.8216 | 20128.5943 | 20410.8042 | 20384.6866 | 20483.5997 | 20507.6667 | 20594.8823
Genesee | 5548.4368 | 5235.1554 | 5308.4177 | 5827.1885 | 5483.0512 | 5553.8641 | 6009.9184 | 5591.5821 | 5617.0366 | 6079.3972
Central | 30659.124 | 31812.786 | 34473.8963 | 34488.2634 | 35950.6783 | 34958.9532 | 35928.6151 | 34966.0885 | 36137.4334 | 34963.6467
North | 9468.5278 | 9544.0588 | 9625.5173 | 9704.0753 | 9746.828 | 9770.3657 | 9777.9444 | 9767.8147 | 9778.6728 | 9778.788
Mohawk Valley | 3806.6905 | 4272.1404 | 4631.7987 | 4812.8427 | 4917.6537 | 5002.085 | 5054.6957 | 5065.5124 | 5153.5783 | 5175.2002
Capital | 15096.9281 | 16850.2507 | 17503.3459 | 17863.6713 | 17237.0567 | 17300.9 | 17058.9993 | 17425.4758 | 17248.1446 | 17815.2511
Hudson Valley | 7795.2878 | 9540.0819 | 9965.3349 | 10295.7406 | 10090.3275 | 10172.4706 | 10037.9503 | 10060.0779 | 10097.4844 | 10548.844
Millwood | 2637.688 | 454.0808 | 460.985 | 470.8222 | 474.3555 | 479.4658 | 483.5866 | 489.5756 | 491.2832 | 494.1442
Dunwoodie | 74.7723 | 82.7027 | 88.5971 | 98.9946 | 103.8998 | 107.7172 | 111.66 | 116.649 | 121.6784 | 124.8818
NY City | 22596.0973 | 23247.7457 | 25575.1314 | 24665.6815 | 24448.0779 | 23818.4384 | 24017.4994 | 24486.8325 | 24174.0296 | 23947.7436
Long Island | 8148.8991 | 8434.695 | 8084.1664 | 8263.8547 | 8129.5299 | 7999.3878 | 8052.6427 | 8078.4082 | 8079.6967 | 8224.5837
NYCA Total | 124032.1721 | 128356.1304 | 135383.9159 | 136213.9562 | 136710.0528 | 135574.452 | 136918.1985 | 136531.6163 | 137406.7047 | 137747.3627
Total IESO | 154707.1559 | 151934.0877 | 144491.6646 | 150996.3953 | 145891.7136 | 145595.3234 | 146638.5365 | 149180.3603 | 152171.112 | 154251.2135
Total PJM | 807912.8567 | 812614.038 | 823604.6249 | 823484.3783 | 831110.9159 | 838248.8292 | 839805.0583 | 844395.2767 | 846464.6522 | 847978.3925
Total ISONE | 104627.899 | 107241.0898 | 107647.7317 | 108994.8626 | 109644.1769 | 110492.4928 | 111728.4797 | 113706.8466 | 114732.3704 | 117370.6224
Total HQ * | 25204.3821 | 25649.8864 | 25618.5262 | 25640.3279 | 25543.8642 | 25520.498 | 25495.0771 | 25671.5188 | 25565.9615 | 25543.4026
Total System | 1216484.4658 | 1225795.2323 | 1236746.4633 | 1245329.9202 | 1248900.7233 | 1255431.5954 | 1260585.3501 | 1269485.6188 | 1276340.8007 | 1282890.9937
Generation (GWh) | 2031 | 2032 | 2033 | 2034 | 2035 | 2036 | 2037 | 2038 | 2039 | 2040
West | 20633.9247 | 20612.9119 | 20585.4485 | 20626.7726 | 20686.2219 | 20779.4399 | 20731.7734 | 20824.0507 | 20719.8205 | 20944.6156
Genesee | 5653.1172 | 5684.8629 | 6084.8852 | 5659.1809 | 5679.5887 | 6123.7666 | 5681.3447 | 5685.6719 | 6124.9686 | 5713.6234
Central | 36388.369 | 35219.0869 | 36274.957 | 35352.7127 | 36181.9879 | 35348.0476 | 36478.3027 | 35415.042 | 36512.1619 | 35612.0452
North | 9769.4283 | 9799.5192 | 9802.0648 | 9785.5326 | 9794.8678 | 9805.8064 | 9798.4855 | 9776.5623 | 9811.4269 | 9841.5771
Mohawk Valley | 5211.1374 | 5261.613 | 5275.5226 | 5277.7462 | 5313.5376 | 5333.5719 | 5344.8007 | 5373.1578 | 5371.1535 | 5412.6647
Capital | 17773.0736 | 18296.5499 | 18001.9893 | 18633.9059 | 18587.4542 | 19275.4593 | 19490.462 | 20168.5866 | 19952.5923 | 20980.0543
Hudson Valley | 10587.236 | 10583.5554 | 10293.916 | 10546.5125 | 10852.212 | 11190.4301 | 11196.8701 | 11451.3459 | 11319.7122 | 11774.2119
Millwood | 497.1696 | 500.6887 | 502.7779 | 505.1482 | 505.4369 | 509.4276 | 509.7431 | 510.5947 | 511.1052 | 511.8153
Dunwoodie | 128.8757 | 131.8848 | 133.5201 | 136.3798 | 138.6336 | 142.2246 | 143.6308 | 144.5597 | 144.4807 | 145.5779
NY City | 24431.5381 | 24152.063 | 24695.4734 | 25051.2502 | 24789.99 | 24963.0606 | 25463.8977 | 25744.8736 | 26323.165 | 26778.6975
Long Island | 8384.4915 | 8373.0289 | 8476.4926 | 8553.5478 | 8744.2213 | 8814.3663 | 8901.151 | 9000.1165 | 9153.8212 | 9320.0956
NYCA Total | 139458.3611 | 138615.7646 | 140127.0473 | 140128.6892 | 141274.1518 | 142285.6009 | 143740.4617 | 144094.5617 | 145944.408 | 147034.9785
Total IESO | 153937.7579 | 154739.045 | 154763.8336 | 155490.0976 | 155662.7074 | 155780.0809 | 155746.6582 | 155950.4882 | 155987.9578 | 156233.4454
Total PJM | 847814.7016 | 849117.7205 | 849310.8921 | 849426.6732 | 850240.1147 | 850995.4559 | 851110.8644 | 852202.2645 | 852996.8192 | 853336.6308
Total ISONE | 117584.8859 | 117784.2794 | 117886.925 | 118545.7212 | 118444.1725 | 118926.2689 | 119619.3744 | 120031.7885 | 120302.7227 | 120936.8896
Total HQ * | 25531.8626 | 25568.7941 | 25614.1001 | 25592.9206 | 25567.7411 | 25590.7241 | 25516.9269 | 25493.8672 | 25615.8982 | 25644.8145
Total System | 1284327.5691 | 1285825.6035 | 1287702.7981 | 1289184.1018 | 1291188.8875 | 1293578.1307 | 1295734.2856 | 1297772.9701 | 1300847.8059 | 1303186.7589
Figure 104: Projected Baseline Case Generator Payments (2021-2040) by Zone
Generator Payment ($M) | 2021 | 2022 | 2023 | 2024 | 2025 | 2026 | 2027 | 2028 | 2029 | 2030
West | 489.8416 | 499.1008 | 605.6089 | 609.3998 | 672.5742 | 725.1607 | 753.5325 | 806.4725 | 859.0941 | 901.1457
Genesee | 141.4152 | 134.3471 | 159.2009 | 173.8201 | 179.9072 | 193.1697 | 217.3546 | 216.5551 | 233.3797 | 259.6388
Central | 729.2202 | 759.8968 | 963.3215 | 975.6794 | 1093.0048 | 1150.1452 | 1231.7207 | 1268.1959 | 1385.9411 | 1409.0773
North | 212.3041 | 222.456 | 271.7884 | 278.1486 | 303.1359 | 324.4214 | 339.0779 | 358.6763 | 382.0199 | 397.7286
Mohawk Valley | 88.1916 | 100.6627 | 129.2127 | 136.486 | 150.8682 | 162.9299 | 171.3863 | 181.513 | 197.9451 | 207.5145
Capital | 525.0801 | 516.9958 | 581.1202 | 565.8277 | 584.6871 | 623.1961 | 645.7057 | 694.9263 | 740.266 | 792.9873
Hudson Valley | 240.0437 | 272.1906 | 319.4913 | 325.8792 | 341.5429 | 363.0446 | 373.6553 | 395.2424 | 425.6125 | 458.8715
Millwood | 90.1185 | 13.4386 | 15.4322 | 15.2324 | 16.42 | 17.6719 | 18.5316 | 19.871 | 20.8396 | 21.8118
Dunwoodie | 2.5012 | 2.5228 | 3.0518 | 3.3427 | 3.7243 | 4.0512 | 4.3856 | 4.851 | 5.4207 | 5.7975
NY City | 754.2746 | 709.6863 | 880.6983 | 830.8393 | 868.3683 | 892.2218 | 941.4203 | 1020.2272 | 1077.6642 | 1117.7228
Long Island | 327.6585 | 294.4271 | 306.0868 | 303.0417 | 308.5149 | 319.8893 | 334.7594 | 358.4686 | 387.0962 | 412.3039
NYCA Total | 3600.6494 | 3525.7245 | 4235.013 | 4217.6969 | 4522.7479 | 4775.9019 | 5031.5299 | 5324.9994 | 5715.2792 | 5984.5997
Generator Payment ($M) | 2031 | 2032 | 2033 | 2034 | 2035 | 2036 | 2037 | 2038 | 2039 | 2040
West | 937.5485 | 985.3971 | 1021.931 | 1058.7707 | 1110.0338 | 1170.076 | 1204.481 | 1273.0487 | 1295.2402 | 1391.994
Genesee | 253.1495 | 266.0823 | 293.2995 | 286.0686 | 296.4306 | 334.223 | 321.9044 | 339.1482 | 371.6346 | 372.7062
Central | 1500.0574 | 1541.7737 | 1610.902 | 1653.6806 | 1721.9969 | 1810.3307 | 1882.2632 | 1949.9627 | 2013.2551 | 2105.9922
North | 410.5971 | 435.121 | 451.8018 | 466.4759 | 486.5307 | 507.6016 | 522.4395 | 546.7391 | 562.3463 | 599.4002
Mohawk Valley | 214.8069 | 228.8052 | 238.1605 | 247.2013 | 260.539 | 271.9077 | 280.5894 | 296.6273 | 303.2198 | 326.781
Capital | 823.507 | 890.7133 | 911.4409 | 968.3414 | 1012.068 | 1084.1203 | 1128.8898 | 1213.7334 | 1237.0143 | 1376.08
Hudson Valley | 479.3744 | 501.572 | 507.3736 | 540.5141 | 583.7762 | 623.7262 | 644.7744 | 689.9601 | 700.061 | 770.3637
Millwood | 22.9994 | 24.3184 | 24.9505 | 26.6143 | 27.6506 | 28.7182 | 30.6957 | 32.0152 | 32.8107 | 34.9495
Dunwoodie | 6.2027 | 6.658 | 7.0056 | 7.4794 | 7.9457 | 8.4699 | 8.9056 | 9.3809 | 9.625 | 10.3259
NY City | 1175.072 | 1215.7389 | 1306.468 | 1379.6826 | 1426.2873 | 1494.932 | 1581.2478 | 1671.5453 | 1763.4565 | 1892.6822
Long Island | 429.9733 | 458.4759 | 486.9323 | 511.4417 | 544.8138 | 575.9597 | 606.1288 | 646.6687 | 680.7678 | 734.6268
NYCA Total | 6253.2883 | 6554.6557 | 6860.2656 | 7146.2705 | 7478.0728 | 7910.0653 | 8212.3196 | 8668.8295 | 8969.4312 | 9615.9018
Figure 105: Projected Baseline Case Load Payments (2021-2040) by Zone
Load Payment ($M) | 2021 | 2022 | 2023 | 2024 | 2025 | 2026 | 2027 | 2028 | 2029 | 2030
West | 403.4131 | 417.2358 | 522.0731 | 527.1183 | 578.77 | 628.5452 | 658.1517 | 699.8095 | 747.5377 | 782.4291
Genesee | 264.6898 | 264.3267 | 307.5813 | 309.0949 | 331.3091 | 351.8859 | 363.8268 | 386.8847 | 413.0374 | 430.0043
Central | 439.3802 | 443.6311 | 514.0957 | 525.5831 | 575.3561 | 621.5986 | 643.4443 | 683.4551 | 727.855 | 754.7403
North | 125.283 | 157.1566 | 208.3572 | 216.217 | 239.6542 | 260.6322 | 277.1158 | 293.9333 | 312.8076 | 326.1719
Mohawk Valley | 215.1025 | 214.4759 | 251.3607 | 251.259 | 271.5257 | 290.3027 | 303.5949 | 322.7958 | 344.8251 | 361.2815
Capital | 415.2698 | 369.7644 | 405.6728 | 412.0785 | 431.6024 | 456.5103 | 476.8805 | 508.9275 | 545.3929 | 570.3522
Hudson Valley | 308.5145 | 280.4261 | 314.7809 | 302.2021 | 320.323 | 338.1419 | 354.0961 | 375.98 | 401.835 | 420.7725
Millwood | 92.437 | 85.2279 | 96.3357 | 94.6259 | 100.1622 | 106.2025 | 111.5115 | 118.5684 | 127.1566 | 132.8682
Dunwoodie | 189.1915 | 174.4799 | 197.0998 | 191.783 | 201.4631 | 212.0852 | 222.1452 | 236.0948 | 253.3198 | 265.0058
NY City | 1632.7437 | 1501.4902 | 1672.0906 | 1629.7034 | 1707.544 | 1799.2006 | 1884.3943 | 2003.7699 | 2158.4634 | 2262.1193
Long Island | 829.3186 | 733.134 | 770.546 | 733.8889 | 761.6588 | 789.9927 | 821.4772 | 870.1704 | 945.272 | 1001.2103
NYCA Total | 4915.3436 | 4641.3485 | 5259.9938 | 5193.554 | 5519.3686 | 5855.0978 | 6116.6383 | 6500.3895 | 6977.5025 | 7306.9555
Load Payment ($M) | 2031 | 2032 | 2033 | 2034 | 2035 | 2036 | 2037 | 2038 | 2039 | 2040
West | 815.023 | 858.591 | 893.7627 | 930.9404 | 978.0916 | 1032.8212 | 1071.6165 | 1134.7696 | 1170.0058 | 1254.892
Genesee | 447.4059 | 471.9344 | 491.0622 | 511.5403 | 537.7955 | 565.9533 | 587.9519 | 622.5352 | 642.5461 | 691.5698
Central | 779.0178 | 814.8489 | 846.6147 | 874.8231 | 914.714 | 960.5376 | 1000.5147 | 1056.0142 | 1093.696 | 1174.2989
North | 337.6972 | 356.8357 | 370.2364 | 384.116 | 401.0332 | 419.5626 | 432.6872 | 454.7592 | 466.8192 | 497.8826
Mohawk Valley | 373.3214 | 393.2959 | 411.4663 | 429.1811 | 449.5409 | 470.8351 | 486.8226 | 513.8921 | 530.914 | 569.0285
Capital | 595.7435 | 630.4993 | 664.7726 | 695.9563 | 727.9816 | 765.317 | 796.7872 | 840.9119 | 871.3517 | 931.5076
Hudson Valley | 438.3994 | 462.4511 | 485.0503 | 508.1921 | 534.7561 | 561.9691 | 584.9997 | 619.9209 | 645.1029 | 693.6103
Millwood | 138.4874 | 146.0435 | 153.1299 | 160.3549 | 168.9827 | 177.6367 | 186.0029 | 197.2705 | 204.9777 | 220.5905
Dunwoodie | 277.3031 | 293.4833 | 308.499 | 324.0275 | 341.9745 | 360.1258 | 378.8676 | 402.2309 | 419.2845 | 451.5132
NY City | 2364.3017 | 2505.0506 | 2633.5747 | 2768.5718 | 2930.09 | 3088.2905 | 3248.5362 | 3446.4267 | 3595.0886 | 3901.6206
Long Island | 1061.5554 | 1127.4319 | 1199.2381 | 1266.4549 | 1356.2 | 1419.525 | 1502.267 | 1603.1993 | 1687.9035 | 1816.5366
NYCA Total | 7628.2557 | 8060.4654 | 8457.4068 | 8854.1585 | 9341.1601 | 9822.5739 | 10277.0537 | 10891.9304 | 11327.6901 | 12203.0504
Figure 106: Projected Baseline Case Loss Payments (2021-2040) by Zone
Loss Costs ($M) | 2021 | 2022 | 2023 | 2024 | 2025 | 2026 | 2027 | 2028 | 2029 | 2030
West | 13.0837 | 15.1294 | 19.1749 | 14.0603 | 17.922 | 18.3023 | 18.2831 | 17.8078 | 17.8397 | 16.934
Genesee | 6.5635 | 9.2591 | 11.3592 | 9.117 | 11.1019 | 11.8151 | 11.3092 | 12.0397 | 12.2454 | 11.7831
Central | 12.8153 | 13.4775 | 15.9733 | 14.597 | 15.7381 | 16.6045 | 16.7704 | 17.9747 | 18.6419 | 19.2712
North | -3.5565 | -3.0376 | -2.7214 | -2.7683 | -2.3468 | -2.3772 | -2.322 | -2.7101 | -2.8285 | -3.0663
Mohawk Valley | 9.4253 | 9.1461 | 10.5583 | 9.0448 | 9.7345 | 10.3317 | 10.797 | 11.4296 | 12.2238 | 12.7609
Capital | 20.5466 | 19.2769 | 23.2467 | 19.2157 | 20.5196 | 21.1764 | 22.8513 | 24.0078 | 26.8032 | 27.5792
Hudson Valley | 25.0098 | 23.9959 | 27.8356 | 24.3418 | 25.7585 | 26.6418 | 28.459 | 29.9189 | 33.0564 | 34.5502
Millwood | 7.9821 | 7.8698 | 9.2812 | 8.4228 | 8.9256 | 9.3083 | 9.9534 | 10.4749 | 11.6207 | 12.1311
Dunwoodie | 16.3308 | 15.9077 | 18.5544 | 16.9007 | 17.7461 | 18.3673 | 19.5953 | 20.609 | 22.8757 | 23.944
NY City | 150.6446 | 146.1963 | 168.2348 | 155.6513 | 158.6825 | 164.3154 | 175.4291 | 185.1128 | 206.3601 | 216.5087
Long Island | 63.6424 | 60.2311 | 70.1476 | 64.1765 | 67.3769 | 69.0954 | 73.2184 | 77.1889 | 86.6075 | 91.3794
NYCA Total | 322.4876 | 317.4521 | 371.6446 | 332.7597 | 351.1588 | 363.5811 | 384.3443 | 403.8541 | 445.4457 | 463.7755
Loss Costs ($M) | 2031 | 2032 | 2033 | 2034 | 2035 | 2036 | 2037 | 2038 | 2039 | 2040
West | 19.4349 | 16.8225 | 17.1294 | 17.5834 | 18.3954 | 17.5073 | 20.3774 | 19.894 | 21.5702 | 23.1281
Genesee | 13.171 | 12.7485 | 12.4281 | 13.6082 | 14.1376 | 13.7959 | 15.6574 | 16.439 | 16.4358 | 18.8998
Central | 19.8738 | 20.566 | 21.0505 | 22.3925 | 23.2633 | 24.2328 | 25.3813 | 27.5281 | 28.4653 | 31.2718
North | -2.7478 | -3.5846 | -3.6721 | -3.859 | -4.1332 | -4.4025 | -4.3659 | -4.7204 | -4.9943 | -5.629
Mohawk Valley | 13.2942 | 13.9179 | 14.663 | 15.2932 | 16.1201 | 16.9214 | 17.764 | 18.8944 | 19.799 | 21.2364
Capital | 29.2034 | 30.75 | 33.4602 | 34.1903 | 36.3878 | 37.9295 | 39.741 | 41.013 | 43.8048 | 45.5656
Hudson Valley | 36.3371 | 38.6477 | 41.4381 | 42.7097 | 45.8206 | 48.287 | 50.8531 | 53.7078 | 56.8422 | 60.5959
Millwood | 12.7743 | 13.5968 | 14.5489 | 15.0336 | 16.1474 | 17.08 | 17.9642 | 19.0414 | 20.1036 | 21.4723
Dunwoodie | 25.3101 | 27.0729 | 29.0535 | 30.0674 | 32.3575 | 34.2791 | 36.3085 | 38.4771 | 40.7558 | 43.491
NY City | 228.0677 | 244.3455 | 261.7888 | 271.8472 | 293.537 | 311.0284 | 328.9388 | 349.052 | 369.7262 | 396.4808
Long Island | 97.245 | 104.4898 | 113.1061 | 117.9587 | 128.1017 | 135.6038 | 143.7736 | 153.1434 | 162.3371 | 173.4681
NYCA Total | 491.9637 | 519.3732 | 554.9946 | 576.8254 | 620.1352 | 652.2628 | 692.3934 | 732.4699 | 774.8458 | 829.9809
Figure 107: Projected Baseline Case SO2 Emissions Costs (2021-2040) by Zone
SO2 Emissions Costs ($M) | 2021 | 2022 | 2023 | 2024 | 2025 | 2026 | 2027 | 2028 | 2029 | 2030
West | 3.3523e-06 | 5.2036e-06 | 7.2738e-06 | 7.1265e-06 | 9.0225e-06 | 1.0401e-05 | 1.0044e-05 | 1.0176e-05 | 1.0137e-05 | 1.0463e-05
Genesee | 5.1876e-07 | 8.0625e-07 | 8.0247e-07 | 8.6338e-07 | 1.1935e-06 | 1.4167e-06 | 1.4168e-06 | 1.3003e-06 | 1.4002e-06 | 1.4736e-06
Central | 1.9075e-05 | 2.8047e-05 | 3.1001e-05 | 3.4581e-05 | 3.5375e-05 | 3.6556e-05 | 3.4912e-05 | 3.5798e-05 | 3.547e-05 | 3.5989e-05
North | 7.7516e-08 | 1.1237e-07 | 2.7569e-07 | 6.6097e-07 | 8.582e-07 | 9.0653e-07 | 8.7254e-07 | 6.9161e-07 | 8.1613e-07 | 7.9403e-07
Mohawk Valley | 7.8851e-08 | 1.0737e-07 | 1.3519e-07 | 2.7287e-07 | 4.2105e-07 | 4.9671e-07 | 4.5669e-07 | 2.86e-07 | 5.0878e-07 | 4.213e-07
Capital | 5.482e-05 | 6.0404e-05 | 6.2688e-05 | 6.4081e-05 | 6.1152e-05 | 6.1261e-05 | 5.9984e-05 | 6.1193e-05 | 6.0446e-05 | 6.2806e-05
Hudson Valley | 3.316e-05 | 3.6995e-05 | 3.8691e-05 | 4.0172e-05 | 3.8076e-05 | 3.8115e-05 | 3.7381e-05 | 3.8921e-05 | 3.7558e-05 | 3.983e-05
Millwood | 0 | 0 | 0 | 0 | 0 | 0 | 0 | 0 | 0 | 0
Dunwoodie | 0 | 0 | 0 | 0 | 0 | 0 | 0 | 0 | 0 | 0
NY City | 0.00011369 | 0.00011604 | 0.00012732 | 0.00012273 | 0.00012258 | 0.00011778 | 0.0001191 | 0.00012155 | 0.00012021 | 0.0001184
Long Island | 4.3034e-05 | 4.1311e-05 | 3.3908e-05 | 3.4288e-05 | 3.2979e-05 | 3.1959e-05 | 3.2052e-05 | 3.1948e-05 | 3.1712e-05 | 3.2367e-05
NYCA Total | 0.00026781 | 0.00028902 | 0.00030209 | 0.00030477 | 0.00030166 | 0.00029889 | 0.00029622 | 0.00030186 | 0.00029826 | 0.00030254
SO2 Emissions Costs ($M) | 2031 | 2032 | 2033 | 2034 | 2035 | 2036 | 2037 | 2038 | 2039 | 2040
West | 1.076e-05 | 1.0559e-05 | 1.0152e-05 | 1.0337e-05 | 1.0465e-05 | 1.0918e-05 | 1.069e-05 | 1.1195e-05 | 1.0569e-05 | 1.159e-05
Genesee | 1.424e-06 | 1.4525e-06 | 1.3012e-06 | 1.2669e-06 | 1.3119e-06 | 1.2715e-06 | 1.2656e-06 | 1.2659e-06 | 1.2771e-06 | 1.2901e-06
Central | 3.6224e-05 | 3.6422e-05 | 3.5415e-05 | 3.6856e-05 | 3.499e-05 | 3.6513e-05 | 3.6111e-05 | 3.7035e-05 | 3.5964e-05 | 3.751e-05
North | 7.5776e-07 | 8.1083e-07 | 7.3802e-07 | 6.0863e-07 | 7.4866e-07 | 7.8683e-07 | 7.6191e-07 | 6.1713e-07 | 7.07e-07 | 7.912e-07
Mohawk Valley | 4.44e-07 | 4.5017e-07 | 4.7843e-07 | 3.3728e-07 | 3.902e-07 | 3.8075e-07 | 3.9344e-07 | 4.5526e-07 | 4.5657e-07 | 5.5111e-07
Capital | 6.2308e-05 | 6.4305e-05 | 6.2634e-05 | 6.5137e-05 | 6.4686e-05 | 6.7573e-05 | 6.8292e-05 | 7.112e-05 | 6.9987e-05 | 7.4203e-05
Hudson Valley | 3.9868e-05 | 3.9233e-05 | 3.7954e-05 | 3.8889e-05 | 4.028e-05 | 4.1595e-05 | 4.1482e-05 | 4.2594e-05 | 4.1943e-05 | 4.5137e-05
Millwood | 0 | 0 | 0 | 0 | 0 | 0 | 0 | 0 | 0 | 0
Dunwoodie | 0 | 0 | 0 | 0 | 0 | 0 | 0 | 0 | 0 | 0
NY City | 0.00012124 | 0.00011853 | 0.00012283 | 0.00012328 | 0.0001223 | 0.00012335 | 0.00012577 | 0.00012657 | 0.00012966 | 0.00013092
Long Island | 3.3147e-05 | 3.2603e-05 | 3.3192e-05 | 3.3494e-05 | 3.4427e-05 | 3.4739e-05 | 3.526e-05 | 3.7328e-05 | 4.0329e-05 | 3.959e-05
NYCA Total | 0.00030618 | 0.00030437 | 0.00030469 | 0.00031021 | 0.0003096 | 0.00031712 | 0.00032002 | 0.00032818 | 0.00033089 | 0.00034159
Figure 108: Projected Baseline Case SO2 Emissions (2021-2040) by Zone (Tons)
SO2 Emissions (Tons) | 2021 | 2022 | 2023 | 2024 | 2025 | 2026 | 2027 | 2028 | 2029 | 2030
West | 187.5508 | 188.4661 | 189.465 | 189.7784 | 190.2314 | 191.0468 | 190.8782 | 191.5403 | 190.969 | 191.1929
Genesee | 0.25938 | 0.40312 | 0.40124 | 0.43169 | 0.59673 | 0.70834 | 0.70841 | 0.65016 | 0.70012 | 0.73682
Central | 9.5375 | 14.0234 | 15.5006 | 17.2906 | 17.6873 | 18.2782 | 17.456 | 17.8992 | 17.7349 | 17.9945
North | 0.038758 | 0.056186 | 0.13784 | 0.33048 | 0.4291 | 0.45326 | 0.43627 | 0.3458 | 0.40807 | 0.39701
Mohawk Valley | 0.039425 | 0.053684 | 0.067594 | 0.13643 | 0.21052 | 0.24835 | 0.22834 | 0.143 | 0.25439 | 0.21065
Capital | 56.5333 | 59.3439 | 60.4861 | 61.3029 | 59.7548 | 59.7353 | 59.1381 | 59.8255 | 59.3502 | 60.4927
Hudson Valley | 16.5801 | 18.4973 | 19.3456 | 20.0858 | 19.038 | 19.0577 | 18.6905 | 19.4606 | 18.7792 | 19.9149
Millwood | 106.0872 | 106.0924 | 106.0872 | 106.3898 | 106.0744 | 106.0807 | 106.0807 | 106.4029 | 106.0741 | 106.0675
Dunwoodie | 0 | 0 | 0 | 0 | 0 | 0 | 0 | 0 | 0 | 0
NY City | 57.4119 | 58.5758 | 64.2067 | 61.9534 | 61.3318 | 58.9525 | 59.6043 | 60.8238 | 60.1641 | 59.2964
Long Island | 98.3405 | 98.2962 | 92.1492 | 92.5441 | 91.6133 | 91.1702 | 91.188 | 91.3542 | 90.9959 | 91.3966
NYCA Total | 532.3789 | 543.808 | 547.8471 | 550.2436 | 546.9673 | 545.7314 | 544.4089 | 548.4455 | 545.43 | 547.7001
SO2 Emissions (Tons) | 2031 | 2032 | 2033 | 2034 | 2035 | 2036 | 2037 | 2038 | 2039 | 2040
West | 191.1618 | 191.7705 | 190.9402 | 190.9942 | 191.2304 | 191.7496 | 191.2016 | 191.7089 | 191.1899 | 191.5677
Genesee | 0.71199 | 0.72625 | 0.65062 | 0.63347 | 0.65594 | 0.63574 | 0.63281 | 0.63295 | 0.63853 | 0.64504
Central | 18.1119 | 18.2108 | 17.7075 | 18.4281 | 17.4948 | 18.2563 | 18.0553 | 18.5176 | 17.982 | 18.7549
North | 0.37888 | 0.40541 | 0.36901 | 0.30431 | 0.37433 | 0.39341 | 0.38095 | 0.30856 | 0.3535 | 0.3956
Mohawk Valley | 0.222 | 0.22509 | 0.23921 | 0.16864 | 0.1951 | 0.19038 | 0.19672 | 0.22763 | 0.22828 | 0.27555
Capital | 60.2813 | 61.3631 | 60.4445 | 61.6957 | 61.4296 | 62.9969 | 63.2692 | 64.6872 | 64.1023 | 66.1824
Hudson Valley | 19.9338 | 19.6167 | 18.9772 | 19.4447 | 20.1398 | 20.7973 | 20.7411 | 21.2969 | 20.9715 | 22.5684
Millwood | 106.0675 | 106.3832 | 106.0741 | 106.0875 | 106.0807 | 106.3753 | 106.0927 | 106.0807 | 106.0858 | 105.989
Dunwoodie | 0 | 0 | 0 | 0 | 0 | 0 | 0 | 0 | 0 | 0
NY City | 60.7261 | 59.4344 | 61.5159 | 61.8104 | 61.3373 | 61.9115 | 63.1772 | 63.6381 | 65.1979 | 66.0864
Long Island | 91.7771 | 91.6193 | 91.7211 | 91.9279 | 92.3523 | 92.7735 | 92.887 | 94.7835 | 98.9897 | 97.4029
NYCA Total | 549.3724 | 549.7548 | 548.6392 | 551.495 | 551.2901 | 556.0799 | 556.6347 | 561.8821 | 565.7394 | 569.8679
Figure 109: Projected Baseline Case CO2 Emissions Costs (2021-2040) by Zone
CO2 Emissions Costs ($M) | 2021 | 2022 | 2023 | 2024 | 2025 | 2026 | 2027 | 2028 | 2029 | 2030
West | 3.0283 | 4.9978 | 7.4155 | 7.896 | 10.6631 | 13.2349 | 13.7785 | 15.0672 | 16.1759 | 17.9855
Genesee | 0.48897 | 0.80747 | 0.8701 | 1.0098 | 1.4667 | 1.853 | 2.0145 | 2.0015 | 2.3133 | 2.6315
Central | 16.9005 | 26.4385 | 31.3041 | 37.5334 | 41.2983 | 45.9924 | 47.3456 | 52.3187 | 55.8678 | 61.111
North | 0.079165 | 0.12032 | 0.3087 | 0.77943 | 1.0819 | 1.2428 | 1.2971 | 1.1043 | 1.385 | 1.453
Mohawk Valley | 0.077913 | 0.11418 | 0.15493 | 0.32654 | 0.53889 | 0.6873 | 0.68024 | 0.46314 | 0.86204 | 0.76893
Capital | 48.9436 | 57.9771 | 64.3298 | 70.6981 | 72.9404 | 78.8697 | 83.266 | 91.4759 | 97.2441 | 108.7609
Hudson Valley | 26.6013 | 35.3329 | 39.0369 | 43.1669 | 45.2193 | 48.7566 | 51.3954 | 55.401 | 59.4992 | 67.298
Millwood | 0 | 0 | 0 | 0 | 0 | 0 | 0 | 0 | 0 | 0
Dunwoodie | 0 | 0 | 0 | 0 | 0 | 0 | 0 | 0 | 0 | 0
NY City | 98.6652 | 108.4425 | 127.8995 | 132.8646 | 143.1765 | 148.5137 | 161.8063 | 178.0797 | 189.9819 | 201.6861
Long Island | 29.9943 | 33.4311 | 33.49 | 37.0896 | 38.459 | 40.2544 | 43.4082 | 46.5817 | 49.8754 | 54.8471
NYCA Total | 224.7793 | 267.6619 | 304.8095 | 331.3643 | 354.8441 | 379.4048 | 404.992 | 442.4931 | 473.2045 | 516.542
CO2 Emissions Costs ($M) | 2031 | 2032 | 2033 | 2034 | 2035 | 2036 | 2037 | 2038 | 2039 | 2040
West | 19.9332 | 21.0632 | 21.8758 | 23.9775 | 26.1027 | 29.3124 | 30.8735 | 34.7624 | 35.3537 | 41.6603
Genesee | 2.7278 | 3.013 | 2.9218 | 3.0524 | 3.3981 | 3.5394 | 3.7814 | 4.073 | 4.4307 | 4.8133
Central | 66.2679 | 71.8474 | 75.2497 | 84.3541 | 86.361 | 96.977 | 103.3675 | 114.2457 | 119.4607 | 134.27
North | 1.5302 | 1.7506 | 1.7058 | 1.5211 | 1.9964 | 2.2616 | 2.3653 | 2.0839 | 2.5529 | 3.0512
Mohawk Valley | 0.89239 | 0.97265 | 1.1093 | 0.8487 | 1.0442 | 1.0934 | 1.2243 | 1.5247 | 1.6572 | 2.1176
Capital | 116.4914 | 129.3947 | 135.8909 | 151.8928 | 162.5009 | 182.4519 | 198.4575 | 221.8124 | 235.0597 | 268.0885
Hudson Valley | 72.9401 | 78.3491 | 81.5502 | 90.0276 | 99.7904 | 110.9917 | 120.1779 | 132.3776 | 140.4785 | 158.6872
Millwood | 0 | 0 | 0 | 0 | 0 | 0 | 0 | 0 | 0 | 0
Dunwoodie | 0 | 0 | 0 | 0 | 0 | 0 | 0 | 0 | 0 | 0
NY City | 222.4096 | 234.6849 | 262.1179 | 283.5343 | 302.947 | 329.1227 | 360.965 | 391.2819 | 431.3131 | 469.266
Long Island | 60.3886 | 64.1954 | 70.315 | 76.3167 | 84.7377 | 92.1262 | 100.3961 | 109.3909 | 120.6891 | 132.8549
NYCA Total | 563.5812 | 605.2711 | 652.7364 | 715.525 | 768.8785 | 847.8764 | 921.6086 | 1011.5525 | 1090.9955 | 1214.809
Figure 110: Projected Baseline Case CO2 Emissions (2021-2040) by Zone (1,000 Tons)
CO2 Emissions (1000 Tons) | 2021 | 2022 | 2023 | 2024 | 2025 | 2026 | 2027 | 2028 | 2029 | 2030
West | 331.2892 | 514.2203 | 718.9198 | 704.55 | 892.21 | 1028.6166 | 993.3123 | 1006.3916 | 1002.351 | 1034.611
Genesee | 51.434 | 79.9035 | 79.5819 | 85.6185 | 118.3566 | 140.5845 | 140.5577 | 129.0314 | 138.9283 | 146.2625
Central | 1899.6755 | 2791.9528 | 3086.6007 | 3443.1682 | 3521.4771 | 3639.6128 | 3474.7291 | 3563.2497 | 3530.6058 | 3582.0102
North | 7.7013 | 11.1673 | 27.3986 | 65.6277 | 85.315 | 90.129 | 86.7485 | 68.7196 | 81.078 | 78.864
Mohawk Valley | 7.831 | 10.6686 | 13.4253 | 27.0631 | 41.7442 | 49.2829 | 45.2923 | 28.3727 | 50.4138 | 41.7412
Capital | 5443.7143 | 5997.9363 | 6225.2098 | 6362.599 | 6072.6803 | 6081.7494 | 5954.7411 | 6075.308 | 6000.5338 | 6235.8446
Hudson Valley | 2985.7416 | 3680.1477 | 3811.6222 | 3908.1634 | 3797.1695 | 3790.1993 | 3715.1999 | 3711.8345 | 3708.9184 | 3886.3252
Millwood | 0 | 0 | 0 | 0 | 0 | 0 | 0 | 0 | 0 | 0
Dunwoodie | 0 | 0 | 0 | 0 | 0 | 0 | 0 | 0 | 0 | 0
NY City | 11395.1323 | 11626.9187 | 12744.5408 | 12296.7509 | 12175.41 | 11703.252 | 11832.4203 | 12075.1795 | 11943.949 | 11771.1009
Long Island | 3448.9128 | 3572.8344 | 3319.3227 | 3408.5014 | 3281.3151 | 3180.255 | 3189.1726 | 3173.8853 | 3157.983 | 3219.2273
NYCA Total | 25571.432 | 28285.7495 | 30026.6218 | 30302.0421 | 29985.6777 | 29703.6816 | 29432.1738 | 29831.9721 | 29614.7611 | 29995.9869
CO2 Emissions (1000 Tons) | 2031 | 2032 | 2033 | 2034 | 2035 | 2036 | 2037 | 2038 | 2039 | 2040
West | 1064.0078 | 1044.1887 | 1003.7253 | 1021.7335 | 1034.5532 | 1079.2199 | 1056.9469 | 1106.9259 | 1044.7801 | 1145.7813
Genesee | 141.3151 | 144.2738 | 129.1819 | 125.6976 | 130.1841 | 126.1394 | 125.5862 | 125.5901 | 126.7679 | 128.0011
Central | 3605.9152 | 3625.7361 | 3524.8099 | 3668.5114 | 3482.6361 | 3634.5351 | 3593.9282 | 3687.19 | 3579.7712 | 3734.6565
North | 75.3088 | 80.5854 | 73.2855 | 60.4369 | 74.3551 | 78.1658 | 75.7105 | 61.2858 | 70.1942 | 78.5732
Mohawk Valley | 44.0163 | 44.6362 | 47.4371 | 33.432 | 38.6627 | 37.7108 | 38.9752 | 45.1061 | 45.2438 | 54.6056
Capital | 6185.3239 | 6384.8595 | 6219.2884 | 6467.8826 | 6422.6827 | 6710.6742 | 6780.6192 | 7061.3762 | 6948.714 | 7366.8134
Hudson Valley | 3897.7711 | 3887.4683 | 3755.6703 | 3852.4858 | 3967.5459 | 4099.7553 | 4115.9349 | 4212.5767 | 4157.5594 | 4353.339
Millwood | 0 | 0 | 0 | 0 | 0 | 0 | 0 | 0 | 0 | 0
Dunwoodie | 0 | 0 | 0 | 0 | 0 | 0 | 0 | 0 | 0 | 0
NY City | 12053.4811 | 11798.9524 | 12211.228 | 12270.2944 | 12175.775 | 12289.5779 | 12541.6055 | 12633.9106 | 12942.6152 | 13119.3915
Long Island | 3290.2503 | 3243.943 | 3301.8543 | 3327.4883 | 3426.7882 | 3457.3707 | 3500.4286 | 3540.7488 | 3629.2604 | 3707.2824
NYCA Total | 30357.3895 | 30254.6434 | 30266.4807 | 30827.9625 | 30753.1829 | 31513.149 | 31829.7353 | 32474.7103 | 32544.9062 | 33688.444
Figure 111: Projected Baseline Case NOX Emissions Costs (2021-2040) by Zone
NOX Emissions Costs ($M) | 2021 | 2022 | 2023 | 2024 | 2025 | 2026 | 2027 | 2028 | 2029 | 2030
West | 0.31877 | 0.19316 | 0.087576 | 0.031903 | 0.02076 | 0.011956 | 0.012508 | 0.012327 | 0.012989 | 0.012908
Genesee | 0.016606 | 0.007487 | 0.0020107 | 0.0012056 | 0.00069124 | 0.00041097 | 0.00045811 | 0.00039344 | 0.000424 | 0.0004803
Central | 0.25515 | 0.10667 | 0.039361 | 0.018945 | 0.0095775 | 0.0054549 | 0.0055965 | 0.0055095 | 0.0056284 | 0.0056831
North | 0.0010258 | 0.00038095 | 0.00037465 | 0.00074697 | 0.00053861 | 0.00040425 | 0.00048277 | 0.00042334 | 0.0004805 | 0.00045898
Mohawk Valley | 0.0089712 | 0.0046096 | 0.001685 | 0.0010477 | 0.00051681 | 0.00029306 | 0.00029499 | 0.00025587 | 0.00033348 | 0.00031094
Capital | 0.45874 | 0.18785 | 0.066097 | 0.032994 | 0.014287 | 0.0074556 | 0.0074011 | 0.0074196 | 0.0074817 | 0.00746
Hudson Valley | 0.57017 | 0.24773 | 0.082169 | 0.035079 | 0.01687 | 0.0080495 | 0.0081384 | 0.0083448 | 0.0082139 | 0.008354
Millwood | 0 | 0 | 0 | 0 | 0 | 0 | 0 | 0 | 0 | 0
Dunwoodie | 0 | 0 | 0 | 0 | 0 | 0 | 0 | 0 | 0 | 0
NY City | 2.4121 | 0.87011 | 0.33359 | 0.14348 | 0.066711 | 0.033083 | 0.034608 | 0.035031 | 0.033606 | 0.033989
Long Island | 1.3364 | 0.45544 | 0.13879 | 0.067273 | 0.030451 | 0.015737 | 0.015905 | 0.015706 | 0.015703 | 0.015995
NYCA Total | 5.378 | 2.0734 | 0.75166 | 0.33267 | 0.1604 | 0.082845 | 0.085392 | 0.085411 | 0.084859 | 0.085639
NOX Emissions Costs ($M) | 2031 | 2032 | 2033 | 2034 | 2035 | 2036 | 2037 | 2038 | 2039 | 2040
West | 0.013485 | 0.012571 | 0.013636 | 0.014614 | 0.014117 | 0.015115 | 0.013822 | 0.014108 | 0.015046 | 0.015594
Genesee | 0.00045129 | 0.00052093 | 0.00045388 | 0.00040263 | 0.00045124 | 0.00043114 | 0.00041366 | 0.00047955 | 0.00048454 | 0.00044967
Central | 0.005766 | 0.0059001 | 0.0056977 | 0.0058824 | 0.0056879 | 0.0057687 | 0.0056647 | 0.0061325 | 0.0059797 | 0.0061352
North | 0.00040207 | 0.00047163 | 0.00043109 | 0.00040547 | 0.00045289 | 0.00050933 | 0.00046492 | 0.00050249 | 0.00049975 | 0.00050019
Mohawk Valley | 0.00030391 | 0.0003123 | 0.00031047 | 0.00027553 | 0.00029058 | 0.00026583 | 0.00030308 | 0.000297 | 0.00030808 | 0.00039678
Capital | 0.0075051 | 0.0074851 | 0.0076766 | 0.0078738 | 0.0079876 | 0.0081852 | 0.008155 | 0.0089064 | 0.0089138 | 0.009447
Hudson Valley | 0.0088802 | 0.0086758 | 0.0086294 | 0.0086243 | 0.0086426 | 0.0085962 | 0.0090317 | 0.009339 | 0.0095171 | 0.010054
Millwood | 0 | 0 | 0 | 0 | 0 | 0 | 0 | 0 | 0 | 0
Dunwoodie | 0 | 0 | 0 | 0 | 0 | 0 | 0 | 0 | 0 | 0
NY City | 0.037328 | 0.035543 | 0.036413 | 0.037231 | 0.036877 | 0.037014 | 0.037282 | 0.03862 | 0.039085 | 0.039762
Long Island | 0.016567 | 0.016626 | 0.016989 | 0.017027 | 0.017797 | 0.018152 | 0.018045 | 0.018559 | 0.019136 | 0.020087
NYCA Total | 0.090689 | 0.088106 | 0.090237 | 0.092336 | 0.092304 | 0.094038 | 0.093183 | 0.096945 | 0.09897 | 0.10243
Figure 112: Projected Baseline Case NOX Emissions (2021-2040) by Zone (Tons)
NOX Emissions (Tons) | 2021 | 2022 | 2023 | 2024 | 2025 | 2026 | 2027 | 2028 | 2029 | 2030
West | 1567.123 | 1853.3139 | 2118.0967 | 2100.7183 | 2326.8565 | 2451.7539 | 2425.9221 | 2458.98 | 2465.8702 | 2494.4045
Genesee | 192.6708 | 202.1427 | 204.7088 | 208.3051 | 218.2776 | 227.6315 | 227.5679 | 220.3519 | 228.0743 | 230.0334
Central | 494.9558 | 614.0233 | 656.9387 | 717.7348 | 749.5702 | 782.3611 | 753.5302 | 750.3355 | 760.875 | 773.2176
North | 43.0779 | 52.0827 | 72.374 | 93.5349 | 128.7428 | 136.0325 | 137.8114 | 120.7169 | 118.5317 | 109.6936
Mohawk Valley | 42.2793 | 47.1636 | 49.4265 | 55.6839 | 66.5437 | 68.7316 | 68.7231 | 57.429 | 69.8311 | 65.1596
Capital | 745.0784 | 834.9713 | 811.5158 | 844.7572 | 804.3305 | 805.7366 | 777.3688 | 782.2441 | 775.2071 | 793.7234
Hudson Valley | 404.4603 | 530.4406 | 526.5414 | 503.9687 | 513.719 | 463.526 | 459.1847 | 472.5371 | 464.5861 | 468.2398
Millwood | 994.3702 | 994.4203 | 994.3702 | 997.204 | 994.2458 | 994.3067 | 994.3067 | 997.3311 | 994.2431 | 994.1795
Dunwoodie | 0 | 0 | 0 | 0 | 0 | 0 | 0 | 0 | 0 | 0
NY City | 2590.4495 | 2626.374 | 2980.5652 | 2864.4249 | 2582.3474 | 2324.2603 | 2376.2368 | 2446.5418 | 2425.8102 | 2374.3123
Long Island | 2720.6511 | 2741.4515 | 2602.015 | 2642.5381 | 2594.4413 | 2534.6176 | 2539.4836 | 2550.3055 | 2543.7048 | 2557.7027
NYCA Total | 9795.1164 | 10496.3839 | 11016.5524 | 11028.8699 | 10979.0748 | 10788.9579 | 10760.1352 | 10856.7728 | 10846.7336 | 10860.6665
NOX Emissions (Tons) | 2031 | 2032 | 2033 | 2034 | 2035 | 2036 | 2037 | 2038 | 2039 | 2040
West | 2501.8395 | 2492.6037 | 2461.8829 | 2477.0752 | 2504.302 | 2540.9006 | 2519.0007 | 2572.7969 | 2525.5745 | 2634.696
Genesee | 228.0993 | 232.9281 | 225.2589 | 219.5283 | 223.0398 | 223.4206 | 221.6586 | 220.8674 | 221.4821 | 222.3639
Central | 774.3321 | 782.4909 | 745.4979 | 761.973 | 751.2346 | 766.1807 | 764.8194 | 779.3556 | 758.3849 | 792.6688
North | 123.8626 | 129.2478 | 129.2745 | 115.7886 | 114.5403 | 114.7996 | 115.9881 | 109.1467 | 124.682 | 113.7799
Mohawk Valley | 69.0844 | 68.8526 | 66.4703 | 59.2279 | 63.1717 | 63.9303 | 65.5748 | 66.3454 | 64.5515 | 72.2177
Capital | 790.1687 | 816.9574 | 794.4241 | 816.0005 | 813.1815 | 850.5636 | 842.4149 | 895.8578 | 880.4448 | 922.0979
Hudson Valley | 492.8551 | 488.3013 | 477.4307 | 486.4725 | 486.5525 | 480.2217 | 509.6962 | 514.7399 | 523.9093 | 569.5345
Millwood | 994.1795 | 997.1404 | 994.2431 | 994.3729 | 994.3067 | 997.0642 | 994.423 | 994.3067 | 994.3567 | 993.4479
Dunwoodie | 0 | 0 | 0 | 0 | 0 | 0 | 0 | 0 | 0 | 0
NY City | 2508.7688 | 2370.1456 | 2595.6709 | 2563.3013 | 2602.2792 | 2678.1983 | 2762.5624 | 2818.1249 | 2903.7198 | 3058.8929
Long Island | 2600.8153 | 2567.0786 | 2596.0739 | 2623.1551 | 2668.518 | 2684.9824 | 2703.4398 | 2734.0519 | 2778.6565 | 2809.6871
NYCA Total | 11084.0052 | 10945.7464 | 11086.2272 | 11116.8954 | 11221.1262 | 11400.262 | 11499.5778 | 11705.5933 | 11775.7622 | 12189.3865
Figure 113: Projected Baseline Case Congestion Rents (2021-2040)
Congestion Rent ($M) | 2021 | 2022 | 2023 | 2024 | 2025 | 2026 | 2027 | 2028 | 2029 | 2030
NYCA Total | 461.809 | 349.8554 | 289.8127 | 244.9301 | 284.1073 | 370.2395 | 391.163 | 389.1527 | 503.4016 | 526.7561
Congestion Rent ($M) | 2031 | 2032 | 2033 | 2034 | 2035 | 2036 | 2037 | 2038 | 2039 | 2040
NYCA Total | 578.8404 | 527.4557 | 566.0127 | 547.1525 | 614.8437 | 570.9967 | 629.106 | 632.7119 | 674.4548 | 712.0018
Figure 114: Projected Baseline Case LBMP (2021-2040) by Zone ($/MWh)
LBMP ($/MWh) | 2021 | 2022 | 2023 | 2024 | 2025 | 2026 | 2027 | 2028 | 2029 | 2030
West | 27.1977 | 26.531 | 30.9377 | 30.7028 | 33.4071 | 35.9673 | 37.3852 | 39.6383 | 42.296 | 44.1774
Genesee | 26.2854 | 26.3715 | 30.8114 | 30.7259 | 33.391 | 35.8543 | 37.2339 | 39.5416 | 42.1193 | 43.9102
Central | 28.0082 | 28.0453 | 31.7729 | 31.9087 | 34.767 | 37.5905 | 38.9361 | 41.3 | 43.992 | 45.7561
North | 22.5114 | 23.6029 | 28.6409 | 28.9598 | 31.3544 | 33.3825 | 34.8177 | 36.9017 | 39.2483 | 40.9059
Mohawk Valley | 26.5764 | 26.432 | 30.8646 | 30.8064 | 33.1637 | 35.3765 | 36.8669 | 39.0322 | 41.5306 | 43.4191
Capital | 33.7511 | 29.8774 | 32.7374 | 31.9867 | 33.8515 | 35.9454 | 37.5241 | 39.7243 | 42.2572 | 44.0158
Hudson Valley | 32.0566 | 29.503 | 33.3399 | 32.3126 | 34.3303 | 36.3157 | 37.9516 | 40.155 | 42.8019 | 44.5675
Millwood | 32.3876 | 29.8192 | 33.6647 | 32.8019 | 34.805 | 36.7983 | 38.4641 | 40.7113 | 43.43 | 45.2125
Dunwoodie | 32.2175 | 29.7183 | 33.5809 | 32.7766 | 34.7588 | 36.7289 | 38.3933 | 40.6283 | 43.3455 | 45.1238
NY City | 32.5348 | 30.0646 | 33.8428 | 33.0626 | 34.9241 | 36.9546 | 38.6281 | 40.8146 | 43.5636 | 45.3945
Long Island | 37.1481 | 33.3883 | 36.1862 | 34.9844 | 36.9754 | 38.8965 | 40.6168 | 42.6781 | 45.7302 | 47.7679
Average LBMP ($/MWh) | 30.0614 | 28.4867 | 32.3981 | 31.9117 | 34.1571 | 36.3464 | 37.8925 | 40.1023 | 42.7559 | 44.5683
LBMP ($/MWh) | 2031 | 2032 | 2033 | 2034 | 2035 | 2036 | 2037 | 2038 | 2039 | 2040
West | 45.9694 | 48.1679 | 49.845 | 51.6586 | 53.8266 | 56.5027 | 58.2185 | 61.2746 | 62.6371 | 66.5393
Genesee | 45.6605 | 47.9752 | 49.5755 | 51.4637 | 53.6813 | 56.1842 | 57.9561 | 60.9953 | 62.3278 | 66.3499
Central | 47.4423 | 49.6748 | 51.537 | 53.267 | 55.451 | 58.0104 | 60.0265 | 62.9213 | 64.5361 | 68.5926
North | 42.3218 | 44.6538 | 46.318 | 48.0092 | 49.9943 | 52.1795 | 53.7558 | 56.4001 | 57.7662 | 61.3467
Mohawk Valley | 44.811 | 47.0891 | 48.9733 | 50.8032 | 52.9052 | 55.1949 | 56.7872 | 59.6108 | 61.0499 | 64.8065
Capital | 45.6694 | 47.9547 | 50.0194 | 51.9517 | 53.8646 | 56.1779 | 58.0085 | 60.6755 | 62.1505 | 65.6661
Hudson Valley | 46.2821 | 48.5571 | 50.545 | 52.5172 | 54.6989 | 56.9056 | 58.6766 | 61.4102 | 62.955 | 66.5469
Millwood | 46.9601 | 49.2825 | 51.2948 | 53.3119 | 55.558 | 57.7765 | 59.7672 | 62.5458 | 64.135 | 67.9195
Dunwoodie | 46.8779 | 49.1996 | 51.2043 | 53.2215 | 55.4779 | 57.677 | 59.6871 | 62.454 | 64.028 | 67.8291
NY City | 47.1827 | 49.5456 | 51.5455 | 53.5267 | 55.8366 | 58.1102 | 60.1654 | 62.9015 | 64.4702 | 68.5368
Long Island | 50.0786 | 52.3762 | 54.9397 | 57.0584 | 60.2739 | 62.0796 | 64.5456 | 67.7756 | 70.1011 | 74.1691
Average LBMP ($/MWh) | 46.296 | 48.5888 | 50.5271 | 52.4354 | 54.688 | 56.9817 | 58.8722 | 61.724 | 63.287 | 67.1184
H.2 Contract Case Results
Figure 115: Projected Contract Case Results 2021-2040
Case Summary | 2021 | 2022 | 2023 | 2024 | 2025 | 2026 | 2027 | 2028 | 2029 | 2030
NYCA-Wide Production Cost ($M) | 2904.4492 | 2743.1794 | 2861.4103 | 2404.392 | 2463.8075 | 2241.7366 | 2293.6322 | 2478.5295 | 2532.2708 | 2672.2549
NYCA Demand Congestion ($M) | 803.8549 | 436.4324 | 315.9096 | 252.618 | 208.4944 | 176.7086 | 193.0818 | 177.9041 | 212.5505 | 191.8478
Load LBMP Payment ($M) | 4906.2557 | 4591.3894 | 5128.4327 | 4779.483 | 5054.9699 | 5165.3064 | 5381.864 | 5752.7471 | 6113.2082 | 6449.5858
Generator LBMP Payment ($M) | 3600.9503 | 3519.1485 | 4176.759 | 4092.6884 | 4360.3407 | 4483.5717 | 4712.728 | 5011.7166 | 5315.8264 | 5601.4976
Load Payment Losses ($M) | 322.4812 | 314.3443 | 359.631 | 295.7426 | 311.5238 | 298.879 | 315.8018 | 335.0424 | 362.9852 | 383.0079
SO2 Costs ($M) | 0.00026663 | 0.00028885 | 0.00028913 | 0.00026203 | 0.00025979 | 0.0002381 | 0.00023626 | 0.00023812 | 0.00023651 | 0.0002391
SO2 Emission (Short Tons) | 531.7997 | 543.7178 | 541.3048 | 528.8387 | 526.0142 | 515.286 | 514.388 | 516.5031 | 514.4953 | 515.8366
CO2 Costs ($M) | 224.8996 | 267.2706 | 291.3513 | 286.1959 | 306.3041 | 304.3215 | 325.4027 | 351.9053 | 377.8866 | 411.5298
CO2 Emission (Short Tons) | 25576.9039 | 28247.5555 | 28703.069 | 26096.4572 | 25791.1373 | 23621.6607 | 23434.3086 | 23569.9837 | 23450.1022 | 23714.7824
NOX Costs ($M) | 5.4324 | 2.0558 | 0.69285 | 0.26314 | 0.12635 | 0.062075 | 0.064038 | 0.062837 | 0.06327 | 0.062873
NOX Emission (Short Tons) | 9786.8765 | 10536.2677 | 10524.3242 | 9642.85 | 9520.438 | 9117.0254 | 9141.019 | 9117.0692 | 9165.3822 | 9103.442
NYCA Avg. LBMP ($/MWh) | 30.0157 | 28.1931 | 31.5613 | 29.4628 | 31.3694 | 32.278 | 33.5394 | 35.7202 | 37.7596 | 39.6054
Case Summary | 2031 | 2032 | 2033 | 2034 | 2035 | 2036 | 2037 | 2038 | 2039 | 2040
NYCA-Wide Production Cost ($M) | 2761.9344 | 3025.5759 | 3197.7541 | 3429.0534 | 3607.0491 | 3858.9 | 4072.9996 | 4394.6599 | 4601.2294 | 5003.4118
NYCA Demand Congestion ($M) | 224.9896 | 229.8094 | 239.4504 | 270.7851 | 289.3916 | 282.0669 | 304.4977 | 296.9972 | 309.2799 | 333.7432
Load LBMP Payment ($M) | 6710.3485 | 7106.6485 | 7515.6315 | 7863.4212 | 8240.916 | 8695.5927 | 9127.3748 | 9648.734 | 10065.2286 | 10792.8611
Generator LBMP Payment ($M) | 5834.6912 | 6140.5312 | 6507.7369 | 6746.053 | 7018.7058 | 7411.4489 | 7768.0527 | 8163.7205 | 8493.3311 | 9048.0472
Load Payment Losses ($M) | 401.5918 | 424.7171 | 460.7149 | 478.5784 | 511.3664 | 541.2425 | 577.4134 | 611.3834 | 651.6105 | 697.3714
SO2 Costs ($M) | 0.00024324 | 0.00024263 | 0.0002434 | 0.00024861 | 0.00024747 | 0.00025327 | 0.00025752 | 0.00026426 | 0.00026538 | 0.00027704
SO2 Emission (Short Tons) | 517.8276 | 518.7251 | 517.9243 | 520.5745 | 520.0887 | 524.0106 | 525.1941 | 528.7797 | 529.6323 | 535.3352
CO2 Costs ($M) | 449.6749 | 485.5676 | 523.8173 | 574.6602 | 617.7993 | 679.7143 | 744.4548 | 823.016 | 887.964 | 991.5652
CO2 Emission (Short Tons) | 24019.6948 | 24061.2103 | 24121.5123 | 24562.0751 | 24523.858 | 25054.04 | 25509.3259 | 26194.5355 | 26273.7398 | 27260.779
NOX Costs ($M) | 0.06818 | 0.065302 | 0.067531 | 0.068408 | 0.06803 | 0.069117 | 0.069856 | 0.073185 | 0.074769 | 0.07659
NOX Emission (Short Tons) | 9379.0519 | 9193.5546 | 9339.9709 | 9267.5345 | 9321.1736 | 9471.9565 | 9623.6271 | 9757.5489 | 9800.7945 | 10044.1317
NYCA Avg. LBMP ($/MWh) | 40.9835 | 43.0977 | 45.1529 | 46.8525 | 48.541 | 50.7439 | 52.6713 | 55.0908 | 56.6542 | 59.8061
Figure 116: Projected Contract Case Production Costs (2021-2040) by Zone
Production Cost ($M) | 2021 | 2022 | 2023 | 2024 | 2025 | 2026 | 2027 | 2028 | 2029 | 2030
West | 30.0483 | 36.8164 | 43.431 | 33.5749 | 44.8762 | 55.6791 | 56.0211 | 55.4061 | 60.7429 | 64.5323
Genesee | 43.1851 | 41.8671 | 41.9067 | 45.0202 | 43.8221 | 46.044 | 51.1691 | 47.9579 | 50.6118 | 56.3368
Central | 306.3102 | 335.2744 | 365.7087 | 359.312 | 387.4995 | 393.247 | 414.5028 | 422.2712 | 446.1764 | 461.2317
North | 1.0827 | 1.2573 | 1.9664 | 2.9359 | 4.2374 | 5.254 | 5.5269 | 3.2764 | 4.9991 | 4.1372
Mohawk Valley | 1.4229 | 1.3944 | 1.1826 | 1.2464 | 1.5265 | 2.2709 | 2.2778 | 1.4061 | 3.0663 | 1.9032
Capital | 455.786 | 440.7963 | 474.3744 | 410.8698 | 418.1618 | 411.1676 | 420.5459 | 439.9136 | 473.9761 | 502.0534
Hudson Valley | 208.289 | 234.6682 | 254.6891 | 222.4436 | 231.634 | 216.3638 | 221.6395 | 228.7928 | 252.2104 | 262.4637
Millwood | 22.3612 | 5.828 | 5.7878 | 5.8781 | 5.9605 | 6.0863 | 6.2095 | 6.3735 | 6.4651 | 6.5691
Dunwoodie | 0 | 0 | 0 | 0 | 0 | 0 | 0 | 0 | 0 | 0
NY City | 821.4783 | 763.9867 | 891.9234 | 799.2652 | 834.5807 | 777.4121 | 824.2771 | 890.6616 | 926.9196 | 975.5511
Long Island | 290.5357 | 264.6364 | 270.5154 | 240.7308 | 243.385 | 230.2754 | 241.2536 | 250.6734 | 267.677 | 282.6545
NYCA Total | 2180.4995 | 2126.5251 | 2351.4855 | 2121.2768 | 2215.6838 | 2143.8003 | 2243.4231 | 2346.7323 | 2492.8447 | 2617.4329
NYCA Imports | 1022.572 | 904.3455 | 949.8602 | 687.9452 | 788.2185 | 834.9399 | 839.8218 | 910.5457 | 999.5864 | 1048.8517
NYCA Exports | 298.6223 | 287.6912 | 439.9354 | 404.83 | 540.0948 | 737.0035 | 789.6127 | 778.7486 | 960.1603 | 994.0297
NYCA + Imports - Exports | 2904.4492 | 2743.1794 | 2861.4103 | 2404.392 | 2463.8075 | 2241.7366 | 2293.6322 | 2478.5295 | 2532.2708 | 2672.2549
Total IESO | 1268.6913 | 1296.3154 | 1476.9203 | 1445.5707 | 1792.5297 | 2547.7005 | 2726.6373 | 2776.1739 | 3380.0165 | 3656.6511
Total PJM | 14176.8436 | 13585.7714 | 15437.3115 | 15259.6886 | 16120.959 | 16575.3117 | 17263.6424 | 18199.1495 | 18836.1677 | 19553.7504
Total ISONE | 2481.3799 | 2330.5835 | 2550.2302 | 2515.1145 | 2632.6068 | 2745.442 | 2929.4744 | 3145.5575 | 3385.9266 | 3664.3647
Total System | 20107.4142 | 19339.1954 | 21815.9475 | 21341.6506 | 22761.7793 | 24012.2544 | 25163.1771 | 26467.6132 | 28094.9555 | 29492.199
Production Cost ($M) | 2031 | 2032 | 2033 | 2034 | 2035 | 2036 | 2037 | 2038 | 2039 | 2040
West | 71.818 | 71.6501 | 69.6846 | 69.9581 | 73.8532 | 78.6261 | 84.7512 | 90.8339 | 87.3038 | 99.3047
Genesee | 53.9402 | 55.5553 | 59.8447 | 56.5018 | 59.011 | 64.5654 | 61.5119 | 63.1936 | 69.4473 | 66.4456
Central | 471.3845 | 490.7955 | 509.0896 | 523.4464 | 540.3718 | 565.8351 | 589.5626 | 611.0889 | 630.7179 | 664.9693
North | 6.7244 | 6.5013 | 4.0863 | 3.9263 | 4.4496 | 5.5377 | 4.0217 | 4.1543 | 4.8853 | 6.2298
Mohawk Valley | 3.3464 | 2.8183 | 1.8661 | 1.879 | 2.3823 | 2.5812 | 2.0386 | 2.2653 | 2.4266 | 3.75
Capital | 528.9353 | 570.281 | 577.4987 | 626.8264 | 646.9523 | 699.4314 | 730.6246 | 794.4528 | 802.8229 | 889.1579
Hudson Valley | 281.7642 | 299.1387 | 301.6997 | 318.7402 | 348.2305 | 363.451 | 376.5581 | 416.4776 | 423.3966 | 479.8644
Millwood | 6.66 | 6.802 | 6.8962 | 6.9944 | 7.0898 | 7.2066 | 7.2957 | 7.3974 | 7.5071 | 7.6099
Dunwoodie | 0 | 0 | 0 | 0 | 0 | 0 | 0 | 0 | 0 | 0
NY City | 1017.086 | 1046.3058 | 1150.1056 | 1182.3768 | 1228.8875 | 1273.1411 | 1354.2924 | 1414.8391 | 1503.7445 | 1555.7334
Long Island | 293.8948 | 307.8569 | 325.6196 | 334.2612 | 353.4177 | 374.1925 | 391.9191 | 407.0072 | 425.1609 | 450.398
NYCA Total | 2735.5538 | 2857.7047 | 3006.391 | 3124.9105 | 3264.6456 | 3434.568 | 3602.5757 | 3811.7101 | 3957.413 | 4223.4631
NYCA Imports | 1076.5016 | 1152.2126 | 1196.2936 | 1264.6463 | 1331.9843 | 1415.6589 | 1468.7535 | 1583.9023 | 1641.1653 | 1768.9583
NYCA Exports | 1050.121 | 984.3414 | 1004.9305 | 960.5034 | 989.5809 | 991.3269 | 998.3296 | 1000.9525 | 997.3489 | 989.0096
NYCA + Imports - Exports | 2761.9344 | 3025.5759 | 3197.7541 | 3429.0534 | 3607.0491 | 3858.9 | 4072.9996 | 4394.6599 | 4601.2294 | 5003.4118
Total IESO | 3804.1977 | 3492.4605 | 3438.5345 | 3459.8142 | 3526.0673 | 3552.2027 | 3622.6608 | 3694.8642 | 3734.9929 | 3781.214
Total PJM | 20311.8421 | 20730.2565 | 21457.8986 | 22237.0582 | 22642.3927 | 23348.9092 | 24180.8923 | 24659.9673 | 25343.8899 | 26343.0029
Total ISONE | 3770.1258 | 3936.49 | 4136.2211 | 4264.5766 | 4423.9869 | 4617.2783 | 4745.6147 | 4937.2326 | 5119.5623 | 5305.0326
Total System | 30621.7194 | 31016.9117 | 32039.0452 | 33086.3595 | 33857.0925 | 34952.9581 | 36151.7435 | 37103.7742 | 38155.8581 | 39652.7126
Figure 117: Projected Contract Case Generation (2021-2040) by Zone (GWh)
Generation (GWh) | 2021 | 2022 | 2023 | 2024 | 2025 | 2026 | 2027 | 2028 | 2029 | 2030
West | 18202.2235 | 18853.9013 | 20038.6304 | 20682.787 | 20964.9996 | 21162.2959 | 21145.3003 | 21121.9984 | 21198.5718 | 21248.9626
Genesee | 5554.9578 | 5646.9462 | 6518.9546 | 8803.5269 | 8411.3785 | 8463.2544 | 8913.5522 | 8501.9802 | 8525.1029 | 8970.0607
Central | 30602.4064 | 31684.9194 | 34483.5402 | 34696.4378 | 36083.1732 | 34915.1972 | 36034.7221 | 34980.3456 | 35995.2426 | 35028.0916
North | 9464.8609 | 9539.2579 | 9634.0161 | 9992.9231 | 10021.22 | 10046.9618 | 10062.6741 | 10045.0561 | 10055.4408 | 10044.0332
Mohawk Valley | 3812.9 | 4491.683 | 5794.5477 | 6727.8762 | 6844.7547 | 6928.0913 | 6986.951 | 7023.0928 | 7079.0071 | 7102.5899
Capital | 15144.8692 | 17014.7451 | 17763.7966 | 16597.3038 | 16272.3756 | 15249.7873 | 14947.0991 | 15085.1088 | 15192.7763 | 15498.13
Hudson Valley | 7803.7456 | 9641.4522 | 9864.4624 | 9068.7424 | 8878.7364 | 8108.2526 | 8037.7128 | 8075.0069 | 8207.1972 | 8328.2778
Millwood | 2638.1634 | 453.9128 | 460.9492 | 470.7888 | 474.3555 | 479.4658 | 483.5866 | 489.5756 | 491.2832 | 494.1442
Dunwoodie | 74.7723 | 82.7027 | 88.5971 | 98.9946 | 103.8998 | 107.7172 | 111.66 | 116.649 | 121.6784 | 124.8818
NY City | 22667.1238 | 23303.878 | 25004.2763 | 25955.1648 | 25608.3629 | 28336.406 | 28507.8076 | 28994.9842 | 28513.0312 | 28624.9097
Long Island | 8158.9669 | 8381.4763 | 8078.0912 | 11645.8844 | 11549.7449 | 13542.0924 | 13566.7579 | 13565.2419 | 13558.8472 | 13697.8184
NYCA Total | 124124.9899 | 129094.8751 | 137729.8618 | 144740.4299 | 145213.001 | 147339.522 | 148797.8237 | 147999.0394 | 148938.1786 | 149161.8998
Total IESO | 154692.4533 | 151956.9584 | 144432.5736 | 151088.7334 | 145803.288 | 145404.7177 | 146539.8122 | 149128.3323 | 151998.0953 | 154080.1476
Total PJM | 807900.5718 | 812128.1428 | 822017.4184 | 817181.2687 | 825259.8165 | 830766.1018 | 831952.0586 | 836705.258 | 838935.063 | 840428.7902
Total ISONE | 104560.0211 | 106989.3531 | 107105.2013 | 106808.2647 | 107285.9893 | 106734.5772 | 107973.605 | 110201.4375 | 111063.8858 | 113855.6763
Total HQ * | 25204.2901 | 25649.5919 | 25613.9352 | 25639.6991 | 25543.9287 | 25517.2731 | 25490.3301 | 25670.9615 | 25565.3286 | 25544.5159
Total System | 1216482.3262 | 1225818.9213 | 1236898.9904 | 1245458.3959 | 1249106.0235 | 1255762.1919 | 1260753.6297 | 1269705.0287 | 1276500.5513 | 1283071.0297
Generation (GWh) | 2031 | 2032 | 2033 | 2034 | 2035 | 2036 | 2037 | 2038 | 2039 | 2040
West | 21353.1968 | 21333.5784 | 21272.1406 | 21273.2851 | 21322.7402 | 21367.194 | 21435.961 | 21492.6156 | 21437.7342 | 21573.5544
Genesee | 8558.8322 | 8594.961 | 8990.5979 | 8569.6755 | 8601.8851 | 9036.2557 | 8602.5281 | 8620.7053 | 9045.6593 | 8642.7452
Central | 35892.8994 | 35106.0193 | 36074.7009 | 35120.7201 | 36095.3997 | 35347.5431 | 36503.9176 | 35567.6547 | 36667.6248 | 36012.5084
North | 10079.0294 | 10091.7364 | 10070.9105 | 10075.1683 | 10063.1437 | 10079.0538 | 10051.3899 | 10062.551 | 10086.7281 | 10115.8143
Mohawk Valley | 7149.3052 | 7199.5993 | 7190.4359 | 7219.9215 | 7251.5994 | 7276.8928 | 7279.114 | 7302.3348 | 7301.0556 | 7340.9526
Capital | 15602.8405 | 16006.201 | 15728.6258 | 16468.8082 | 16304.7764 | 16949.3449 | 17189.4354 | 17896.74 | 17667.3317 | 18545.8678
Hudson Valley | 8504.263 | 8652.6624 | 8526.0463 | 8657.7552 | 8929.2734 | 9061.322 | 9083.0834 | 9545.151 | 9433.054 | 10060.5763
Millwood | 497.1696 | 500.6887 | 502.7779 | 505.1482 | 505.4369 | 509.4245 | 509.7431 | 510.5947 | 511.1052 | 511.8153
Dunwoodie | 128.8757 | 131.8848 | 133.5201 | 136.3798 | 138.6336 | 142.2014 | 143.623 | 144.5597 | 144.4807 | 145.5779
NY City | 29031.3518 | 28795.1727 | 29379.1057 | 29571.795 | 29434.8796 | 29506.2447 | 30121.0018 | 30278.7644 | 30865.4558 | 31047.7849
Long Island | 13859.2866 | 13875.3677 | 13925.837 | 13989.2529 | 14183.5662 | 14238.1651 | 14324.126 | 14353.515 | 14505.5983 | 14646.9697
NYCA Total | 150657.0502 | 150287.8719 | 151794.6985 | 151587.9098 | 152831.3343 | 153513.642 | 155243.9233 | 155775.1864 | 157665.8277 | 158644.1669
Total IESO | 153673.7126 | 154504.2186 | 154588.1599 | 155338.7097 | 155507.0009 | 155518.3329 | 155462.2692 | 155648.7642 | 155656.0662 | 155893.451
Total PJM | 840520.8499 | 841444.8537 | 841292.6279 | 841773.031 | 842570.4933 | 843508.8385 | 843779.2954 | 845033.7939 | 845563.7113 | 846268.4838
Total ISONE | 113993.4647 | 114030.7157 | 114299.7169 | 114836.2574 | 114648.4438 | 115334.4248 | 115640.2429 | 115851.6157 | 116330.3556 | 116647.7625
Total HQ * | 25527.0936 | 25567.6705 | 25613.6966 | 25594.2996 | 25569.9035 | 25594.5917 | 25518.8098 | 25498.2208 | 25618.5807 | 25650.6152
Total System | 1284372.1708 | 1285835.3304 | 1287588.8998 | 1289130.2075 | 1291127.1758 | 1293469.8299 | 1295644.5405 | 1297807.5811 | 1300834.5416 | 1303104.4794
Figure 118: Projected Contract Case Generator Payments (2021-2040) by Zone
Generator Payment ($M) | 2021 | 2022 | 2023 | 2024 | 2025 | 2026 | 2027 | 2028 | 2029 | 2030
West | 489.4564 | 490.9125 | 584.8919 | 561.3061 | 611.6966 | 634.7844 | 656.5347 | 706.5555 | 742.8743 | 789.4851
Genesee | 141.6528 | 142.9847 | 183.7737 | 223.0077 | 227.989 | 233.5905 | 257.2075 | 264.6303 | 278.2211 | 309.8001
Central | 727.9576 | 752.9186 | 938.6428 | 906.1266 | 1009.5998 | 1027.6773 | 1100.5067 | 1145.6554 | 1231.0175 | 1264.8689
North | 212.6541 | 220.2408 | 261.686 | 258.8528 | 280.7061 | 292.4384 | 304.1976 | 324.3363 | 341.1549 | 357.9197
Mohawk Valley | 88.5614 | 104.7929 | 149.8908 | 153.2573 | 166.176 | 174.0831 | 181.2041 | 195.2009 | 205.6599 | 218.2168
Capital | 525.6474 | 516.3085 | 569.5415 | 492.7659 | 509.6457 | 490.0838 | 504.2252 | 542.7128 | 578.8442 | 618.1619
Hudson Valley | 240.0918 | 271.642 | 308.4755 | 268.746 | 281.8077 | 263.3713 | 271.9692 | 288.2191 | 313.1 | 328.62
Millwood | 90.0961 | 13.3157 | 14.8859 | 14.6359 | 15.6529 | 16.3033 | 17.0375 | 18.3217 | 19.1218 | 20.1326
Dunwoodie | 2.4981 | 2.4966 | 2.9865 | 3.1387 | 3.4475 | 3.647 | 3.9474 | 4.3664 | 4.834 | 5.2111
NY City | 754.9605 | 708.9499 | 857.1547 | 838.3317 | 871.5273 | 963.1445 | 1015.2328 | 1094.0026 | 1143.6081 | 1203.2969
Long Island | 327.374 | 294.5864 | 304.8297 | 372.52 | 382.0921 | 384.4481 | 400.6653 | 427.7157 | 457.3906 | 485.7845
NYCA Total | 3600.9503 | 3519.1485 | 4176.759 | 4092.6884 | 4360.3407 | 4483.5717 | 4712.728 | 5011.7166 | 5315.8264 | 5601.4976
Generator Payment ($M) | 2031 | 2032 | 2033 | 2034 | 2035 | 2036 | 2037 | 2038 | 2039 | 2040
West | 818.4928 | 865.3495 | 905.687 | 937.6072 | 975.7688 | 1027.4772 | 1069.6516 | 1127.9185 | 1157.3376 | 1235.0933
Genesee | 304.6326 | 324.0365 | 354.1672 | 352.5666 | 362.4269 | 402.6036 | 399.0964 | 421.2832 | 453.3992 | 461.6193
Central | 1326.8692 | 1374.8375 | 1465.3312 | 1486.7796 | 1547.1786 | 1623.0833 | 1722.4817 | 1767.2083 | 1844.8674 | 1935.9331
North | 370.2377 | 391.0266 | 408.7377 | 422.2968 | 435.9852 | 457.8554 | 474.1089 | 497.3654 | 512.2304 | 543.7448
Mohawk Valley | 225.2457 | 239.8247 | 250.9723 | 261.6688 | 270.6799 | 285.1374 | 297.127 | 312.828 | 322.184 | 344.6109
Capital | 643.9674 | 695.4842 | 720.3706 | 776.5806 | 800.1997 | 862.5565 | 903.8921 | 979.7605 | 996.38 | 1100.2729
Hudson Valley | 348.9677 | 371.9832 | 383.1984 | 405.2247 | 437.7442 | 457.6592 | 475.7094 | 520.9031 | 533.9429 | 599.479
Millwood | 21.1164 | 22.4374 | 23.1525 | 24.6279 | 25.4857 | 26.5361 | 28.3739 | 29.5293 | 30.3407 | 32.123
Dunwoodie | 5.549 | 5.9977 | 6.3434 | 6.755 | 7.1454 | 7.6295 | 8.0384 | 8.4446 | 8.6645 | 9.216
NY City | 1262.8835 | 1312.0296 | 1416.0593 | 1473.17 | 1529.9898 | 1597.579 | 1691.7035 | 1769.9254 | 1870.8157 | 1969.7641
Long Island | 506.7291 | 537.5242 | 573.7173 | 598.7758 | 626.1016 | 663.3316 | 697.8699 | 728.5542 | 763.1688 | 816.1909
NYCA Total | 5834.6912 | 6140.5312 | 6507.7369 | 6746.053 | 7018.7058 | 7411.4489 | 7768.0527 | 8163.7205 | 8493.3311 | 9048.0472
Figure 119: Projected Contract Case Load Payments (2021-2040) by Zone
Load Payment ($M) | 2021 | 2022 | 2023 | 2024 | 2025 | 2026 | 2027 | 2028 | 2029 | 2030
West | 403.0316 | 411.4237 | 495.7101 | 465.9676 | 507.8288 | 535.0227 | 558.2711 | 599.4697 | 631.3081 | 669.0914
Genesee | 264.6368 | 260.0861 | 290.581 | 270.4911 | 287.7199 | 295.5484 | 304.0924 | 326.7507 | 343.149 | 363.1337
Central | 439.0132 | 434.9443 | 483.884 | 459.8164 | 501.424 | 524.6822 | 541.1958 | 579.0316 | 608.1355 | 640.2423
North | 125.6068 | 155.8283 | 200.3493 | 195.8849 | 216.7457 | 229.339 | 242.4461 | 259.2627 | 272.9403 | 286.5562
Mohawk Valley | 215.1444 | 211.4605 | 236.2431 | 214.5823 | 229.6922 | 237.9107 | 246.6278 | 264.5658 | 278.0322 | 294.3197
Capital | 414.0061 | 366.1935 | 395.4023 | 380.3264 | 398.334 | 410.6726 | 427.9365 | 459.4936 | 488.8749 | 514.6903
Hudson Valley | 307.8043 | 278.7684 | 310.8373 | 282.4614 | 299.0975 | 306.8732 | 320.1577 | 340.8005 | 361.1493 | 380.0366
Millwood | 92.2311 | 84.7002 | 95.3276 | 90.4324 | 95.316 | 97.9101 | 102.5911 | 109.3057 | 116.3311 | 122.0837
Dunwoodie | 188.783 | 173.4401 | 195.3188 | 183.8399 | 192.2341 | 195.9596 | 204.8665 | 218.1658 | 232.2422 | 244.1515
NY City | 1628.9335 | 1488.3793 | 1656.7743 | 1564.3734 | 1631.5076 | 1658.6797 | 1733.7503 | 1848.8343 | 1974.5585 | 2079.3939
Long Island | 827.0649 | 726.165 | 768.0048 | 671.3072 | 695.07 | 672.7082 | 699.9287 | 747.0669 | 806.4871 | 855.8865
NYCA Total | 4906.2557 | 4591.3894 | 5128.4327 | 4779.483 | 5054.9699 | 5165.3064 | 5381.864 | 5752.7471 | 6113.2082 | 6449.5858
Load Payment ($M) | 2031 | 2032 | 2033 | 2034 | 2035 | 2036 | 2037 | 2038 | 2039 | 2040
West | 693.4201 | 733.5596 | 770.7647 | 803.5181 | 838.7825 | 887.0442 | 925.2785 | 978.6411 | 1013.447 | 1083.3186
Genesee | 375.7539 | 398.4772 | 418.3645 | 436.3214 | 455.8757 | 480.9796 | 502.388 | 531.7174 | 551.1111 | 591.2772
Central | 657.5095 | 689.2123 | 720.8505 | 745.1358 | 774.3331 | 815.7016 | 853.038 | 899.9141 | 935.316 | 999.5077
North | 295.5735 | 311.9599 | 327.1427 | 338.4396 | 351.6424 | 369.35 | 384.4131 | 403.556 | 415.3411 | 441.1411
Mohawk Valley | 304.05 | 320.5186 | 337.3669 | 351.6272 | 364.9957 | 384.6834 | 402.2909 | 424.5522 | 440.2799 | 470.5303
Capital | 535.0391 | 567.4283 | 603.2644 | 631.3367 | 655.3218 | 689.6921 | 719.9184 | 757.765 | 788.8964 | 837.2458
Hudson Valley | 394.4368 | 416.3672 | 440.4645 | 460.7581 | 482.1839 | 506.6272 | 529.4044 | 559.9438 | 585.9584 | 626.8792
Millwood | 126.8965 | 134.1685 | 141.6032 | 148.1673 | 155.5072 | 163.8385 | 171.9485 | 181.8632 | 189.531 | 202.8569
Dunwoodie | 254.7228 | 270.322 | 286.0355 | 300.1163 | 315.82 | 333.1932 | 351.1398 | 371.7981 | 388.6629 | 416.1262
NY City | 2167.4048 | 2299.8503 | 2438.6689 | 2558.3117 | 2697.6079 | 2847.1517 | 3000.3259 | 3178.2991 | 3325.1031 | 3577.6811
Long Island | 905.5415 | 964.7847 | 1031.1057 | 1089.6892 | 1148.8458 | 1217.3313 | 1287.2292 | 1360.684 | 1431.5816 | 1546.297
NYCA Total | 6710.3485 | 7106.6485 | 7515.6315 | 7863.4212 | 8240.916 | 8695.5927 | 9127.3748 | 9648.734 | 10065.2286 | 10792.8611
Figure 120: Projected Contract Case Loss Payments (2021-2040) by Zone
Loss Costs ($M) | 2021 | 2022 | 2023 | 2024 | 2025 | 2026 | 2027 | 2028 | 2029 | 2030
West | 13.0448 | 14.7717 | 16.8733 | 9.8241 | 12.7929 | 12.8194 | 13.051 | 12.1757 | 12.031 | 11.215
Genesee | 6.5552 | 8.5801 | 9.1759 | 5.4637 | 7.064 | 7.4597 | 6.9638 | 7.3627 | 7.326 | 6.8728
Central | 12.82 | 13.04 | 13.6711 | 10.787 | 11.6095 | 11.8785 | 11.927 | 12.858 | 13.1299 | 13.7206
North | -3.5549 | -2.9481 | -2.4375 | -2.17 | -1.7347 | -1.5258 | -1.4747 | -1.8135 | -1.7756 | -1.9764
Mohawk Valley | 9.4189 | 8.6866 | 7.9431 | 5.4511 | 5.7852 | 5.8224 | 6.0536 | 6.3992 | 6.781 | 7.1522
Capital | 20.5066 | 18.998 | 22.0863 | 18.1688 | 19.418 | 19.7361 | 21.0883 | 22.5206 | 24.608 | 25.8441
Hudson Valley | 25.0178 | 23.8703 | 27.6224 | 23.275 | 24.6099 | 23.9325 | 25.4877 | 27.1098 | 29.2944 | 31.0782
Millwood | 7.9855 | 7.8452 | 9.2202 | 8.0105 | 8.4907 | 8.2509 | 8.8061 | 9.3637 | 10.1768 | 10.7524
Dunwoodie | 16.3348 | 15.8575 | 18.4843 | 16.0419 | 16.8535 | 16.1167 | 17.1639 | 18.2483 | 19.8444 | 21.0251
NY City | 150.6448 | 145.5253 | 167.2685 | 146.7244 | 149.922 | 142.1177 | 151.3061 | 161.5714 | 176.1053 | 187.3186
Long Island | 63.7075 | 60.1176 | 69.7236 | 54.1659 | 56.7127 | 52.2708 | 55.4291 | 59.2465 | 65.464 | 70.0053
NYCA Total | 322.4812 | 314.3443 | 359.631 | 295.7426 | 311.5238 | 298.879 | 315.8018 | 335.0424 | 362.9852 | 383.0079
Loss Costs ($M) | 2031 | 2032 | 2033 | 2034 | 2035 | 2036 | 2037 | 2038 | 2039 | 2040
West | 13.2906 | 10.8452 | 11.1286 | 11.3411 | 11.7682 | 11.1614 | 12.748 | 11.9865 | 13.3815 | 14.286
Genesee | 8.0365 | 7.4327 | 7.1051 | 8.0056 | 8.2125 | 7.7929 | 8.9842 | 9.3271 | 9.2645 | 10.9519
Central | 14.1571 | 14.4773 | 14.9887 | 16.0695 | 16.4588 | 17.1522 | 17.8422 | 19.3674 | 20.1514 | 22.0209
North | -1.8793 | -2.4262 | -2.449 | -2.6841 | -2.7071 | -2.9581 | -2.6872 | -3.1264 | -3.2775 | -3.6834
Mohawk Valley | 7.3969 | 7.6682 | 8.2499 | 8.5393 | 8.9891 | 9.4732 | 10.0404 | 10.6723 | 11.335 | 12.1098
Capital | 26.8615 | 28.4169 | 31.0771 | 31.5846 | 33.6675 | 35.2727 | 37.2444 | 38.6074 | 41.2737 | 43.2583
Hudson Valley | 32.1961 | 34.3164 | 37.2559 | 38.4085 | 40.8732 | 43.297 | 45.8718 | 48.4732 | 51.6269 | 54.9325
Millwood | 11.1806 | 11.9267 | 12.9173 | 13.3592 | 14.2326 | 15.1405 | 16.0413 | 17.0085 | 18.0507 | 19.2596
Dunwoodie | 21.9444 | 23.5239 | 25.5721 | 26.4848 | 28.2959 | 30.135 | 32.1044 | 34.0627 | 36.2885 | 38.6861
NY City | 194.8707 | 209.1366 | 227.3077 | 236.1414 | 252.9241 | 269.5592 | 286.7425 | 304.7133 | 324.8079 | 348.0147
Long Island | 73.5367 | 79.3994 | 87.5617 | 91.3285 | 98.6515 | 105.2166 | 112.4813 | 120.2913 | 128.7078 | 137.535
NYCA Total | 401.5918 | 424.7171 | 460.7149 | 478.5784 | 511.3664 | 541.2425 | 577.4134 | 611.3834 | 651.6105 | 697.3714
Figure 121: Projected Contract Case SO2 Emissions Costs (2021-2040) by Zone
SO2 Emissions Costs ($M) | 2021 | 2022 | 2023 | 2024 | 2025 | 2026 | 2027 | 2028 | 2029 | 2030
West | 3.3464e-06 | 4.9004e-06 | 5.4642e-06 | 3.8506e-06 | 5.1659e-06 | 6.2247e-06 | 5.9759e-06 | 5.5895e-06 | 5.8841e-06 | 5.9907e-06
Genesee | 4.6643e-07 | 7.5849e-07 | 5.4195e-07 | 3.7771e-07 | 5.3521e-07 | 6.8787e-07 | 6.306e-07 | 5.2498e-07 | 6.5981e-07 | 6.4375e-07
Central | 1.8614e-05 | 2.69e-05 | 2.6438e-05 | 2.6578e-05 | 2.7004e-05 | 2.7469e-05 | 2.6431e-05 | 2.681e-05 | 2.5948e-05 | 2.7229e-05
North | 6.6879e-08 | 8.8109e-08 | 1.5909e-07 | 2.8456e-07 | 4.1118e-07 | 4.8767e-07 | 4.8456e-07 | 2.5086e-07 | 3.8581e-07 | 3.0401e-07
Mohawk Valley | 9.1297e-08 | 8.3531e-08 | 4.4273e-08 | 5.4232e-08 | 7.9726e-08 | 1.3788e-07 | 1.288e-07 | 5.0432e-08 | 1.702e-07 | 7.9762e-08
Capital | 5.5006e-05 | 6.0304e-05 | 6.0283e-05 | 5.4003e-05 | 5.2459e-05 | 4.8605e-05 | 4.708e-05 | 4.7235e-05 | 4.7596e-05 | 4.8654e-05
Hudson Valley | 3.1889e-05 | 3.7255e-05 | 3.7469e-05 | 3.3153e-05 | 3.2052e-05 | 2.8625e-05 | 2.8196e-05 | 2.8647e-05 | 2.8643e-05 | 2.8936e-05
Millwood | 0 | 0 | 0 | 0 | 0 | 0 | 0 | 0 | 0 | 0
Dunwoodie | 0 | 0 | 0 | 0 | 0 | 0 | 0 | 0 | 0 | 0
NY City | 0.00011399 | 0.00011746 | 0.00012474 | 0.00011368 | 0.00011296 | 0.00010005 | 0.00010147 | 0.00010358 | 0.00010192 | 0.0001015
Long Island | 4.3161e-05 | 4.1092e-05 | 3.3991e-05 | 3.0048e-05 | 2.9129e-05 | 2.5811e-05 | 2.5861e-05 | 2.5427e-05 | 2.5301e-05 | 2.576e-05
NYCA Total | 0.00026663 | 0.00028885 | 0.00028913 | 0.00026203 | 0.00025979 | 0.0002381 | 0.00023626 | 0.00023812 | 0.00023651 | 0.0002391
SO2 Emissions Costs ($M) | 2031 | 2032 | 2033 | 2034 | 2035 | 2036 | 2037 | 2038 | 2039 | 2040
West | 6.487e-06 | 6.1905e-06 | 5.7584e-06 | 5.5949e-06 | 5.7212e-06 | 5.9004e-06 | 6.1987e-06 | 6.4386e-06 | 6.0205e-06 | 6.6762e-06
Genesee | 6.7496e-07 | 6.7267e-07 | 5.1038e-07 | 5.008e-07 | 5.9862e-07 | 5.0468e-07 | 5.4873e-07 | 5.9347e-07 | 5.3184e-07 | 5.5967e-07
Central | 2.5266e-05 | 2.6972e-05 | 2.5564e-05 | 2.6941e-05 | 2.5639e-05 | 2.751e-05 | 2.7141e-05 | 2.8633e-05 | 2.7571e-05 | 3.0021e-05
North | 4.972e-07 | 4.5672e-07 | 2.6159e-07 | 2.345e-07 | 2.6818e-07 | 3.2819e-07 | 2.1211e-07 | 2.1757e-07 | 2.5748e-07 | 3.356e-07
Mohawk Valley | 1.7373e-07 | 1.2821e-07 | 6.3057e-08 | 6.1354e-08 | 9.0661e-08 | 9.561e-08 | 5.9538e-08 | 7.0183e-08 | 7.7157e-08 | 1.4074e-07
Capital | 4.9059e-05 | 5.0497e-05 | 4.9064e-05 | 5.1971e-05 | 5.1107e-05 | 5.3528e-05 | 5.4442e-05 | 5.7106e-05 | 5.6075e-05 | 5.9385e-05
Hudson Valley | 3.0751e-05 | 3.0252e-05 | 2.956e-05 | 3.0019e-05 | 3.0994e-05 | 3.1533e-05 | 3.1638e-05 | 3.3613e-05 | 3.299e-05 | 3.5721e-05
Millwood | 0 | 0 | 0 | 0 | 0 | 0 | 0 | 0 | 0 | 0
Dunwoodie | 0 | 0 | 0 | 0 | 0 | 0 | 0 | 0 | 0 | 0
NY City | 0.00010391 | 0.00010139 | 0.000106 | 0.00010565 | 0.00010539 | 0.00010558 | 0.00010871 | 0.00010909 | 0.00011237 | 0.00011226
Long Island | 2.642e-05 | 2.6077e-05 | 2.6623e-05 | 2.7642e-05 | 2.7666e-05 | 2.8286e-05 | 2.8575e-05 | 2.8497e-05 | 2.9489e-05 | 3.1931e-05
NYCA Total | 0.00024324 | 0.00024263 | 0.0002434 | 0.00024861 | 0.00024747 | 0.00025327 | 0.00025752 | 0.00026426 | 0.00026538 | 0.00027704
Figure 122: Projected Contract Case SO2 Emissions (2021-2040) by Zone (Tons)
SO2 Emissions (Tons) | 2021 | 2022 | 2023 | 2024 | 2025 | 2026 | 2027 | 2028 | 2029 | 2030
West | 187.5478 | 188.4246 | 188.5602 | 188.2504 | 188.3031 | 188.9587 | 188.8443 | 189.247 | 188.8425 | 188.9567
Genesee | 0.23321 | 0.37924 | 0.27098 | 0.18885 | 0.26761 | 0.34394 | 0.3153 | 0.26249 | 0.32991 | 0.32188
Central | 9.3069 | 13.4502 | 13.2191 | 13.2889 | 13.5022 | 13.7347 | 13.2153 | 13.4048 | 12.974 | 13.6143
North | 0.033439 | 0.044054 | 0.079543 | 0.14228 | 0.20559 | 0.24383 | 0.24228 | 0.12543 | 0.1929 | 0.152
Mohawk Valley | 0.045649 | 0.041766 | 0.022137 | 0.027116 | 0.039863 | 0.06894 | 0.064398 | 0.025215 | 0.085101 | 0.039881
Capital | 56.6262 | 59.2941 | 59.2834 | 56.2639 | 55.4084 | 53.4072 | 52.686 | 52.8467 | 52.9256 | 53.4166
Hudson Valley | 15.9443 | 18.6277 | 18.7343 | 16.5763 | 16.0259 | 14.3124 | 14.098 | 14.3234 | 14.3216 | 14.468
Millwood | 106.1058 | 106.0858 | 106.0858 | 106.3884 | 106.0744 | 106.0807 | 106.0807 | 106.4029 | 106.0741 | 106.0675
Dunwoodie | 0 | 0 | 0 | 0 | 0 | 0 | 0 | 0 | 0 | 0
NY City | 57.5379 | 59.2442 | 62.9149 | 57.3858 | 56.5016 | 50.0435 | 50.7521 | 51.8147 | 50.9783 | 50.7991
Long Island | 98.4185 | 98.1261 | 92.1344 | 90.3267 | 89.6856 | 88.0922 | 88.0896 | 88.0504 | 87.7712 | 88.0006
NYCA Total | 531.7997 | 543.7178 | 541.3048 | 528.8387 | 526.0142 | 515.286 | 514.388 | 516.5031 | 514.4953 | 515.8366
SO2 Emissions (Tons) | 2031 | 2032 | 2033 | 2034 | 2035 | 2036 | 2037 | 2038 | 2039 | 2040
West | 189.0255 | 189.5861 | 188.7435 | 188.6233 | 188.8585 | 189.2406 | 188.956 | 189.3306 | 188.9156 | 189.1106
Genesee | 0.33748 | 0.33634 | 0.25519 | 0.2504 | 0.29931 | 0.25234 | 0.27436 | 0.29673 | 0.26592 | 0.27983
Central | 12.6332 | 13.486 | 12.7819 | 13.4706 | 12.8194 | 13.7552 | 13.5704 | 14.3163 | 13.7855 | 15.0105
North | 0.2486 | 0.22836 | 0.13079 | 0.11725 | 0.13409 | 0.1641 | 0.10606 | 0.10879 | 0.12874 | 0.1678
Mohawk Valley | 0.086864 | 0.064104 | 0.031528 | 0.030677 | 0.04533 | 0.047805 | 0.029767 | 0.035092 | 0.038578 | 0.070372
Capital | 53.6566 | 54.4591 | 53.6595 | 55.1129 | 54.6399 | 55.9746 | 56.3444 | 57.6805 | 57.1464 | 58.7733
Hudson Valley | 15.3754 | 15.126 | 14.7802 | 15.0095 | 15.497 | 15.7665 | 15.8188 | 16.8066 | 16.4949 | 17.8607
Millwood | 106.0675 | 106.3832 | 106.0741 | 106.0875 | 106.0807 | 106.3753 | 106.0927 | 106.0807 | 106.0858 | 105.989
Dunwoodie | 0 | 0 | 0 | 0 | 0 | 0 | 0 | 0 | 0 | 0
NY City | 51.9944 | 50.7668 | 53.0502 | 52.8906 | 52.765 | 52.9122 | 54.49 | 54.7171 | 56.3511 | 56.4009
Long Island | 88.402 | 88.2891 | 88.4174 | 88.9818 | 88.9495 | 89.522 | 89.5116 | 89.4074 | 90.4198 | 91.672
NYCA Total | 517.8276 | 518.7251 | 517.9243 | 520.5745 | 520.0887 | 524.0106 | 525.1941 | 528.7797 | 529.6323 | 535.3352
Figure 123: Projected Contract Case CO2 Emissons Costs (2021-2040) by Zone
CO2 Emissions Costs ($M) | 2021 | 2022 | 2023 | 2024 | 2025 | 2026 | 2027 | 2028 | 2029 | 2030
West | 3.0219 | 4.7141 | 5.6434 | 4.4154 | 6.2911 | 8.2099 | 8.4881 | 8.553 | 9.7037 | 10.6579
Genesee | 0.44206 | 0.76198 | 0.59563 | 0.46891 | 0.69369 | 0.96244 | 0.95257 | 0.85595 | 1.1679 | 1.2281
Central | 16.5109 | 25.368 | 26.7975 | 29.169 | 31.9343 | 35.028 | 36.4394 | 39.6382 | 41.6317 | 46.9863
North | 0.069534 | 0.094276 | 0.18244 | 0.35281 | 0.53806 | 0.70474 | 0.76436 | 0.41884 | 0.70151 | 0.58644
Mohawk Valley | 0.090231 | 0.090374 | 0.053492 | 0.072092 | 0.10961 | 0.20947 | 0.21211 | 0.08895 | 0.32551 | 0.16084
Capital | 49.1019 | 57.7859 | 61.8127 | 59.8808 | 62.8232 | 63.3058 | 66.0756 | 71.207 | 77.2978 | 85.0481
Hudson Valley | 26.6027 | 35.4146 | 37.3026 | 35.9328 | 37.7037 | 36.3112 | 38.4692 | 41.1443 | 44.9918 | 49.0486
Millwood | 0 | 0 | 0 | 0 | 0 | 0 | 0 | 0 | 0 | 0
Dunwoodie | 0 | 0 | 0 | 0 | 0 | 0 | 0 | 0 | 0 | 0
NY City | 98.937 | 109.8009 | 125.3828 | 123.2788 | 132.0922 | 126.7577 | 138.5669 | 152.4263 | 161.7666 | 173.5987
Long Island | 30.1232 | 33.2404 | 33.5807 | 32.6253 | 34.1183 | 32.8323 | 35.4344 | 37.5726 | 40.3002 | 44.2148
NYCA Total | 224.8996 | 267.2706 | 291.3513 | 286.1959 | 306.3041 | 304.3215 | 325.4027 | 351.9053 | 377.8866 | 411.5298
CO2 Emissions Costs ($M) | 2031 | 2032 | 2033 | 2034 | 2035 | 2036 | 2037 | 2038 | 2039 | 2040
West | 12.4267 | 12.8129 | 12.8169 | 13.4812 | 14.7874 | 16.4542 | 18.503 | 20.7164 | 20.8156 | 24.8328
Genesee | 1.3863 | 1.4892 | 1.2097 | 1.2976 | 1.6518 | 1.5085 | 1.7484 | 2.0233 | 1.9407 | 2.2438
Central | 46.8938 | 53.9752 | 55.2583 | 62.5933 | 64.2139 | 74.1046 | 78.5803 | 89.2191 | 92.605 | 108.3268
North | 1.0608 | 1.0367 | 0.62373 | 0.62535 | 0.75185 | 1.0027 | 0.69085 | 0.76432 | 0.96874 | 1.3457
Mohawk Valley | 0.3953 | 0.3119 | 0.15815 | 0.16642 | 0.26677 | 0.30385 | 0.1957 | 0.24534 | 0.29768 | 0.57825
Capital | 92.6638 | 102.6723 | 107.3361 | 122.4316 | 129.4355 | 145.9668 | 159.906 | 180.1386 | 190.267 | 216.4376
Hudson Valley | 54.7362 | 59.9111 | 62.8585 | 68.7821 | 76.3498 | 83.7767 | 90.9518 | 104.0415 | 109.715 | 127.8182
Millwood | 0 | 0 | 0 | 0 | 0 | 0 | 0 | 0 | 0 | 0
Dunwoodie | 0 | 0 | 0 | 0 | 0 | 0 | 0 | 0 | 0 | 0
NY City | 191.3733 | 201.6009 | 226.9266 | 243.9188 | 262.2005 | 282.9615 | 313.0353 | 338.7081 | 375.4621 | 404.519
Long Island | 48.7387 | 51.7576 | 56.6293 | 61.3638 | 68.1418 | 73.6354 | 80.8435 | 87.1594 | 95.892 | 105.4632
NYCA Total | 449.6749 | 485.5676 | 523.8173 | 574.6602 | 617.7993 | 679.7143 | 744.4548 | 823.016 | 887.964 | 991.5652
Figure 124: Projected Contract Case CO2 Emissions (2021-2040) by Zone (1000 Tons)
CO2 Emissions (1000 Tons) | 2021 | 2022 | 2023 | 2024 | 2025 | 2026 | 2027 | 2028 | 2029 | 2030
West | 330.7129 | 484.2879 | 540.1924 | 380.792 | 511.1174 | 616.007 | 591.3906 | 553.1676 | 582.2617 | 592.8244
Genesee | 46.2799 | 75.1656 | 53.6874 | 37.4921 | 53.0605 | 68.3053 | 62.5963 | 52.1152 | 65.4854 | 63.9265
Central | 1853.3081 | 2677.405 | 2632.5331 | 2645.8587 | 2687.7826 | 2734.6062 | 2630.2539 | 2668.5568 | 2582.6416 | 2709.9013
North | 6.6484 | 8.7599 | 15.8473 | 28.3104 | 40.9406 | 48.5463 | 48.2074 | 24.9556 | 38.374 | 30.2578
Mohawk Valley | 9.07 | 8.2973 | 4.4002 | 5.3815 | 7.9218 | 13.6619 | 12.749 | 4.9965 | 16.8641 | 7.9202
Capital | 5462.2111 | 5987.7862 | 5986.4908 | 5362.5073 | 5210.5008 | 4826.2207 | 4674.8283 | 4690.4814 | 4726.3187 | 4831.8817
Hudson Valley | 2987.0694 | 3696.4277 | 3654.1764 | 3261.2075 | 3163.3923 | 2809.3811 | 2763.8135 | 2756.9292 | 2798.9755 | 2830.1052
Millwood | 0 | 0 | 0 | 0 | 0 | 0 | 0 | 0 | 0 | 0
Dunwoodie | 0 | 0 | 0 | 0 | 0 | 0 | 0 | 0 | 0 | 0
NY City | 11420.0057 | 11758.1893 | 12488.7959 | 11389.8301 | 11215.9095 | 9933.2897 | 10073.7334 | 10285.4827 | 10118.3842 | 10082.6122
Long Island | 3461.5986 | 3551.2366 | 3326.9454 | 2985.0776 | 2900.5119 | 2571.6425 | 2576.7361 | 2533.2987 | 2520.7971 | 2565.3531
NYCA Total | 25576.9039 | 28247.5555 | 28703.069 | 26096.4572 | 25791.1373 | 23621.6607 | 23434.3086 | 23569.9837 | 23450.1022 | 23714.7824
CO2 Emissions (1000 Tons) | 2031 | 2032 | 2033 | 2034 | 2035 | 2036 | 2037 | 2038 | 2039 | 2040
West | 641.9851 | 612.5049 | 569.6825 | 553.4333 | 565.9793 | 583.6164 | 613.2487 | 636.9401 | 595.4255 | 660.4125
Genesee | 66.9921 | 66.8142 | 50.6499 | 49.6506 | 59.4262 | 50.0851 | 54.4124 | 58.8065 | 52.7656 | 55.5347
Central | 2514.6178 | 2684.6532 | 2544.4273 | 2681.7181 | 2551.7514 | 2738.3702 | 2701.2557 | 2850.3833 | 2744.1223 | 2988.8042
North | 49.4642 | 45.4558 | 26.027 | 23.328 | 26.6777 | 32.6405 | 21.1135 | 21.6509 | 25.599 | 33.3474
Mohawk Valley | 17.2009 | 12.6919 | 6.2628 | 6.088 | 8.9924 | 9.4726 | 5.8984 | 6.9637 | 7.6609 | 13.947
Capital | 4871.1122 | 5014.9017 | 4872.8258 | 5161.5091 | 5075.3535 | 5317.3352 | 5406.0995 | 5671.0436 | 5568.6491 | 5896.681
Hudson Valley | 2911.5061 | 2959.6059 | 2894.3522 | 2939.1564 | 3032.2504 | 3087.4064 | 3106.3662 | 3295.7651 | 3238.4144 | 3503.4685
Millwood | 0 | 0 | 0 | 0 | 0 | 0 | 0 | 0 | 0 | 0
Dunwoodie | 0 | 0 | 0 | 0 | 0 | 0 | 0 | 0 | 0 | 0
NY City | 10319.0024 | 10077.0865 | 10529.1024 | 10498.4174 | 10472.8333 | 10501.3734 | 10816.0184 | 10861.4394 | 11185.1193 | 11195.4834
Long Island | 2627.8142 | 2587.4962 | 2628.1825 | 2648.7741 | 2730.5937 | 2733.7401 | 2784.913 | 2791.5428 | 2855.9836 | 2913.1003
NYCA Total | 24019.6948 | 24061.2103 | 24121.5123 | 24562.0751 | 24523.858 | 25054.04 | 25509.3259 | 26194.5355 | 26273.7398 | 27260.779
Figure 125: Projected Contract Case NOX Emissions Costs (2021-2040) by Zone
NOX Emissions Costs ($M) | 2021 | 2022 | 2023 | 2024 | 2025 | 2026 | 2027 | 2028 | 2029 | 2030
West | 0.31538 | 0.17863 | 0.068371 | 0.017291 | 0.011723 | 0.0068875 | 0.0071818 | 0.0068001 | 0.0074935 | 0.0070535
Genesee | 0.01326 | 0.0068903 | 0.0015258 | 0.00035517 | 0.00027114 | 0.00015119 | 0.00015244 | 0.0001279 | 0.00017344 | 0.00018114
Central | 0.25989 | 0.10482 | 0.030156 | 0.010928 | 0.0056115 | 0.0031276 | 0.0033769 | 0.0032041 | 0.0033045 | 0.0033502
North | 0.0016468 | 0.00019697 | 3.6907e-05 | 0.00013102 | 0.00014121 | 0.00019022 | 0.00021472 | 9.5364e-05 | 0.00014753 | 7.3033e-05
Mohawk Valley | 0.010901 | 0.0030784 | 0.00031142 | 0.00015274 | 6.9764e-05 | 3.7135e-05 | 3.616e-05 | 2.5705e-05 | 5.7029e-05 | 4.0962e-05
Capital | 0.46601 | 0.18149 | 0.056997 | 0.024716 | 0.011177 | 0.0056158 | 0.0056091 | 0.005453 | 0.0054866 | 0.0055007
Hudson Valley | 0.56807 | 0.25054 | 0.077044 | 0.027014 | 0.0133 | 0.0060509 | 0.0062629 | 0.0060561 | 0.0059129 | 0.0054901
Millwood | 0 | 0 | 0 | 0 | 0 | 0 | 0 | 0 | 0 | 0
Dunwoodie | 0 | 0 | 0 | 0 | 0 | 0 | 0 | 0 | 0 | 0
NY City | 2.4587 | 0.8756 | 0.32013 | 0.12406 | 0.057196 | 0.027308 | 0.028507 | 0.028653 | 0.028271 | 0.02836
Long Island | 1.3385 | 0.45458 | 0.13828 | 0.058494 | 0.026861 | 0.012707 | 0.012697 | 0.012422 | 0.012424 | 0.012824
NYCA Total | 5.4324 | 2.0558 | 0.69285 | 0.26314 | 0.12635 | 0.062075 | 0.064038 | 0.062837 | 0.06327 | 0.062873
NOX Emissions Costs ($M) | 2031 | 2032 | 2033 | 2034 | 2035 | 2036 | 2037 | 2038 | 2039 | 2040
West | 0.007643 | 0.0070042 | 0.007854 | 0.0080272 | 0.0077384 | 0.0079342 | 0.008077 | 0.0084906 | 0.0089503 | 0.0089983
Genesee | 0.00018331 | 0.00018025 | 0.00014696 | 0.00014179 | 0.0001673 | 0.00014397 | 0.00014364 | 0.00019509 | 0.00015935 | 0.00017015
Central | 0.0031958 | 0.0034641 | 0.003338 | 0.0033637 | 0.0033234 | 0.0034503 | 0.0034234 | 0.0037741 | 0.0037048 | 0.0039064
North | 0.00019684 | 0.00017432 | 9.6465e-05 | 9.4754e-05 | 9.754e-05 | 0.00014526 | 7.5705e-05 | 7.2906e-05 | 0.0001286 | 0.00014635
Mohawk Valley | 6.3249e-05 | 3.0606e-05 | 1.8705e-05 | 2.7523e-05 | 4.0415e-05 | 3.3577e-05 | 2.5552e-05 | 2.604e-05 | 4.2027e-05 | 7.7886e-05
Capital | 0.0056818 | 0.0056561 | 0.0057847 | 0.0059801 | 0.0057478 | 0.0059254 | 0.0061297 | 0.006739 | 0.0066936 | 0.0069872
Hudson Valley | 0.0067866 | 0.0065644 | 0.0064782 | 0.0067182 | 0.0056662 | 0.0061656 | 0.006832 | 0.0074148 | 0.0068815 | 0.0073941
Millwood | 0 | 0 | 0 | 0 | 0 | 0 | 0 | 0 | 0 | 0
Dunwoodie | 0 | 0 | 0 | 0 | 0 | 0 | 0 | 0 | 0 | 0
NY City | 0.031471 | 0.029301 | 0.030435 | 0.030634 | 0.031167 | 0.031155 | 0.031083 | 0.03212 | 0.033373 | 0.033399
Long Island | 0.012958 | 0.012928 | 0.013379 | 0.013421 | 0.014082 | 0.014163 | 0.014066 | 0.014352 | 0.014836 | 0.015511
NYCA Total | 0.06818 | 0.065302 | 0.067531 | 0.068408 | 0.06803 | 0.069117 | 0.069856 | 0.073185 | 0.074769 | 0.07659
Figure 126: Projected Contract Case NOX Emissions (2021-2040) by Zone (Tons)
NOX Emissions (Tons) | 2021 | 2022 | 2023 | 2024 | 2025 | 2026 | 2027 | 2028 | 2029 | 2030
West | 1566.44 | 1813.7631 | 1913.6502 | 1672.0267 | 1838.7714 | 1938.6008 | 1912.409 | 1892.6907 | 1934.2265 | 1938.2151
Genesee | 191.1416 | 200.2958 | 194.9437 | 183.5649 | 186.2852 | 188.5102 | 186.3316 | 183.3023 | 186.3343 | 186.0925
Central | 490.5116 | 600.8198 | 575.4703 | 564.2693 | 580.3971 | 597.5292 | 581.9972 | 575.128 | 576.3169 | 584.3025
North | 43.105 | 52.3999 | 57.4772 | 65.0563 | 77.2001 | 107.1554 | 111.6047 | 73.0992 | 88.3885 | 63.3805
Mohawk Valley | 43.4283 | 44.4248 | 41.2379 | 37.7087 | 37.4845 | 41.1915 | 41.9114 | 36.7234 | 42.5711 | 36.9788
Capital | 748.7598 | 825.0278 | 753.2524 | 710.1019 | 688.0361 | 665.3384 | 654.8031 | 646.1438 | 643.2578 | 652.9162
Hudson Valley | 403.2725 | 541.2193 | 494.4297 | 393.8337 | 410.5088 | 350.7325 | 354.886 | 348.1209 | 336.8347 | 319.9495
Millwood | 994.5501 | 994.3567 | 994.3567 | 997.1914 | 994.2458 | 994.3067 | 994.3067 | 997.3311 | 994.2431 | 994.1795
Dunwoodie | 0 | 0 | 0 | 0 | 0 | 0 | 0 | 0 | 0 | 0
NY City | 2578.105 | 2737.2688 | 2897.9929 | 2533.1765 | 2252.6183 | 1894.3546 | 1963.0589 | 2020.7244 | 2032.0542 | 1981.1681
Long Island | 2727.5627 | 2726.6919 | 2601.513 | 2485.9207 | 2454.8907 | 2339.3059 | 2339.7105 | 2343.8053 | 2331.1549 | 2346.2593
NYCA Total | 9786.8765 | 10536.2677 | 10524.3242 | 9642.85 | 9520.438 | 9117.0254 | 9141.019 | 9117.0692 | 9165.3822 | 9103.442
NOX Emissions (Tons) | 2031 | 2032 | 2033 | 2034 | 2035 | 2036 | 2037 | 2038 | 2039 | 2040
West | 1973.1893 | 1949.4019 | 1917.273 | 1888.761 | 1910.1984 | 1917.0045 | 1969.7427 | 2007.269 | 1960.3659 | 2055.9824
Genesee | 188.4656 | 190.5383 | 184.9211 | 184.2736 | 188.0207 | 187.692 | 188.0841 | 189.3492 | 188.4219 | 190.8313
Central | 570.9972 | 595.039 | 559.0836 | 570.1583 | 562.7208 | 584.6058 | 583.9012 | 601.4339 | 584.4376 | 618.5571
North | 105.7005 | 99.6145 | 68.6292 | 67.7473 | 67.4553 | 79.0461 | 69.3276 | 64.4485 | 74.5472 | 78.4045
Mohawk Valley | 44.3532 | 41.9338 | 37.1237 | 37.4842 | 39.0039 | 40.6114 | 39.1302 | 39.0879 | 39.1736 | 43.6928
Capital | 660.7414 | 671.7828 | 661.1051 | 683.7009 | 665.9586 | 686.1557 | 700.9587 | 731.8844 | 719.5377 | 744.6476
Hudson Valley | 376.7996 | 373.6586 | 363.1897 | 377.1506 | 334.9808 | 353.2087 | 386.4239 | 410.681 | 391.177 | 428.575
Millwood | 994.1795 | 997.1404 | 994.2431 | 994.3729 | 994.3067 | 997.0642 | 994.423 | 994.3067 | 994.3567 | 993.4479
Dunwoodie | 0 | 0 | 0 | 0 | 0 | 0 | 0 | 0 | 0 | 0
NY City | 2098.8332 | 1937.251 | 2188.0754 | 2081.8095 | 2155.9455 | 2211.0575 | 2270.2343 | 2287.8928 | 2396.1058 | 2416.3892
Long Island | 2365.7924 | 2337.1944 | 2366.3269 | 2382.076 | 2402.583 | 2415.5107 | 2421.4014 | 2431.1954 | 2452.671 | 2473.604
NYCA Total | 9379.0519 | 9193.5546 | 9339.9709 | 9267.5345 | 9321.1736 | 9471.9565 | 9623.6271 | 9757.5489 | 9800.7945 | 10044.1317
Figure 127: Projected Contract Case Congestion Rents (2021-2040) by Zone
Congestion Rent ($M) | 2021 | 2022 | 2023 | 2024 | 2025 | 2026 | 2027 | 2028 | 2029 | 2030
NYCA Total | 455.0383 | 334.4713 | 306.5551 | 280.8156 | 325.6016 | 518.3711 | 545.2842 | 532.2305 | 662.0567 | 695.5787
Congestion Rent ($M) | 2031 | 2032 | 2033 | 2034 | 2035 | 2036 | 2037 | 2038 | 2039 | 2040
NYCA Total | 744.3561 | 689.5376 | 692.7504 | 690.0902 | 744.6761 | 719.7489 | 740.5924 | 747.7415 | 765.7872 | 792.0639
Figure 128: Projected Contract Case LBMP (2021-2040) by Zone ($/MWh)
LBMP ($/MWh) | 2021 | 2022 | 2023 | 2024 | 2025 | 2026 | 2027 | 2028 | 2029 | 2030
West | 27.1689 | 26.185 | 29.5247 | 27.5173 | 29.7137 | 31.0882 | 32.2146 | 34.4949 | 36.3315 | 38.3186
Genesee | 26.274 | 25.9811 | 29.309 | 27.3894 | 29.5529 | 30.7841 | 31.8435 | 34.1695 | 35.9006 | 37.8947
Central | 27.9789 | 27.515 | 30.0887 | 28.3387 | 30.7505 | 32.2794 | 33.3322 | 35.6325 | 37.5103 | 39.5087
North | 22.5634 | 23.4049 | 27.5816 | 26.3383 | 28.4647 | 29.5109 | 30.6116 | 32.7009 | 34.4372 | 36.1276
Mohawk Valley | 26.5774 | 26.0922 | 29.2791 | 27.0401 | 28.9072 | 29.993 | 31.0332 | 33.1558 | 34.8344 | 36.7024
Capital | 33.6434 | 29.6055 | 32.1029 | 30.0086 | 31.7193 | 32.8523 | 34.2111 | 36.418 | 38.5362 | 40.3266
Hudson Valley | 31.9885 | 29.3291 | 32.9982 | 30.6003 | 32.4279 | 33.3361 | 34.7078 | 36.8379 | 39.0082 | 40.7498
Millwood | 32.3216 | 29.6334 | 33.3405 | 31.4702 | 33.21 | 34.0404 | 35.4837 | 37.6634 | 39.9128 | 41.719
Dunwoodie | 32.1523 | 29.5368 | 33.2937 | 31.5114 | 33.2293 | 34.0035 | 35.4503 | 37.6211 | 39.8661 | 41.6756
NY City | 32.4644 | 29.8201 | 33.5807 | 31.8417 | 33.4647 | 34.1397 | 35.6127 | 37.738 | 40.0319 | 41.8413
Long Island | 37.04 | 33.0214 | 36.0748 | 32.0351 | 33.6231 | 33.0302 | 34.4326 | 36.4903 | 38.986 | 40.7955
Average LBMP ($/MWh) | 30.0157 | 28.1931 | 31.5613 | 29.4628 | 31.3694 | 32.278 | 33.5394 | 35.7202 | 37.7596 | 39.6054
LBMP ($/MWh) | 2031 | 2032 | 2033 | 2034 | 2035 | 2036 | 2037 | 2038 | 2039 | 2040
West | 39.6617 | 41.7171 | 43.562 | 45.1606 | 46.7535 | 49.1428 | 50.9329 | 53.4738 | 54.8535 | 58.0654
Genesee | 39.1827 | 41.3496 | 43.0977 | 44.7627 | 46.3967 | 48.6727 | 50.4777 | 53.0397 | 54.4013 | 57.6942
Central | 40.7603 | 42.7686 | 44.6656 | 46.1712 | 47.7681 | 50.1148 | 52.0783 | 54.5239 | 56.1088 | 59.3033
North | 37.25 | 39.2525 | 41.1219 | 42.5234 | 44.0758 | 46.1787 | 47.9997 | 50.2917 | 51.6366 | 54.6121
Mohawk Valley | 37.8623 | 39.8244 | 41.6725 | 43.2115 | 44.6387 | 46.8192 | 48.6673 | 51.0169 | 52.4314 | 55.4467
Capital | 41.652 | 43.8175 | 46.0486 | 47.838 | 49.2456 | 51.4393 | 53.2613 | 55.5504 | 57.1327 | 59.9698
Hudson Valley | 42.1846 | 44.2952 | 46.4418 | 48.2375 | 49.961 | 52.0248 | 53.8382 | 56.2544 | 57.9278 | 60.9646
Millwood | 43.1955 | 45.4133 | 47.5785 | 49.4284 | 51.3149 | 53.4575 | 55.4761 | 57.9189 | 59.5637 | 62.7399
Dunwoodie | 43.1523 | 45.3787 | 47.5376 | 49.3865 | 51.2956 | 53.4312 | 55.4706 | 57.9043 | 59.5302 | 62.7077
NY City | 43.3666 | 45.5801 | 47.8019 | 49.6082 | 51.532 | 53.7226 | 55.8004 | 58.2379 | 59.881 | 63.1749
Long Island | 42.5506 | 44.6776 | 47.1536 | 49.0498 | 50.9687 | 53.1788 | 55.3823 | 57.7867 | 59.7294 | 63.1888
Average LBMP ($/MWh) | 40.9835 | 43.0977 | 45.1529 | 46.8525 | 48.541 | 50.7439 | 52.6713 | 55.0908 | 56.6542 | 59.8061

## Appendix I
Figure 129: Historic Demand$ Congestion by Zone 2016-2020 (nominal $)
Zone | 2016 | 2017 | 2018 | 2019 | 2020
West | 116 | 63 | 65.3852 | 88.3156 | 48.6297
Genesee | 7 | 12 | 10.1819 | 1.7277 | 4.659
Central | 29 | 40 | 37.11 | 24.0596 | 16.5785
North | 7 | 6 | 15.4634 | 6.1268 | 9.622
Mohawk Valley | 7 | 10 | 7.1475 | 5.082 | 2.8184
Capital | 95 | 90 | 80.1774 | 70.1654 | 55.3426
Hudson Valley | 64 | 66 | 49.9697 | 44.0111 | 33.4049
Millwood | 19 | 21 | 15.6751 | 12.877 | 11.2616
Dunwoodie | 41 | 44 | 34.279 | 29.8221 | 20.7582
New York City | 378 | 443 | 405.4519 | 320.0717 | 199.7747
Long Island | 339 | 287 | 302.7938 | 220.2686 | 241.5342
NYCA Total | 1102 | 1082 | 1023.6348 | 822.5276 | 644.3838
Figure 130: Historic Demand$ Congestion by Constrained Paths 2016-2020
Demand Congestion (Nominal $M) | Historic |  |  |  |  | Total
| 2016 | 2017 | 2018 | 2019 | 2020
CENTRAL EAST | 640.877 | 597.8449 | 540.0429 | 515.8385 | 401.6219 | 2696.2252
DUNWOODIE TO LONG ISLAND | 164.2274 | 88.2559 | 132.6827 | 82.1735 | 97.9983 | 565.3378
EDIC MARCY | 31.8663 | 125 | 106.7926 | 4.2668 | 1.7361 | 269.6618
LEEDS PLEASANT VALLEY | 63.0808 | 101.2283 | 9.1455 | 20.0071 | 1.2251 | 194.6869
GREENWOOD | 31.2722 | 17.6406 | 62.4742 | 25.2264 | 22.2365 | 158.8499
PACKARD HUNTLEY | 54.1459 | 29.6795 | 40.7796 | 8.6179 | 2.6564 | 135.8793
DUNWOODIE MOTTHAVEN | 2.4821 | 30.1322 | 64.8269 | 27.8661 | 3.751 | 129.0583
CHESTR-SHOEMAKR_138 | 0 | 0 | 0 | 19.4066 | 10.2634 | 29.67
UPNY-ConEd | 0 | 4.2679 | 0 | 0.21522 | 3.1994 | 7.6825
VOLNEY SCRIBA | 0.13055 | 0.65453 | 0.72935 | 3.3752 | 1.1318 | 6.0215
Figure 131: Projection of Future Demand$ Cognestion 2021-2040 by Zone for Baseline Case
Demand Congestion ($M) | 2021 | 2022 | 2023 | 2024 | 2025 | 2026 | 2027 | 2028 | 2029 | 2030
West | 32.6013 | 13.5168 | 6.4144 | 2.7799 | 3.1844 | 6.0309 | 5.9534 | 10.3816 | 12.6646 | 15.4981
Genesee | 15.8701 | 8.1297 | 3.445 | 1.9557 | 2.1915 | 2.7685 | 2.7519 | 4.837 | 5.6671 | 6.2261
Central | 51.2141 | 42.368 | 25.5656 | 25.0575 | 32.4144 | 41.8773 | 40.1768 | 44.7783 | 48.0998 | 46.85
North | 3.0204 | 2.0237 | 0.20805 | 0.018755 | 0.70394 | 0.34583 | 0.83133 | 1.4351 | 1.2481 | 1.2222
Mohawk Valley | 11.5559 | 5.6853 | 1.9642 | 0.31229 | 0.54572 | 1.1099 | 1.0651 | 0.75428 | 1.3924 | 0.44817
Capital | 96.0684 | 44.7375 | 18.7371 | 12.5661 | 3.8096 | 1.6497 | 1.8137 | 2.6099 | 0.58879 | 0.61343
Hudson Valley | 50.5853 | 22.3087 | 11.2189 | 0.44343 | 4.1463 | 6.6248 | 6.4906 | 6.6438 | 8.0838 | 8.6714
Millwood | 16.1201 | 7.3468 | 3.4822 | 0.8206 | 0.81494 | 1.7091 | 1.6776 | 1.6083 | 1.9261 | 2.1695
Dunwoodie | 30.2639 | 13.785 | 6.8831 | 1.5457 | 1.6086 | 3.4084 | 3.2964 | 3.1984 | 3.8278 | 4.3019
NY City | 266.3723 | 129.4898 | 65.9893 | 20.8373 | 8.9505 | 20.0201 | 18.6891 | 20.3869 | 24.6029 | 25.8593
Long Island | 245.5899 | 152.8759 | 94.3149 | 58.3121 | 44.3954 | 36.5929 | 36.4349 | 33.5683 | 39.4378 | 44.8735
NYCA Total | 819.2617 | 442.2671 | 238.2229 | 124.6493 | 102.7653 | 122.1375 | 119.1808 | 130.2019 | 147.5391 | 156.7336
Demand Congestion ($M) | 2031 | 2032 | 2033 | 2034 | 2035 | 2036 | 2037 | 2038 | 2039 | 2040
West | 17.4256 | 20.4624 | 21.2202 | 21.1574 | 24.3405 | 31.5474 | 32.1265 | 38.6662 | 38.7302 | 42.4759
Genesee | 6.9387 | 8.4839 | 8.8388 | 8.6015 | 10.4699 | 12.9931 | 13.6856 | 16.185 | 16.9829 | 18.7325
Central | 48.6347 | 47.8379 | 51.3187 | 48.6514 | 51.2771 | 54.6552 | 61.757 | 63.3516 | 68.9713 | 73.9732
North | 0.37368 | 1.829 | 2.3369 | 2.0023 | 2.18 | 2.2237 | 1.72 | 1.5519 | 2.3108 | 2.9869
Mohawk Valley | 2.3164 | 2.7215 | 1.168 | 1.1269 | 1.2339 | 2.3083 | 3.2209 | 3.2539 | 3.0028 | 3.2637
Capital | 1.049 | 0.39083 | 3.4579 | 5.811 | 2.2741 | 1.4194 | 3.5169 | 1.9824 | 1.7702 | 0.73799
Hudson Valley | 8.4249 | 10.2491 | 10.389 | 8.8604 | 9.8746 | 12.5405 | 13.6201 | 15.4323 | 16.1735 | 18.9404
Millwood | 2.0653 | 2.5776 | 2.5941 | 1.9921 | 2.2472 | 3.1805 | 2.5024 | 3.0502 | 3.1645 | 3.2648
Dunwoodie | 4.0882 | 5.1872 | 5.3023 | 4.1978 | 4.5612 | 6.5744 | 5.0213 | 6.3537 | 6.7279 | 6.7385
NY City | 22.4461 | 30.0976 | 31.9978 | 24.7036 | 25.6481 | 40.0233 | 24.087 | 38.7137 | 41.7231 | 23.9236
Long Island | 58.0526 | 57.972 | 70.7285 | 81.8947 | 99.9072 | 88.6006 | 108.9062 | 119.1975 | 141.3568 | 150.3171
NYCA Total | 171.8154 | 187.8089 | 209.3521 | 208.9989 | 234.0137 | 256.0665 | 270.1639 | 307.7383 | 340.9141 | 345.3546
Figure 132: Projection of Future Demand$ Congestion 2021-2040 by Constrained Path for Baseline Case
Demand Congestion ($M) | 2021 | 2022 | 2023 | 2024 | 2025 | 2026 | 2027 | 2028 | 2029 | 2030
CENTRAL EAST | 609.2533 | 286.4316 | 122.3307 | 24.6291 | 4.4194 | 0.75443 | 0.81358 | 4.3056 | 0.7247 | 1.9297
DUNWOODIE TO LONG ISLAND | 56.2853 | 39.7713 | 29.4818 | 25.8531 | 27.1364 | 27.3657 | 29.4087 | 27.4291 | 29.6049 | 32.0841
N.WAV-E.SAYR_115 | 24.862 | 28.7305 | 18.4802 | 11.7485 | 15.1885 | 17.2394 | 18.0654 | 17.7525 | 20.1131 | 19.6391
ELWOOD-PULASKI_69 | 24.4811 | 23.8059 | 14.3209 | 8.2971 | 5.1435 | 3.9153 | 0.93591 | 1.2278 | 5.8936 | 8.433
VOLNEY SCRIBA | 5.9908 | 6.1342 | 7.3787 | 6.2974 | 6.8792 | 8.1825 | 6.4701 | 7.6198 | 8.7673 | 9.1421
UPNY-ConEd | 0 | 0 | 0.33987 | 1.5625 | 1.5491 | 1.5135 | 1.0334 | 2.5897 | 5.5735 | 5.0047
CHESTR-SHOEMAKR_138 | 30.5098 | 26.9748 | 25.817 | 1.7533 | 0.76119 | 0.54713 | 0.72538 | 2.0466 | 2.7461 | 2.0597
NEW SCOTLAND KNCKRBOC | 0 | 0 | 0 | 20.3691 | 8.2607 | 3.3297 | 5.1298 | 13.1942 | 6.836 | 7.8745
SGRLF-RAMAPO_138 | 0 | 0 | 0 | 7.612 | 5.405 | 4.1441 | 4.5216 | 4.5475 | 5.1256 | 4.1728
NORTHPORT PILGRIM | 7.3733 | 7.6827 | 4.9078 | 3.6601 | 2.4442 | 1.8309 | 1.2164 | 1.476 | 2.5448 | 3.6437
GREENBSH-STEPHTWN_115 | 0.093242 | 0.05114 | 0.051728 | 5.2432 | 4.8957 | 4.5728 | 4.3724 | 4.5324 | 4.5626 | 4.7681
INGHAMS CD-INGHAMS E_115 | 0 | 0 | 0 | 10.6889 | 2.1693 | 1.654 | 1.5389 | 4.0347 | 1.6509 | 1.4102
ALCOA-NM - ALCOA N_115 | 0.4222 | 0.65145 | 1.3994 | 1.664 | 2.4426 | 3.1556 | 3.3116 | 3.5402 | 3.9625 | 4.0746
DUNWOODIE MOTTHAVEN | 2.872 | 2.506 | 0.078095 | 0.81751 | 1.4351 | 2.6762 | 3.3755 | 1.0622 | 1.8744 | 1.9629
OWENSCRN-SABICO_115 | 0.0035913 | 0.12482 | 0.11456 | 2.9818 | 2.608 | 2.6586 | 2.5221 | 2.4304 | 2.9535 | 3.2262
FERND-W.WDB_115 | 12.8834 | 6.085 | 7.6458 | 2.056 | 1.9233 | 1.3788 | 0.075006 | 0.058918 | 1.5477 | 0.68897
Demand Congestion ($M) | 2031 | 2032 | 2033 | 2034 | 2035 | 2036 | 2037 | 2038 | 2039 | 2040
CENTRAL EAST | 1.0779 | 1.4751 | 2.2597 | 6.447 | 3.4292 | 5.2247 | 6.4473 | 7.2474 | 2.3017 | 1.4754
DUNWOODIE TO LONG ISLAND | 38.3596 | 39.07 | 46.9561 | 46.2144 | 58.1292 | 53.312 | 57.0911 | 61.6017 | 72.4908 | 74.7547
N.WAV-E.SAYR_115 | 20.6585 | 20.8978 | 23.2312 | 20.5373 | 22.667 | 25.6852 | 29.3717 | 29.7996 | 34.3 | 36.4738
ELWOOD-PULASKI_69 | 9.4565 | 12.2668 | 12.8781 | 15.1962 | 17.7177 | 21.3426 | 25.5584 | 27.3501 | 31.1777 | 36.9665
VOLNEY SCRIBA | 10.0521 | 10.0561 | 12.4435 | 11.3317 | 14.7182 | 11.9473 | 15.0704 | 14.5171 | 17.4823 | 18.3621
UPNY-ConEd | 4.8104 | 4.4416 | 4.0475 | 4.7229 | 4.3236 | 6.3927 | 18.8877 | 18.53 | 27.0018 | 42.3388
CHESTR-SHOEMAKR_138 | 1.1262 | 1.2631 | 3.9654 | 2.2812 | 4.8041 | 3.9204 | 3.008 | 3.8675 | 4.0569 | 5.6317
NEW SCOTLAND KNCKRBOC | 9.2488 | 7.7871 | 7.3524 | 11.7377 | 11.4913 | 4.0305 | 3.6041 | 2.6467 | 2.9096 | 1.2515
SGRLF-RAMAPO_138 | 5.8122 | 6.5613 | 5.8618 | 7.2768 | 10.0331 | 6.8651 | 16.111 | 13.9999 | 8.6177 | 7.4396
NORTHPORT PILGRIM | 4.3113 | 4.403 | 4.4572 | 4.3488 | 6.0827 | 6.8279 | 7.4995 | 7.5461 | 8.8732 | 11.4126
GREENBSH-STEPHTWN_115 | 4.8836 | 5.3236 | 5.8049 | 6.3917 | 6.8822 | 7.2045 | 7.5486 | 7.9236 | 8.5485 | 8.8188
INGHAMS CD-INGHAMS E_115 | 1.865 | 2.8012 | 5.1946 | 10.3588 | 4.3084 | 7.262 | 10.8238 | 8.621 | 11.0167 | 9.6202
ALCOA-NM - ALCOA N_115 | 4.2637 | 4.6861 | 4.8108 | 4.6833 | 4.9601 | 5.9957 | 5.4469 | 5.8764 | 6.0622 | 6.5827
DUNWOODIE MOTTHAVEN | 3.1352 | 5.2722 | 3.9658 | 2.3716 | 3.3611 | 5.1352 | 6.2014 | 5.0082 | 3.1996 | 19.2011
OWENSCRN-SABICO_115 | 3.3249 | 3.7557 | 4.2304 | 4.62 | 4.8437 | 5.3436 | 5.2034 | 6.5438 | 6.5448 | 8.4881
FERND-W.WDB_115 | 2.4405 | 1.9975 | 1.9658 | 2.9908 | 1.0832 | 2.6605 | 4.0613 | 4.2262 | 3.2104 | 1.0463

## Appendix I- 134&173
Figure 136: Projected Baseline Case Demand Congestion and Congested Hours
Congested_Hours | 2021 | 2022 | 2023 | 2024 | 2025 | 2026 | 2027 | 2028 | 2029 | 2030 | 2031 | 2032 | 2033 | 2034 | 2035 | 2036 | 2037 | 2038 | 2039 | 2040
DUNWOODIE TO LONG ISLAND | 7253 | 7172 | 7520 | 7894 | 7693 | 7297 | 7450 | 7507 | 7416 | 7588 | 7721 | 7731 | 7865 | 7904 | 7944 | 7941 | 7930 | 7972 | 8041 | 8087
VOLNEY SCRIBA | 1845 | 1982 | 2348 | 2156 | 2636 | 2594 | 2362 | 2293 | 2634 | 2407 | 2655 | 2347 | 2963 | 2442 | 3154 | 2411 | 2951 | 2489 | 2884 | 2867
NEW SCOTLAND KNCKRBOC | 0 | 0 | 0 | 215 | 93 | 43 | 74 | 103 | 76 | 68 | 76 | 66 | 74 | 84 | 110 | 53 | 50 | 42 | 50 | 21
SGRLF-RAMAPO_138 | 0 | 0 | 0 | 214 | 149 | 91 | 115 | 83 | 79 | 96 | 127 | 136 | 129 | 162 | 157 | 131 | 220 | 181 | 114 | 91
DUNWOODIE MOTTHAVEN | 1199 | 1081 | 348 | 509 | 476 | 498 | 545 | 520 | 527 | 514 | 672 | 726 | 657 | 691 | 809 | 771 | 817 | 860 | 879 | 1043
Demand Congestion ($M) | 2021 | 2022 | 2023 | 2024 | 2025 | 2026 | 2027 | 2028 | 2029 | 2030 | 2031 | 2032 | 2033 | 2034 | 2035 | 2036 | 2037 | 2038 | 2039 | 2040
DUNWOODIE TO LONG ISLAND | 56.2853 | 39.7713 | 29.4818 | 25.8531 | 27.1364 | 27.3657 | 29.4087 | 27.4291 | 29.6049 | 32.0841 | 38.3596 | 39.07 | 46.9561 | 46.2144 | 58.1292 | 53.312 | 57.0911 | 61.6017 | 72.4908 | 74.7547
VOLNEY SCRIBA | 5.9908 | 6.1342 | 7.3787 | 6.2974 | 6.8792 | 8.1825 | 6.4701 | 7.6198 | 8.7673 | 9.1421 | 10.0521 | 10.0561 | 12.4435 | 11.3317 | 14.7182 | 11.9473 | 15.0704 | 14.5171 | 17.4823 | 18.3621
NEW SCOTLAND KNCKRBOC | 0 | 0 | 0 | 20.3691 | 8.2607 | 3.3297 | 5.1298 | 13.1942 | 6.836 | 7.8745 | 9.2488 | 7.7871 | 7.3524 | 11.7377 | 11.4913 | 4.0305 | 3.6041 | 2.6467 | 2.9096 | 1.2515
SGRLF-RAMAPO_138 | 0 | 0 | 0 | 7.612 | 5.405 | 4.1441 | 4.5216 | 4.5475 | 5.1256 | 4.1728 | 5.8122 | 6.5613 | 5.8618 | 7.2768 | 10.0331 | 6.8651 | 16.111 | 13.9999 | 8.6177 | 7.4396
DUNWOODIE MOTTHAVEN | 2.872 | 2.506 | 0.078095 | 0.81751 | 1.4351 | 2.6762 | 3.3755 | 1.0622 | 1.8744 | 1.9629 | 3.1352 | 5.2722 | 3.9658 | 2.3716 | 3.3611 | 5.1352 | 6.2014 | 5.0082 | 3.1996 | 19.2011
Figure 175: Contract Case Projected Demand Congestion and Congested Hours
Congested_Hours | 2021 | 2022 | 2023 | 2024 | 2025 | 2026 | 2027 | 2028 | 2029 | 2030 | 2031 | 2032 | 2033 | 2034 | 2035 | 2036 | 2037 | 2038 | 2039 | 2040
BARRETT to VALLEY STREAM | 300 | 224 | 126 | 116 | 123 | 4760 | 4748 | 4761 | 4740 | 4768 | 4791 | 4799 | 4837 | 4859 | 4843 | 4846 | 4863 | 4885 | 4885 | 4921
DUNWOODIE MOTTHAVEN | 1150 | 1073 | 381 | 521 | 518 | 356 | 389 | 390 | 384 | 357 | 465 | 507 | 486 | 507 | 571 | 584 | 599 | 636 | 575 | 789
DUNWOODIE TO LONG ISLAND | 7279 | 7168 | 7589 | 5672 | 5548 | 4551 | 4630 | 4612 | 4675 | 4772 | 4961 | 4973 | 5081 | 5132 | 5115 | 5268 | 5307 | 5411 | 5470 | 5549
GOLAH___-MORTIMER_115 | 0 | 48 | 175 | 654 | 706 | 780 | 769 | 838 | 860 | 845 | 813 | 806 | 763 | 790 | 802 | 788 | 759 | 754 | 707 | 753
JENNISON-SIDNEYRR_115 | 3 | 227 | 662 | 782 | 683 | 507 | 575 | 570 | 640 | 540 | 586 | 615 | 644 | 608 | 707 | 697 | 605 | 631 | 517 | 499
NEW SCOTLAND KNCKRBOC | 0 | 0 | 0 | 731 | 662 | 627 | 711 | 527 | 696 | 511 | 647 | 619 | 600 | 568 | 673 | 573 | 545 | 494 | 509 | 483
SGRLF-RAMAPO_138 | 0 | 0 | 0 | 947 | 795 | 597 | 661 | 690 | 639 | 727 | 683 | 721 | 820 | 777 | 865 | 841 | 929 | 809 | 821 | 785
STONER__-ROTTRDAM_115 | 18 | 38 | 535 | 676 | 746 | 805 | 916 | 822 | 1013 | 882 | 892 | 825 | 885 | 774 | 937 | 781 | 829 | 745 | 775 | 681
VOLNEY SCRIBA | 1843 | 1787 | 1769 | 1353 | 1562 | 1417 | 1133 | 982 | 1329 | 1435 | 1561 | 1308 | 1544 | 1356 | 1967 | 1335 | 1609 | 1500 | 1892 | 1618
Demand Congestion ($M) | 2021 | 2022 | 2023 | 2024 | 2025 | 2026 | 2027 | 2028 | 2029 | 2030 | 2031 | 2032 | 2033 | 2034 | 2035 | 2036 | 2037 | 2038 | 2039 | 2040
BARRETT to VALLEY STREAM | 0.005025 | 0.0052476 | 0.018955 | 0.015127 | 0.0031146 | 24.7142 | 25.177 | 26.2357 | 27.5978 | 28.9097 | 29.966 | 31.5428 | 32.8397 | 33.7321 | 35.4127 | 36.9205 | 38.4736 | 40.1749 | 41.3064 | 43.7154
DUNWOODIE MOTTHAVEN | 2.8086 | 2.168 | 0.19976 | 0.94054 | 2.5865 | 2.7111 | 2.7929 | 2.1389 | 2.6764 | 2.5452 | 2.9911 | 4.156 | 5.5594 | 4.0833 | 3.0025 | 4.0481 | 4.7528 | 6.3547 | 4.9181 | 12.5709
DUNWOODIE TO LONG ISLAND | 55.7944 | 37.6182 | 31.782 | 17.5583 | 19.8415 | 18.0093 | 18.4824 | 18.1274 | 21.4129 | 21.6294 | 26.5649 | 26.8407 | 29.4418 | 29.9866 | 31.9271 | 33.2086 | 35.7607 | 37.327 | 41.3853 | 42.3779
GOLAH___-MORTIMER_115 | 0 | 0.13607 | 1.0145 | 4.6267 | 4.9883 | 5.5435 | 5.7215 | 6.2626 | 7.1089 | 7.4722 | 7.1984 | 7.5629 | 7.5359 | 8.1248 | 8.3336 | 8.569 | 8.4612 | 8.9627 | 8.8635 | 9.6085
JENNISON-SIDNEYRR_115 | 0.0014942 | 1.0517 | 2.3973 | 5.8043 | 5.3864 | 4.3273 | 5.3318 | 5.4737 | 6.3786 | 5.6526 | 6.0381 | 6.5606 | 6.949 | 6.5682 | 7.5937 | 7.8363 | 7.3279 | 7.6325 | 6.0823 | 6.4619
NEW SCOTLAND KNCKRBOC | 0 | 0 | 0 | 47.5684 | 34.2446 | 41.7249 | 48.5346 | 35.3266 | 48.306 | 37.2637 | 55.0658 | 54.1939 | 45.3668 | 51.7914 | 62.0694 | 48.2279 | 53.4342 | 54.0952 | 46.6695 | 50.5284
SGRLF-RAMAPO_138 | 0 | 0 | 0 | 41.0154 | 32.99 | 28.5423 | 31.8111 | 35.0627 | 35.8747 | 40.6938 | 43.9241 | 51.6029 | 50.0562 | 50.9776 | 64.9402 | 70.2199 | 81.9946 | 80.3164 | 70.5039 | 68.3333
STONER__-ROTTRDAM_115 | 0.00071877 | 0.0035944 | 0.15913 | 12.2676 | 14.0226 | 16.3989 | 19.2857 | 19.4001 | 24.4951 | 22.9141 | 23.6332 | 23.1533 | 27.6927 | 24.9654 | 29.6282 | 27.5486 | 28.725 | 26.3209 | 30.9761 | 28.306
VOLNEY SCRIBA | 6.0231 | 5.1422 | 4.835 | 3.333 | 3.6545 | 3.8907 | 2.6821 | 2.6615 | 3.7346 | 4.2804 | 4.7082 | 4.5444 | 4.9737 | 4.9575 | 7.7179 | 5.5528 | 6.3449 | 6.9696 | 8.5446 | 8.5003

## LBMPs
Base Case LBMPs
2021
LBMP ($/MWh) | Jan | Feb | Mar | Apr | May | Jun | Jul | Aug | Sep | Oct | Nov | Dec
West | 26.2997 | 20.9332 | 20.3662 | 28.4287 | 25.1361 | 26.4846 | 30.2295 | 32.2917 | 25.8281 | 27.6842 | 25.7954 | 36.2165
Genesee | 24.1902 | 18.1977 | 19.1794 | 28.2984 | 24.8498 | 25.94 | 29.695 | 31.6732 | 25.5242 | 27.6035 | 24.6829 | 34.7859
Central | 26.894 | 19.4057 | 20.5323 | 30.1994 | 25.8758 | 27.0115 | 31.951 | 34.4712 | 27.3197 | 29.2631 | 25.7125 | 36.5723
North | 16.1392 | 10.0163 | 14.0261 | 25.7662 | 23.6741 | 23.9998 | 26.5127 | 28.482 | 24.014 | 26.2462 | 20.3041 | 29.5173
Mohawk Valley | 25.3205 | 17.6372 | 19.2913 | 27.8029 | 25.28 | 26.2686 | 29.9164 | 31.907 | 26.2944 | 28.2996 | 24.7794 | 35.217
Capital | 51.3595 | 41.0513 | 33.6645 | 28.2715 | 26.0227 | 26.8264 | 30.9578 | 30.8005 | 26.7257 | 29.3687 | 34.8086 | 45.2696
Hudson Valley | 42.6528 | 32.3834 | 28.796 | 28.1577 | 26.6991 | 28.6247 | 32.5708 | 32.1377 | 27.3433 | 29.5861 | 32.6188 | 42.77
Millwood | 43.4398 | 32.9889 | 29.2638 | 28.3604 | 26.9058 | 28.8073 | 32.7527 | 32.5636 | 27.5595 | 29.8173 | 32.6977 | 43.1612
Dunwoodie | 42.9196 | 32.5163 | 28.9714 | 28.2495 | 26.9069 | 28.819 | 32.7041 | 32.6128 | 27.576 | 29.7623 | 32.4603 | 42.7616
NY City | 43.5313 | 32.6529 | 29.1068 | 28.4323 | 27.1283 | 29.2799 | 33.1558 | 32.9404 | 27.9939 | 30.0771 | 32.6309 | 43.1183
Long Island | 51.0181 | 36.7166 | 31.7435 | 29.5915 | 30.3266 | 31.429 | 40.517 | 44.1335 | 31.3321 | 32.5911 | 35.9913 | 49.6923
Average LBMP ($/MWh) | 35.7968 | 26.7727 | 24.9947 | 28.3235 | 26.255 | 27.5901 | 31.9057 | 33.0922 | 27.0464 | 29.1181 | 29.3165 | 39.9165
2022
LBMP ($/MWh) | Jan | Feb | Mar | Apr | May | Jun | Jul | Aug | Sep | Oct | Nov | Dec
West | 26.4569 | 21.5517 | 24.9529 | 25.3943 | 23.5851 | 24.7671 | 27.5551 | 29.4709 | 24.1437 | 27.3577 | 26.856 | 35.6391
Genesee | 26.1114 | 20.8271 | 24.9976 | 25.554 | 23.7582 | 24.5801 | 27.4777 | 29.0478 | 24.0488 | 27.4458 | 26.6879 | 35.2359
Central | 29.0987 | 22.1314 | 26.3969 | 26.6893 | 24.2713 | 25.6946 | 29.6351 | 31.354 | 25.813 | 29.7279 | 27.7607 | 37.1979
North | 21.0595 | 16.0153 | 22.719 | 23.1595 | 22.24 | 22.7883 | 24.8726 | 25.7987 | 22.3838 | 25.8637 | 24.2661 | 31.2286
Mohawk Valley | 27.9299 | 21.1052 | 25.1132 | 24.8703 | 23.4102 | 24.6471 | 27.5332 | 28.5639 | 24.3799 | 27.2493 | 26.4148 | 35.2762
Capital | 45.1956 | 35.0996 | 27.6116 | 24.9839 | 23.7111 | 24.7303 | 27.5259 | 27.7246 | 24.5448 | 27.1744 | 29.1535 | 41.0591
Hudson Valley | 40.2874 | 30.7884 | 27.1349 | 25.285 | 24.6341 | 26.3139 | 28.8933 | 28.7628 | 25.348 | 27.2999 | 28.9272 | 40.0934
Millwood | 40.8891 | 31.2233 | 27.4224 | 25.4713 | 24.8246 | 26.6107 | 29.2653 | 29.2115 | 25.5769 | 27.4886 | 29.1642 | 40.4167
Dunwoodie | 40.5348 | 30.9403 | 27.2715 | 25.3932 | 24.8489 | 26.6412 | 29.3095 | 29.2659 | 25.6022 | 27.4036 | 29.0427 | 40.0911
NY City | 41.3635 | 31.2922 | 27.4425 | 25.5581 | 25.2084 | 26.9681 | 29.6927 | 29.6032 | 25.8925 | 27.6353 | 29.2204 | 40.6104
Long Island | 50.5109 | 34.1584 | 28.4855 | 26.0663 | 25.4813 | 27.8508 | 34.104 | 40.4435 | 27.4679 | 28.5973 | 30.9802 | 45.9039
Average LBMP ($/MWh) | 35.4034 | 26.8303 | 26.3225 | 25.3114 | 24.1794 | 25.5993 | 28.715 | 29.9315 | 25.0183 | 27.5676 | 28.0431 | 38.432
2023
LBMP ($/MWh) | Jan | Feb | Mar | Apr | May | Jun | Jul | Aug | Sep | Oct | Nov | Dec
West | 37.8177 | 29.7699 | 28.4396 | 27.7333 | 26.9435 | 28.4363 | 31.7175 | 32.6244 | 27.1016 | 30.1573 | 31.5821 | 38.5294
Genesee | 38.0784 | 29.7133 | 28.4046 | 27.4893 | 26.7731 | 28.1301 | 31.4008 | 32.0135 | 27.0214 | 30.3258 | 31.5051 | 38.4819
Central | 40.048 | 30.4682 | 28.7364 | 27.6239 | 27.1879 | 28.7834 | 32.8903 | 33.8712 | 28.3534 | 31.0144 | 32.0959 | 39.7452
North | 34.2917 | 27.2363 | 26.7443 | 25.6875 | 25.7819 | 26.2843 | 28.8849 | 29.4391 | 25.366 | 28.839 | 29.5424 | 35.2096
Mohawk Valley | 39.3933 | 30.3023 | 28.5998 | 26.8605 | 26.7145 | 28.0251 | 31.3766 | 32.2768 | 27.2434 | 29.8861 | 31.1514 | 38.1625
Capital | 48.2467 | 35.1039 | 29.8011 | 27.7455 | 27.1659 | 28.2159 | 31.1994 | 31.2698 | 27.417 | 30.3281 | 33.3177 | 42.8078
Hudson Valley | 47.3094 | 34.5129 | 30.256 | 28.2542 | 28.2662 | 30.2354 | 33.1223 | 32.4749 | 28.4603 | 30.9562 | 33.863 | 42.0761
Millwood | 47.5458 | 34.8992 | 30.5543 | 28.4445 | 28.4997 | 30.594 | 33.5784 | 32.9853 | 28.7051 | 31.1925 | 34.1672 | 42.5185
Dunwoodie | 47.2697 | 34.7112 | 30.431 | 28.3824 | 28.5159 | 30.6172 | 33.6071 | 32.9972 | 28.7337 | 31.135 | 34.0608 | 42.2153
NY City | 47.5481 | 34.8886 | 30.5748 | 28.5053 | 28.7884 | 30.9814 | 34.0193 | 33.389 | 29.0585 | 31.4028 | 34.2303 | 42.4222
Long Island | 51.9227 | 36.7325 | 31.5237 | 28.9132 | 28.8953 | 31.4074 | 37.3262 | 39.1486 | 30.0405 | 32.9751 | 37.8557 | 47.0138
Average LBMP ($/MWh) | 43.5883 | 32.5762 | 29.4605 | 27.7854 | 27.5938 | 29.2464 | 32.6475 | 32.9536 | 27.9546 | 30.7466 | 33.0338 | 40.8348
2024
LBMP ($/MWh) | Jan | Feb | Mar | Apr | May | Jun | Jul | Aug | Sep | Oct | Nov | Dec
West | 37.2362 | 30.3445 | 26.9479 | 27.944 | 25.8495 | 27.9028 | 33.333 | 32.8112 | 26.8411 | 29.4321 | 30.5292 | 38.9293
Genesee | 38.1924 | 30.5192 | 27.0323 | 27.874 | 25.7419 | 27.589 | 33.0013 | 32.3599 | 26.6674 | 29.417 | 30.5261 | 39.4459
Central | 41.0657 | 31.3024 | 27.4957 | 28.2044 | 26.0991 | 28.3809 | 34.8638 | 34.543 | 28.161 | 30.2516 | 31.1861 | 40.9337
North | 36.6615 | 28.5486 | 25.624 | 26.0857 | 24.9302 | 25.9689 | 29.961 | 29.9154 | 25.7323 | 28.2389 | 28.7219 | 36.8013
Mohawk Valley | 40.0527 | 31.2036 | 27.2575 | 27.0937 | 25.7589 | 27.2517 | 32.6508 | 32.621 | 27.1707 | 29.0778 | 29.9146 | 39.2692
Capital | 44.9511 | 34.4916 | 28.1311 | 27.4101 | 25.9948 | 27.5361 | 33.2217 | 32.6481 | 27.1642 | 29.3706 | 30.9457 | 41.656
Hudson Valley | 45.5253 | 34.1345 | 28.694 | 27.9471 | 26.9826 | 28.4936 | 32.782 | 31.7694 | 27.9788 | 29.7821 | 31.616 | 41.7375
Millwood | 46.1721 | 34.5569 | 29.0059 | 28.1502 | 27.3295 | 29.288 | 33.7743 | 32.4951 | 28.3326 | 30.0221 | 31.9234 | 42.2497
Dunwoodie | 46.0398 | 34.4578 | 28.9477 | 28.1352 | 27.3955 | 29.3488 | 33.767 | 32.4996 | 28.412 | 30.0077 | 31.8907 | 42.0966
NY City | 46.4344 | 34.6369 | 29.0968 | 28.2967 | 27.71 | 29.6911 | 34.2192 | 32.8217 | 28.7818 | 30.2569 | 32.0826 | 42.3927
Long Island | 52.1881 | 37.4528 | 30.4332 | 29.1145 | 28.9061 | 30.3437 | 37.2894 | 35.1928 | 29.424 | 30.3854 | 32.9368 | 45.7207
Average LBMP ($/MWh) | 43.1381 | 32.8772 | 28.0606 | 27.8414 | 26.6089 | 28.345 | 33.533 | 32.6979 | 27.6969 | 29.6584 | 31.1157 | 41.0211
2025
LBMP ($/MWh) | Jan | Feb | Mar | Apr | May | Jun | Jul | Aug | Sep | Oct | Nov | Dec
West | 45.9393 | 34.2044 | 30.0922 | 29.8698 | 28.523 | 28.0176 | 34.791 | 34.7798 | 27.9884 | 30.4272 | 32.6801 | 43.1631
Genesee | 46.5724 | 34.3888 | 30.1565 | 29.7103 | 28.8671 | 27.6696 | 34.4293 | 34.1233 | 27.8895 | 30.4282 | 32.5929 | 43.454
Central | 49.0462 | 35.5768 | 30.7495 | 30.0901 | 29.2697 | 28.5633 | 36.6878 | 36.6275 | 29.8713 | 32.3515 | 33.057 | 44.8281
North | 43.1231 | 32.0069 | 28.4622 | 27.7625 | 27.4242 | 26.3394 | 31.4334 | 31.3975 | 26.9972 | 29.6693 | 30.6624 | 40.598
Mohawk Valley | 46.5114 | 34.6058 | 30.1187 | 28.6635 | 28.1958 | 27.4746 | 33.9973 | 34.6011 | 28.503 | 30.5915 | 31.6774 | 42.6365
Capital | 48.3512 | 35.8287 | 30.7021 | 29.2271 | 28.3233 | 27.9544 | 34.1298 | 34.7546 | 28.6158 | 30.8688 | 32.8661 | 44.2476
Hudson Valley | 49.4448 | 36.2093 | 31.0652 | 29.7948 | 29.2072 | 28.9652 | 34.183 | 33.4266 | 29.3937 | 31.4117 | 33.6253 | 44.917
Millwood | 50.0578 | 36.6356 | 31.3869 | 30.0095 | 29.434 | 29.7742 | 35.1573 | 34.0438 | 29.7411 | 31.6542 | 33.9391 | 45.4952
Dunwoodie | 49.8841 | 36.5052 | 31.2811 | 29.976 | 29.4671 | 29.8553 | 35.1165 | 34.0103 | 29.8017 | 31.6582 | 33.9161 | 45.3032
NY City | 50.2775 | 36.578 | 31.3209 | 30.0344 | 29.6551 | 30.1213 | 35.3761 | 34.1425 | 29.9842 | 31.7744 | 34.0359 | 45.4481
Long Island | 56.7301 | 40.0467 | 32.5241 | 30.4158 | 29.8481 | 31.0083 | 37.4004 | 37.7785 | 31.337 | 32.4977 | 34.8963 | 48.8662
Average LBMP ($/MWh) | 48.7216 | 35.6897 | 30.7145 | 29.5958 | 28.9286 | 28.7039 | 34.7911 | 34.5168 | 29.1021 | 31.2121 | 33.0862 | 44.4506
2026
LBMP ($/MWh) | Jan | Feb | Mar | Apr | May | Jun | Jul | Aug | Sep | Oct | Nov | Dec
West | 50.7762 | 36.7179 | 31.6728 | 31.3691 | 29.1755 | 29.459 | 35.8768 | 37.1047 | 29.3004 | 33.1422 | 36.6846 | 49.8504
Genesee | 51.2667 | 36.6804 | 31.6767 | 31.2383 | 29.1092 | 28.9581 | 35.5739 | 36.1558 | 29.0391 | 33.5044 | 36.7259 | 49.8396
Central | 53.9149 | 37.8088 | 32.2805 | 31.5478 | 29.6627 | 30.6537 | 38.5312 | 39.0177 | 31.9478 | 36.3937 | 37.3681 | 51.3729
North | 47.5297 | 34.1229 | 29.8462 | 29.0974 | 28.2152 | 27.2187 | 32.9519 | 31.9117 | 27.1575 | 32.5217 | 33.7203 | 45.8419
Mohawk Valley | 50.8178 | 36.5322 | 31.5554 | 30.0461 | 29.0057 | 28.774 | 35.5853 | 36.2018 | 29.5055 | 33.4948 | 34.376 | 48.1285
Capital | 52.5063 | 37.5377 | 31.9878 | 30.4316 | 29.2072 | 29.3407 | 35.7254 | 35.9373 | 29.6521 | 33.3171 | 35.8224 | 49.4354
Hudson Valley | 53.1474 | 37.5745 | 32.3725 | 30.9502 | 30.1403 | 30.4394 | 35.8337 | 34.8172 | 30.4064 | 33.4037 | 36.3668 | 49.9063
Millwood | 53.7969 | 38.0262 | 32.6891 | 31.1751 | 30.3848 | 31.0349 | 36.8264 | 35.4827 | 30.747 | 33.6733 | 36.739 | 50.5584
Dunwoodie | 53.5998 | 37.8685 | 32.5685 | 31.136 | 30.4239 | 31.0702 | 36.7874 | 35.4421 | 30.8019 | 33.6155 | 36.6682 | 50.3187
NY City | 54.1052 | 37.9379 | 32.6063 | 31.2326 | 30.7658 | 31.4473 | 37.0146 | 35.6486 | 31.0782 | 33.7135 | 36.8176 | 50.6263
Long Island | 57.815 | 42.8879 | 33.6877 | 31.5147 | 30.8946 | 32.6544 | 39.181 | 39.1937 | 32.5602 | 34.3823 | 37.9995 | 53.7006
Average LBMP ($/MWh) | 52.6615 | 37.6086 | 32.0858 | 30.8854 | 29.7259 | 30.0955 | 36.3534 | 36.083 | 30.1996 | 33.742 | 36.299 | 49.9617
2027
LBMP ($/MWh) | Jan | Feb | Mar | Apr | May | Jun | Jul | Aug | Sep | Oct | Nov | Dec
West | 52.4362 | 38.2912 | 33.0606 | 33.5294 | 28.885 | 31.8859 | 36.8636 | 38.9207 | 30.5256 | 33.443 | 37.5232 | 52.8277
Genesee | 53.0787 | 38.22 | 33.0546 | 32.9868 | 29.0003 | 31.4639 | 36.6829 | 37.927 | 30.3678 | 33.35 | 37.3672 | 52.8625
Central | 55.7836 | 39.3882 | 33.6772 | 33.2481 | 30.8711 | 32.879 | 39.658 | 40.7618 | 32.8349 | 35.0456 | 38.0186 | 54.5049
North | 49.4152 | 35.127 | 31.1283 | 29.7855 | 28.8563 | 29.6992 | 34.3043 | 34.2053 | 28.5224 | 32.4871 | 35.1906 | 48.6024
Mohawk Valley | 52.9477 | 38.0146 | 32.7975 | 31.1638 | 29.7827 | 31.0977 | 36.8675 | 38.5751 | 30.6033 | 33.4124 | 35.6684 | 50.9725
Capital | 54.6436 | 39.2179 | 33.2579 | 31.725 | 30.0845 | 31.6432 | 37.0262 | 37.7963 | 30.9155 | 33.6825 | 37.5276 | 52.3432
Hudson Valley | 55.5306 | 39.2337 | 33.6343 | 32.2721 | 30.945 | 32.792 | 37.2497 | 36.7317 | 31.6686 | 34.1021 | 38.1845 | 52.6538
Millwood | 56.3245 | 39.723 | 33.9695 | 32.5217 | 31.1947 | 33.5666 | 38.1659 | 37.4176 | 32.0052 | 34.389 | 38.5522 | 53.306
Dunwoodie | 56.1496 | 39.5562 | 33.8494 | 32.4822 | 31.2279 | 33.6163 | 38.1117 | 37.36 | 32.064 | 34.3596 | 38.48 | 53.0295
NY City | 56.5908 | 39.6647 | 33.8871 | 32.6433 | 31.5054 | 34.0248 | 38.3158 | 37.5512 | 32.3212 | 34.4912 | 38.5609 | 53.5343
Long Island | 62.4868 | 42.8255 | 35.0293 | 33.0783 | 31.8011 | 34.9775 | 40.633 | 40.6095 | 33.9197 | 35.631 | 39.3405 | 56.6013
Average LBMP ($/MWh) | 55.0352 | 39.0238 | 33.3951 | 32.3124 | 30.3776 | 32.5133 | 37.6253 | 37.9869 | 31.4317 | 34.0358 | 37.674 | 52.8398
2028
LBMP ($/MWh) | Jan | Feb | Mar | Apr | May | Jun | Jul | Aug | Sep | Oct | Nov | Dec
West | 52.4623 | 39.193 | 37.61 | 34.1952 | 32.8231 | 34.1576 | 38.8497 | 42.0931 | 32.0895 | 36.9742 | 41.5869 | 53.0629
Genesee | 53.0473 | 39.3021 | 37.9457 | 34.3285 | 32.6222 | 33.8775 | 38.5515 | 41.0357 | 31.8766 | 36.9766 | 41.3377 | 53.0424
Central | 55.7916 | 40.4304 | 38.7893 | 34.3524 | 32.7227 | 35.52 | 41.6625 | 44.3839 | 34.5721 | 39.6474 | 42.2712 | 54.804
North | 48.9462 | 36.9729 | 35.0738 | 31.9397 | 31.4687 | 32.4093 | 36.1064 | 36.5104 | 29.967 | 35.8715 | 38.6443 | 48.4418
Mohawk Valley | 53.1441 | 39.4498 | 37.0317 | 32.8945 | 32.2403 | 33.8687 | 39.0218 | 41.1653 | 32.2453 | 36.7901 | 39.3623 | 50.6269
Capital | 56.0718 | 40.7646 | 36.9458 | 33.5638 | 32.6364 | 34.1071 | 39.1997 | 40.0611 | 32.4526 | 36.86 | 41.1221 | 52.4037
Hudson Valley | 57.013 | 41.1907 | 37.1935 | 34.1225 | 33.7733 | 35.3951 | 39.3159 | 39.0355 | 33.2493 | 37.0158 | 41.6539 | 52.4456
Millwood | 57.9064 | 41.699 | 37.5789 | 34.388 | 34.0639 | 36.1129 | 40.4198 | 39.8343 | 33.5818 | 37.3206 | 42.0617 | 53.0932
Dunwoodie | 57.7192 | 41.5496 | 37.4179 | 34.3407 | 34.1012 | 36.136 | 40.3886 | 39.7713 | 33.6417 | 37.2519 | 41.9664 | 52.7851
NY City | 58.0381 | 41.7274 | 37.4687 | 34.4291 | 34.3036 | 36.5261 | 40.6251 | 39.9904 | 33.919 | 37.368 | 42.0592 | 52.8528
Long Island | 62.5447 | 43.8149 | 38.216 | 35.952 | 34.7287 | 37.7725 | 43.5851 | 42.8797 | 35.4389 | 37.9839 | 42.9126 | 55.7804
Average LBMP ($/MWh) | 55.6986 | 40.554 | 37.3883 | 34.046 | 33.2258 | 35.0803 | 39.7933 | 40.6146 | 33.0031 | 37.2782 | 41.3617 | 52.6672
2029
LBMP ($/MWh) | Jan | Feb | Mar | Apr | May | Jun | Jul | Aug | Sep | Oct | Nov | Dec
West | 62.4799 | 44.9599 | 39.3554 | 37.114 | 33.1675 | 35.6651 | 42.3047 | 45.2794 | 34.9465 | 36.1767 | 40.1877 | 55.4873
Genesee | 62.6649 | 44.8928 | 39.4249 | 36.683 | 33.2599 | 35.0192 | 42.1372 | 44.3584 | 35.0752 | 36.3255 | 39.9671 | 55.1913
Central | 65.0493 | 46.2778 | 40.4607 | 37.0085 | 35.1076 | 37.042 | 45.6983 | 48.0023 | 36.7886 | 38.4374 | 40.6768 | 56.7871
North | 58.3413 | 41.4967 | 37.1809 | 33.352 | 32.9232 | 32.9029 | 39.2211 | 39.2133 | 32.1349 | 35.3871 | 37.7534 | 50.6176
Mohawk Valley | 61.61 | 44.7886 | 39.2641 | 34.9909 | 33.8869 | 34.755 | 42.6887 | 43.9401 | 34.4645 | 36.3385 | 38.2936 | 52.8997
Capital | 63.8733 | 45.7911 | 39.8496 | 35.9688 | 34.4806 | 35.1511 | 42.7271 | 42.8789 | 34.5756 | 36.571 | 40.2531 | 54.5641
Hudson Valley | 64.9894 | 46.3737 | 40.2328 | 36.5496 | 35.3759 | 36.341 | 42.8364 | 42.0735 | 35.3832 | 37.3165 | 41.09 | 54.7015
Millwood | 65.8192 | 47.0061 | 40.6729 | 36.8252 | 35.6888 | 37.2883 | 44.0567 | 43.1015 | 35.8136 | 37.626 | 41.5143 | 55.3749
Dunwoodie | 65.6085 | 46.8115 | 40.5232 | 36.7766 | 35.7041 | 37.3457 | 44.0123 | 43.025 | 35.8762 | 37.5864 | 41.4342 | 55.0691
NY City | 66.1548 | 46.9611 | 40.5931 | 36.8462 | 35.8442 | 37.7147 | 44.358 | 43.2962 | 36.1606 | 37.73 | 41.5472 | 55.1763
Long Island | 70.0066 | 49.0768 | 41.3334 | 37.5302 | 37.8459 | 39.395 | 47.6022 | 47.6083 | 37.5869 | 38.6106 | 43.1168 | 58.5573
Average LBMP ($/MWh) | 64.2361 | 45.8578 | 39.8992 | 36.3314 | 34.8441 | 36.2382 | 43.4221 | 43.8888 | 35.346 | 37.1005 | 40.5304 | 54.9478
2030
LBMP ($/MWh) | Jan | Feb | Mar | Apr | May | Jun | Jul | Aug | Sep | Oct | Nov | Dec
West | 62.0111 | 47.4706 | 39.4399 | 39.4528 | 35.1777 | 36.6858 | 45.098 | 46.3686 | 35.8707 | 39.9452 | 42.8372 | 59.3851
Genesee | 62.5871 | 47.5556 | 39.5733 | 38.8413 | 35.1392 | 36.2051 | 44.5995 | 45.169 | 35.5292 | 39.6827 | 42.5366 | 59.13
Central | 65.2995 | 49.3211 | 40.498 | 39.1719 | 35.8598 | 37.7833 | 48.4234 | 48.2626 | 37.927 | 41.7184 | 43.482 | 60.8761
North | 58.2269 | 43.7158 | 37.4182 | 35.6366 | 34.3077 | 34.4835 | 41.4637 | 39.3384 | 32.9027 | 38.2731 | 40.0367 | 54.6763
Mohawk Valley | 62.0129 | 47.4447 | 39.5004 | 36.947 | 35.211 | 36.0158 | 45.9729 | 44.9115 | 35.6608 | 39.4162 | 40.6266 | 56.9106
Capital | 64.1826 | 48.4175 | 40.0794 | 37.4215 | 35.6281 | 36.5367 | 44.8852 | 44.0167 | 36.0353 | 39.413 | 42.6305 | 58.6128
Hudson Valley | 65.5947 | 48.716 | 40.5143 | 37.9022 | 36.8844 | 37.8891 | 44.8373 | 43.3198 | 36.8974 | 39.7021 | 43.4659 | 58.7751
Millwood | 66.5064 | 49.3577 | 40.931 | 38.2338 | 37.2442 | 38.824 | 46.2696 | 44.0789 | 37.3111 | 40.0249 | 43.8967 | 59.5447
Dunwoodie | 66.2846 | 49.1245 | 40.7799 | 38.1744 | 37.296 | 38.8751 | 46.2236 | 44.0019 | 37.393 | 39.965 | 43.8103 | 59.2275
NY City | 66.6714 | 49.2464 | 40.8287 | 38.4438 | 37.7748 | 39.3356 | 46.6261 | 44.2614 | 37.7616 | 40.1136 | 43.9721 | 59.3593
Long Island | 70.8992 | 52.0268 | 42.1238 | 38.9861 | 38.2746 | 41.0036 | 50.9575 | 48.1916 | 39.8734 | 41.7739 | 45.3275 | 63.3542
Average LBMP ($/MWh) | 64.5706 | 48.3997 | 40.1534 | 38.1101 | 36.2543 | 37.6034 | 45.9415 | 44.72 | 36.6511 | 40.0026 | 42.9656 | 59.0774
2031
LBMP ($/MWh) | Jan | Feb | Mar | Apr | May | Jun | Jul | Aug | Sep | Oct | Nov | Dec
West | 67.7417 | 47.2177 | 40.8441 | 40.5633 | 37.1956 | 36.6941 | 45.9751 | 49.6214 | 37.756 | 39.7272 | 45.4816 | 62.1813
Genesee | 67.9814 | 47.0709 | 40.7851 | 40.0281 | 37.3278 | 36.1628 | 45.4777 | 48.4474 | 37.38 | 39.5255 | 45.0187 | 62.0813
Central | 70.8444 | 48.6362 | 41.6439 | 39.9574 | 37.9652 | 37.4416 | 48.6287 | 51.5668 | 39.9121 | 41.9999 | 45.9887 | 63.9839
North | 63.2283 | 43.0471 | 38.3449 | 35.5156 | 35.224 | 34.4432 | 42.0736 | 42.4706 | 34.5527 | 38.6921 | 42.0682 | 57.5395
Mohawk Valley | 67.0995 | 46.872 | 40.6217 | 37.4854 | 36.5959 | 35.8288 | 45.0584 | 47.7045 | 37.3989 | 39.9229 | 42.7227 | 59.7882
Capital | 68.7981 | 48.0443 | 41.3281 | 38.414 | 36.9188 | 36.637 | 45.2716 | 47.4705 | 37.7653 | 40.1117 | 44.6554 | 62.0346
Hudson Valley | 70.4155 | 48.525 | 41.6287 | 38.9123 | 38.033 | 37.8626 | 45.5879 | 46.2263 | 38.7296 | 40.9353 | 45.4202 | 62.5452
Millwood | 71.3144 | 49.1969 | 42.0672 | 39.2259 | 38.3716 | 38.95 | 46.9989 | 47.1322 | 39.1849 | 41.2712 | 45.8866 | 63.3441
Dunwoodie | 71.0681 | 49.0039 | 41.8947 | 39.1606 | 38.4038 | 39.0428 | 46.9314 | 47.0859 | 39.2572 | 41.2755 | 45.811 | 63.0238
NY City | 71.7274 | 49.3302 | 41.9314 | 39.2562 | 38.7616 | 39.6202 | 47.2313 | 47.2965 | 39.6452 | 41.5461 | 46.0924 | 63.1833
Long Island | 79.9556 | 53.8621 | 43.6633 | 39.7894 | 39.2612 | 41.0939 | 51.0191 | 52.6716 | 41.7114 | 42.3182 | 48.5875 | 66.4364
Average LBMP ($/MWh) | 70.0159 | 48.2551 | 41.3412 | 38.9371 | 37.6417 | 37.6161 | 46.3867 | 47.9722 | 38.4812 | 40.666 | 45.2485 | 62.3765
2032
LBMP ($/MWh) | Jan | Feb | Mar | Apr | May | Jun | Jul | Aug | Sep | Oct | Nov | Dec
West | 65.9926 | 50.6675 | 41.7337 | 40.79 | 37.5683 | 39.6568 | 47.8902 | 51.177 | 40.635 | 46.0993 | 48.068 | 67.1387
Genesee | 66.5347 | 50.4574 | 41.8718 | 40.555 | 37.7034 | 39.0546 | 47.2613 | 49.9303 | 40.3939 | 46.5039 | 47.6591 | 67.1551
Central | 69.5693 | 52.0082 | 42.7956 | 40.9482 | 38.2256 | 40.3614 | 50.6065 | 52.837 | 42.5789 | 47.9271 | 48.3231 | 69.2123
North | 62.2702 | 47.1047 | 39.438 | 38.2047 | 36.8087 | 36.8532 | 43.4473 | 44.136 | 36.606 | 43.1622 | 44.6973 | 62.5573
Mohawk Valley | 66.2976 | 50.1645 | 41.8408 | 39.2651 | 37.8064 | 38.3786 | 46.5726 | 49.3377 | 39.6052 | 44.5775 | 45.4426 | 65.1507
Capital | 68.6618 | 50.6413 | 42.781 | 40.128 | 38.4168 | 39.3366 | 46.7993 | 49.0562 | 39.841 | 43.9761 | 47.9898 | 67.2112
Hudson Valley | 70.2235 | 51.201 | 43.1664 | 40.7121 | 39.6608 | 40.6008 | 46.9463 | 47.7941 | 40.7325 | 44.1483 | 48.9765 | 67.9451
Millwood | 71.1391 | 51.8767 | 43.6413 | 41.0369 | 40.008 | 41.8027 | 48.3175 | 48.8215 | 41.1953 | 44.6086 | 49.5177 | 68.8317
Dunwoodie | 70.9176 | 51.6683 | 43.4856 | 40.9755 | 40.045 | 41.894 | 48.2569 | 48.7948 | 41.2572 | 44.5295 | 49.4641 | 68.518
NY City | 71.5702 | 52.0783 | 43.5636 | 41.096 | 40.246 | 42.523 | 48.5495 | 49.0737 | 41.6053 | 44.7562 | 49.8155 | 69.0867
Long Island | 76.1297 | 55.5782 | 45.8339 | 41.9387 | 41.8783 | 43.8744 | 52.9412 | 55.9055 | 43.9282 | 45.4629 | 51.0305 | 73.2925
Average LBMP ($/MWh) | 69.0278 | 51.2224 | 42.7411 | 40.5136 | 38.9425 | 40.3942 | 47.9626 | 49.7149 | 40.7617 | 45.0683 | 48.2713 | 67.8272
2033
LBMP ($/MWh) | Jan | Feb | Mar | Apr | May | Jun | Jul | Aug | Sep | Oct | Nov | Dec
West | 67.9084 | 50.2055 | 44.1808 | 43.7433 | 40.4886 | 41.9537 | 50.4064 | 53.6907 | 40.8271 | 44.7751 | 50.108 | 69.1537
Genesee | 68.4404 | 50.3527 | 44.199 | 42.8855 | 40.2103 | 41.4263 | 49.8242 | 52.6129 | 40.8373 | 44.2904 | 49.8226 | 69.3265
Central | 71.9175 | 52.0464 | 45.0882 | 42.8916 | 40.5972 | 42.9859 | 53.3141 | 56.2544 | 43.1875 | 46.5814 | 50.8766 | 71.9076
North | 63.2339 | 46.9926 | 41.9244 | 38.5978 | 38.8293 | 39.6549 | 45.97 | 47.3522 | 38.9329 | 43.1767 | 46.6674 | 63.8586
Mohawk Valley | 67.9044 | 50.4433 | 44.1689 | 40.6635 | 39.903 | 41.4085 | 49.5787 | 52.8152 | 41.3368 | 44.4645 | 47.6287 | 66.7045
Capital | 72.1532 | 51.6364 | 44.877 | 41.6459 | 40.459 | 41.8206 | 49.3142 | 51.6975 | 41.5363 | 44.6575 | 50.0361 | 69.7479
Hudson Valley | 71.9261 | 52.1744 | 45.5687 | 42.3794 | 41.9095 | 43.2807 | 49.3905 | 50.1674 | 42.5918 | 45.4448 | 50.8577 | 70.2622
Millwood | 72.8113 | 52.8584 | 46.0809 | 42.7441 | 42.2999 | 44.3968 | 50.7781 | 51.3969 | 43.0793 | 45.8925 | 51.4071 | 71.1841
Dunwoodie | 72.5368 | 52.6498 | 45.9266 | 42.7005 | 42.3546 | 44.4747 | 50.6942 | 51.3275 | 43.1657 | 45.8632 | 51.3156 | 70.8345
NY City | 72.9031 | 52.9803 | 46.0237 | 42.9827 | 42.7963 | 45.1362 | 50.9732 | 51.6246 | 43.4709 | 46.1424 | 51.4926 | 71.4137
Long Island | 77.8931 | 56.649 | 47.3445 | 43.6586 | 44.2728 | 47.1031 | 55.99 | 58.7763 | 45.9833 | 48.3632 | 54.3023 | 78.1798
Average LBMP ($/MWh) | 70.8753 | 51.7263 | 45.0348 | 42.263 | 41.2837 | 43.0583 | 50.5667 | 52.5196 | 42.2681 | 45.4229 | 50.4104 | 70.2339
2034
LBMP ($/MWh) | Jan | Feb | Mar | Apr | May | Jun | Jul | Aug | Sep | Oct | Nov | Dec
West | 67.8486 | 49.4363 | 46.1883 | 47.2648 | 44.1483 | 44.3796 | 52.6083 | 54.3731 | 42.8017 | 49.666 | 52.8755 | 67.4743
Genesee | 68.7819 | 49.5712 | 46.3356 | 46.6369 | 44.2787 | 43.9983 | 52.062 | 53.3283 | 42.667 | 49.3423 | 52.4687 | 67.263
Central | 71.9727 | 50.8574 | 47.3317 | 46.9047 | 43.6975 | 45.563 | 55.3768 | 56.6333 | 45.3096 | 52.2502 | 53.2494 | 69.1137
North | 64.5979 | 45.9432 | 43.9887 | 42.4757 | 41.245 | 41.8932 | 48.1791 | 48.7157 | 39.9545 | 47.0311 | 48.9969 | 62.286
Mohawk Valley | 69.4164 | 49.943 | 46.4379 | 44.3444 | 42.5914 | 43.7288 | 52.1751 | 53.9154 | 43.0124 | 48.3346 | 50.1184 | 64.827
Capital | 74.1697 | 52.4381 | 47.3389 | 44.9338 | 43.0116 | 44.1913 | 51.9728 | 52.7909 | 43.2556 | 48.037 | 52.2927 | 68.2891
Hudson Valley | 75.0493 | 53.1482 | 48.1591 | 45.3676 | 44.4233 | 45.7177 | 51.8722 | 51.4682 | 44.3163 | 48.376 | 53.2393 | 68.439
Millwood | 75.9878 | 53.8645 | 48.7164 | 45.7573 | 44.8532 | 47.058 | 53.3935 | 52.7107 | 44.834 | 48.8026 | 53.7907 | 69.3243
Dunwoodie | 75.7784 | 53.6926 | 48.5778 | 45.6769 | 44.9046 | 47.1496 | 53.3186 | 52.653 | 44.9161 | 48.7033 | 53.6683 | 68.9716
NY City | 76.3814 | 54.0589 | 48.7433 | 45.8517 | 45.2217 | 47.8601 | 53.6229 | 52.9694 | 45.2013 | 48.8951 | 53.7828 | 69.0924
Long Island | 81.9859 | 58.7107 | 49.8405 | 46.8256 | 47.0916 | 49.7302 | 60.2859 | 61.1554 | 47.6927 | 50.1838 | 56.0586 | 74.3989
Average LBMP ($/MWh) | 72.9064 | 51.9695 | 47.4235 | 45.64 | 44.1333 | 45.57 | 53.1697 | 53.7012 | 43.9965 | 49.0565 | 52.7765 | 68.1345
2035
LBMP ($/MWh) | Jan | Feb | Mar | Apr | May | Jun | Jul | Aug | Sep | Oct | Nov | Dec
West | 71.926 | 55.7112 | 49.7521 | 48.0434 | 44.3234 | 45.8581 | 55.5965 | 57.3337 | 44.9469 | 49.6485 | 53.8686 | 68.3651
Genesee | 72.8104 | 56.1991 | 49.8768 | 47.3951 | 44.2041 | 45.5503 | 55.0454 | 56.2469 | 44.4874 | 49.8915 | 53.6412 | 68.3088
Central | 76.3357 | 57.7256 | 51.001 | 47.6456 | 44.9407 | 47.1352 | 58.2019 | 59.8169 | 46.2278 | 51.4169 | 54.4016 | 69.9314
North | 68.2091 | 52.7657 | 47.0485 | 43.6594 | 42.9309 | 43.271 | 50.2197 | 51.0315 | 41.1125 | 46.86 | 48.9471 | 63.4027
Mohawk Valley | 72.9366 | 57.1107 | 49.8611 | 45.4168 | 44.1224 | 45.1416 | 53.9623 | 57.1803 | 44.1265 | 48.3827 | 50.0871 | 66.0746
Capital | 76.3573 | 58.7428 | 50.6715 | 46.5666 | 44.9236 | 45.6725 | 54.7483 | 55.4458 | 44.3583 | 48.2502 | 52.0157 | 68.2287
Hudson Valley | 77.8497 | 60.2968 | 51.4046 | 47.3639 | 46.1987 | 47.3437 | 55.116 | 54.2572 | 45.5803 | 48.8943 | 52.4622 | 69.3206
Millwood | 79.0414 | 61.0746 | 52.0125 | 47.8092 | 46.6631 | 48.6635 | 56.955 | 55.34 | 46.2266 | 49.3184 | 53.028 | 70.2427
Dunwoodie | 78.8378 | 60.8866 | 51.8431 | 47.7538 | 46.7106 | 48.7401 | 56.9553 | 55.2971 | 46.3343 | 49.2501 | 52.8789 | 69.9255
NY City | 79.7254 | 61.1431 | 52.0036 | 47.955 | 47.0553 | 49.3189 | 57.3497 | 55.6585 | 46.8829 | 49.4398 | 53.0175 | 70.1586
Long Island | 89.4494 | 65.5975 | 54.091 | 48.6568 | 47.5608 | 51.5327 | 63.1891 | 62.8939 | 49.3468 | 50.8186 | 56.7957 | 82.7485
Average LBMP ($/MWh) | 76.6799 | 58.8413 | 50.8696 | 47.1151 | 45.4212 | 47.1116 | 56.1217 | 56.4093 | 45.4209 | 49.2883 | 52.8312 | 69.7006
2036
LBMP ($/MWh) | Jan | Feb | Mar | Apr | May | Jun | Jul | Aug | Sep | Oct | Nov | Dec
West | 75.6801 | 60.1335 | 47.3949 | 53.8757 | 47.1661 | 48.2254 | 58.8898 | 57.2749 | 46.8938 | 54.1111 | 54.4475 | 73.4462
Genesee | 76.7705 | 60.3086 | 47.6319 | 52.4927 | 46.875 | 47.9192 | 58.1591 | 56.2973 | 46.52 | 53.4677 | 53.8834 | 73.3789
Central | 80.5599 | 62.4128 | 48.685 | 52.5568 | 47.647 | 49.6927 | 61.3217 | 59.2972 | 47.9886 | 55.0085 | 54.6608 | 75.7022
North | 71.4613 | 56.4214 | 45.0612 | 46.8061 | 45.0915 | 45.2475 | 52.2695 | 51.4781 | 43.3152 | 50.4578 | 50.4594 | 67.6205
Mohawk Valley | 76.6356 | 60.4472 | 47.8632 | 49.019 | 46.515 | 47.2579 | 56.6099 | 57.2234 | 46.2078 | 51.9855 | 51.3661 | 70.6779
Capital | 80.2598 | 61.6242 | 49.3137 | 49.1647 | 46.8793 | 47.7911 | 57.6907 | 55.4828 | 46.5273 | 51.8462 | 53.7883 | 73.2329
Hudson Valley | 81.1567 | 62.2687 | 50.2511 | 49.5479 | 48.1963 | 49.6362 | 57.6787 | 54.8268 | 47.7183 | 52.0858 | 55.133 | 73.8884
Millwood | 82.2161 | 63.0968 | 50.8504 | 49.997 | 48.7398 | 50.9371 | 59.4607 | 55.9195 | 48.4168 | 52.5761 | 55.7559 | 74.8558
Dunwoodie | 81.9755 | 62.8436 | 50.7061 | 49.8795 | 48.7855 | 50.9864 | 59.3882 | 55.9011 | 48.5293 | 52.4901 | 55.6501 | 74.4939
NY City | 83.2056 | 63.2302 | 50.8935 | 50.0772 | 49.2354 | 51.66 | 59.8045 | 56.2522 | 49.0756 | 52.7857 | 55.8496 | 74.7516
Long Island | 89.8356 | 65.9929 | 53.0545 | 51.5681 | 51.0027 | 54.0774 | 67.5378 | 63.8494 | 51.6861 | 54.0138 | 60.1117 | 81.4818
Average LBMP ($/MWh) | 79.9779 | 61.7073 | 49.246 | 50.4532 | 47.8303 | 49.4028 | 58.9828 | 56.7093 | 47.5344 | 52.8026 | 54.646 | 73.9573
2037
LBMP ($/MWh) | Jan | Feb | Mar | Apr | May | Jun | Jul | Aug | Sep | Oct | Nov | Dec
West | 76.3667 | 58.3457 | 52.5078 | 54.2951 | 47.1788 | 48.3504 | 60.1859 | 64.8932 | 48.9154 | 51.2592 | 57.5638 | 78.0061
Genesee | 77.3917 | 58.4638 | 52.9945 | 53.4742 | 46.9278 | 47.9434 | 59.6042 | 63.333 | 48.4155 | 51.115 | 56.9225 | 78.1284
Central | 81.6387 | 60.5459 | 53.8332 | 53.1646 | 47.2732 | 49.2863 | 62.5089 | 66.8497 | 50.414 | 55.4608 | 57.8079 | 80.6358
North | 73.0309 | 54.4488 | 49.2226 | 47.3568 | 45.1327 | 45.083 | 54.1619 | 55.5493 | 44.7349 | 50.3846 | 52.9349 | 72.2928
Mohawk Valley | 78.0075 | 58.6125 | 52.213 | 49.6176 | 46.6249 | 46.9562 | 58.1624 | 60.874 | 47.8282 | 52.0134 | 53.9193 | 75.8644
Capital | 82.2981 | 60.6564 | 52.8258 | 50.0831 | 47.2271 | 47.7342 | 58.8252 | 61.0578 | 48.2068 | 51.8514 | 56.2929 | 78.3402
Hudson Valley | 82.517 | 60.7978 | 53.5153 | 50.7473 | 48.9838 | 49.5036 | 59.0864 | 59.0294 | 49.4139 | 52.9214 | 57.4917 | 79.428
Millwood | 83.4512 | 61.589 | 54.1431 | 51.2043 | 49.5486 | 51.0976 | 61.8059 | 61.3778 | 50.1968 | 53.3992 | 58.1517 | 80.501
Dunwoodie | 83.1642 | 61.3297 | 53.948 | 51.1057 | 49.6356 | 51.2243 | 61.7856 | 61.3684 | 50.3296 | 53.395 | 58.0708 | 80.1435
NY City | 83.9034 | 61.4941 | 54.0801 | 51.5913 | 50.272 | 51.9334 | 62.2422 | 61.7262 | 50.8516 | 53.8422 | 58.7076 | 80.579
Long Island | 91.3477 | 66.5444 | 56.5425 | 53.0425 | 52.5016 | 53.8279 | 68.6348 | 72.1762 | 54.6355 | 56.1356 | 60.5449 | 87.6416
Average LBMP ($/MWh) | 81.1925 | 60.2571 | 53.2569 | 51.4257 | 48.3006 | 49.3582 | 60.6367 | 62.5668 | 49.4493 | 52.8889 | 57.128 | 79.2328
2038
LBMP ($/MWh) | Jan | Feb | Mar | Apr | May | Jun | Jul | Aug | Sep | Oct | Nov | Dec
West | 77.6831 | 60.2554 | 55.4458 | 54.835 | 48.3654 | 51.4 | 63.1752 | 68.1653 | 54.8429 | 59.1681 | 60.3002 | 80.795
Genesee | 78.9527 | 60.298 | 55.5187 | 53.6924 | 48.2305 | 51.0415 | 62.7604 | 66.5554 | 54.3077 | 58.8741 | 59.8143 | 81.0194
Central | 83.0518 | 61.5301 | 56.7811 | 53.8287 | 48.5889 | 52.6955 | 66.2681 | 70.0737 | 55.4549 | 60.9165 | 61.1281 | 83.6814
North | 74.96 | 56.9615 | 51.7331 | 48.7702 | 46.5692 | 47.7276 | 56.6977 | 58.4866 | 47.4737 | 55.4151 | 55.5054 | 75.7123
Mohawk Valley | 80.0166 | 60.7992 | 54.9611 | 50.8273 | 48.0112 | 49.8842 | 61.0815 | 64.2671 | 51.5359 | 57.4008 | 56.7482 | 78.9614
Capital | 83.7408 | 63.1706 | 54.9922 | 51.3913 | 48.6829 | 50.8011 | 61.4402 | 64.2777 | 51.2842 | 56.7133 | 59.1588 | 81.7241
Hudson Valley | 84.8997 | 63.5483 | 55.787 | 52.162 | 50.5396 | 52.5661 | 61.9536 | 62.1756 | 52.2501 | 57.187 | 60.2285 | 82.9142
Millwood | 85.8295 | 64.3839 | 56.4694 | 52.671 | 51.1177 | 54.2621 | 64.4639 | 64.7382 | 53.0072 | 57.8573 | 60.9314 | 84.0504
Dunwoodie | 85.5625 | 64.1476 | 56.2546 | 52.5952 | 51.2091 | 54.3928 | 64.3743 | 64.7656 | 53.0823 | 57.7803 | 60.8301 | 83.6844
NY City | 86.2431 | 64.338 | 56.4319 | 53.0605 | 51.8643 | 55.0429 | 64.8023 | 65.1519 | 53.4926 | 58.0607 | 61.3029 | 84.2404
Long Island | 93.9939 | 70.1034 | 59.8128 | 55.0298 | 54.4353 | 57.3997 | 71.6072 | 77.399 | 56.7941 | 59.4309 | 63.7127 | 92.5827
Average LBMP ($/MWh) | 83.1758 | 62.6851 | 55.8352 | 52.624 | 49.7831 | 52.4739 | 63.5113 | 66.0051 | 53.0478 | 58.0731 | 59.9691 | 82.6696
2039
LBMP ($/MWh) | Jan | Feb | Mar | Apr | May | Jun | Jul | Aug | Sep | Oct | Nov | Dec
West | 81.8777 | 61.4848 | 56.3947 | 53.8681 | 50.213 | 54.0391 | 65.851 | 71.3608 | 54.1209 | 58.405 | 62.6129 | 80.4701
Genesee | 82.9233 | 61.7424 | 56.3961 | 53.2384 | 50.0316 | 53.7634 | 65.3218 | 70.0912 | 53.4502 | 57.882 | 61.9316 | 80.2364
Central | 87.5654 | 63.657 | 57.6171 | 53.6058 | 50.3285 | 55.4934 | 69.235 | 74.4226 | 55.3394 | 61.015 | 62.7597 | 82.3107
North | 76.9027 | 58.1196 | 52.9247 | 49.4459 | 48.3099 | 50.5033 | 58.88 | 61.6308 | 48.9969 | 55.3885 | 57.5102 | 73.8225
Mohawk Valley | 82.7481 | 61.9605 | 56.0308 | 51.2383 | 49.6233 | 52.9834 | 63.4815 | 67.4733 | 52.7017 | 57.4234 | 59.0755 | 77.0373
Capital | 86.9774 | 63.6329 | 56.4512 | 52.2726 | 50.4385 | 53.1181 | 63.8134 | 67.4379 | 52.5445 | 56.9866 | 61.3257 | 80.0045
Hudson Valley | 87.1715 | 64.526 | 57.5352 | 53.1975 | 52.1672 | 55.0817 | 64.1624 | 65.2672 | 53.8505 | 58.3793 | 62.6539 | 80.7471
Millwood | 88.2604 | 65.3982 | 58.2321 | 53.7157 | 52.6674 | 56.7369 | 67.633 | 67.3143 | 54.5821 | 59.0371 | 63.3983 | 81.8603
Dunwoodie | 87.9542 | 65.1397 | 58.0295 | 53.662 | 52.7363 | 56.8318 | 67.563 | 67.1939 | 54.691 | 59.0172 | 63.2934 | 81.4404
NY City | 88.5214 | 65.445 | 58.2616 | 53.9535 | 53.4333 | 57.5801 | 68.1206 | 67.6125 | 55.1968 | 59.3758 | 63.708 | 81.6432
Long Island | 95.8792 | 71.7857 | 60.8803 | 54.9625 | 54.311 | 60.4253 | 75.337 | 81.6592 | 58.9339 | 64.7199 | 70.6937 | 90.6471
Average LBMP ($/MWh) | 86.071 | 63.8993 | 57.1594 | 53.0146 | 51.2964 | 55.1415 | 66.309 | 69.224 | 54.0371 | 58.8754 | 62.633 | 80.9291
2040
LBMP ($/MWh) | Jan | Feb | Mar | Apr | May | Jun | Jul | Aug | Sep | Oct | Nov | Dec
West | 88.0396 | 70.8 | 61.8559 | 60.1031 | 54.6998 | 56.1914 | 69.4416 | 73.5018 | 56.468 | 62.5907 | 63.5939 | 80.4992
Genesee | 89.104 | 71.2634 | 62.0112 | 59.4714 | 54.9883 | 55.7989 | 68.8975 | 72.3431 | 56.0781 | 62.156 | 62.9294 | 80.4702
Central | 93.0979 | 73.8059 | 63.5229 | 59.7955 | 55.6619 | 57.4865 | 73.3063 | 76.3336 | 58.1522 | 64.378 | 64.1211 | 82.662
North | 83.1065 | 67.0202 | 57.9964 | 53.8382 | 51.8002 | 52.1459 | 61.5044 | 64.5462 | 52.2829 | 58.6179 | 58.1781 | 74.5556
Mohawk Valley | 89.3871 | 71.489 | 61.5661 | 55.9506 | 53.719 | 54.6459 | 66.6539 | 70.3908 | 55.5777 | 60.2825 | 59.4181 | 77.9434
Capital | 93.0096 | 72.0514 | 61.5917 | 56.3304 | 53.7062 | 55.0522 | 67.0913 | 70.2969 | 55.4586 | 60.0165 | 61.6925 | 81.0063
Hudson Valley | 94.7519 | 73.705 | 62.89 | 56.8962 | 55.6171 | 57.0629 | 67.6369 | 68.3742 | 56.7581 | 60.1114 | 62.6434 | 81.5191
Millwood | 96.1746 | 74.7264 | 63.7032 | 57.4353 | 56.1935 | 58.7298 | 72.4843 | 70.531 | 57.5932 | 60.7738 | 63.3488 | 82.6635
Dunwoodie | 95.9883 | 74.4611 | 63.4783 | 57.328 | 56.2673 | 58.7716 | 72.6792 | 70.4699 | 57.7045 | 60.6506 | 63.2017 | 82.2698
NY City | 98.951 | 74.9575 | 63.7458 | 57.5684 | 56.7383 | 59.4168 | 74.2649 | 70.9687 | 58.1558 | 60.8725 | 63.5675 | 82.5058
Long Island | 106.4143 | 79.0656 | 65.8606 | 59.769 | 59.5155 | 62.5355 | 83.2545 | 82.9571 | 61.696 | 63.1747 | 71.0039 | 93.7539
Average LBMP ($/MWh) | 93.4568 | 73.0314 | 62.5656 | 57.6806 | 55.3552 | 57.0761 | 70.6559 | 71.883 | 56.9023 | 61.2386 | 63.0635 | 81.8044
Contract Case LBMPs
2021
LBMP ($/MWh) | Jan | Feb | Mar | Apr | May | Jun | Jul | Aug | Sep | Oct | Nov | Dec
West | 26.1951 | 20.9496 | 20.3701 | 28.2965 | 25.1603 | 26.4522 | 30.1609 | 32.3027 | 25.7747 | 27.4032 | 26.0549 | 36.2371
Genesee | 24.1252 | 18.2378 | 19.1726 | 28.1511 | 24.8832 | 25.9066 | 29.6232 | 31.6847 | 25.4533 | 27.3242 | 25.0481 | 34.8831
Central | 26.8902 | 19.468 | 20.4581 | 29.9723 | 25.945 | 26.9699 | 31.8604 | 34.4515 | 27.1394 | 28.8379 | 26.1316 | 36.7444
North | 16.1081 | 10.0794 | 14.0886 | 25.6469 | 23.7255 | 23.9704 | 26.454 | 28.5421 | 23.9828 | 26.0585 | 20.8222 | 29.8352
Mohawk Valley | 25.349 | 17.6969 | 19.3044 | 27.6871 | 25.3376 | 26.2357 | 29.8574 | 31.871 | 26.1998 | 28.0355 | 25.0795 | 35.3794
Capital | 51.4709 | 41.0734 | 33.4472 | 28.2548 | 26.0815 | 26.8089 | 30.9372 | 30.7948 | 26.7246 | 29.0165 | 34.4351 | 44.8027
Hudson Valley | 42.7605 | 32.4193 | 28.6859 | 28.1388 | 26.7653 | 28.6169 | 32.54 | 32.0646 | 27.4151 | 29.3053 | 32.332 | 42.4906
Millwood | 43.5363 | 33.029 | 29.1467 | 28.3408 | 26.9718 | 28.7995 | 32.7232 | 32.4593 | 27.6307 | 29.5352 | 32.4786 | 42.8882
Dunwoodie | 43.0123 | 32.5573 | 28.86 | 28.2349 | 26.9728 | 28.8164 | 32.6749 | 32.4838 | 27.6458 | 29.4828 | 32.2506 | 42.4984
NY City | 43.6328 | 32.6949 | 28.9966 | 28.4626 | 27.1816 | 29.2794 | 33.1307 | 32.8208 | 28.0575 | 29.7084 | 32.4195 | 42.8349
Long Island | 50.6026 | 36.7423 | 31.7556 | 29.6711 | 30.2382 | 31.4276 | 40.5078 | 44.1308 | 31.2872 | 32.6081 | 35.1281 | 49.6858
Average LBMP ($/MWh) | 35.7894 | 26.8134 | 24.9351 | 28.2597 | 26.2966 | 27.5712 | 31.8609 | 33.0551 | 27.0283 | 28.8469 | 29.2891 | 39.8436
2022
LBMP ($/MWh) | Jan | Feb | Mar | Apr | May | Jun | Jul | Aug | Sep | Oct | Nov | Dec
West | 26.0444 | 21.303 | 24.2748 | 25.0211 | 23.1745 | 24.5496 | 27.2295 | 29.0986 | 23.9748 | 27.0775 | 26.668 | 35.1859
Genesee | 25.4623 | 20.5466 | 24.2404 | 25.1193 | 23.2916 | 24.3276 | 27.0941 | 28.6113 | 23.8305 | 27.1824 | 26.4153 | 34.989
Central | 28.0788 | 21.7322 | 25.6004 | 26.1497 | 23.8344 | 25.4605 | 29.3033 | 30.8636 | 25.4839 | 29.0832 | 27.5107 | 36.3435
North | 20.1338 | 16.0136 | 22.0377 | 22.8864 | 21.9245 | 22.6768 | 24.6971 | 25.636 | 22.3449 | 25.6942 | 23.9365 | 32.0537
Mohawk Valley | 27.0111 | 20.8468 | 24.3748 | 24.5356 | 23.0553 | 24.4702 | 27.3114 | 28.2552 | 24.2466 | 26.9827 | 26.141 | 35.2078
Capital | 44.3613 | 33.9491 | 27.062 | 24.7508 | 23.38 | 24.5674 | 27.3224 | 27.4746 | 24.4723 | 27.1257 | 29.6776 | 41.0608
Hudson Valley | 39.5377 | 29.9687 | 26.5306 | 25.0646 | 24.3703 | 26.2802 | 28.7001 | 28.59 | 25.3282 | 27.5063 | 29.4242 | 40.348
Millwood | 39.8823 | 30.388 | 26.8299 | 25.2623 | 24.5527 | 26.5701 | 29.0299 | 29.0392 | 25.5576 | 27.7173 | 29.6375 | 40.8362
Dunwoodie | 39.4985 | 30.1113 | 26.6812 | 25.1886 | 24.5774 | 26.6068 | 29.0395 | 29.1071 | 25.5933 | 27.6615 | 29.5156 | 40.5541
NY City | 39.7095 | 30.2419 | 26.8287 | 25.3523 | 24.7954 | 26.9317 | 29.4861 | 29.47 | 25.886 | 27.8418 | 29.7262 | 41.2455
Long Island | 44.8087 | 32.3411 | 28.2341 | 26.3145 | 26.787 | 27.8154 | 33.964 | 40.6324 | 27.3903 | 28.7049 | 31.8713 | 46.7247
Average LBMP ($/MWh) | 34.048 | 26.1311 | 25.6995 | 25.0587 | 23.9766 | 25.4778 | 28.4707 | 29.7071 | 24.9189 | 27.507 | 28.2294 | 38.5954
2023
LBMP ($/MWh) | Jan | Feb | Mar | Apr | May | Jun | Jul | Aug | Sep | Oct | Nov | Dec
West | 36.0834 | 28.1583 | 27.5945 | 27.361 | 25.948 | 27.5298 | 29.9247 | 30.6746 | 25.9268 | 28.7962 | 30.0589 | 35.8756
Genesee | 36.2206 | 27.7541 | 27.4415 | 27.0193 | 25.7339 | 27.1165 | 29.4754 | 29.9849 | 25.8029 | 28.9189 | 29.8772 | 35.9726
Central | 37.605 | 28.0931 | 27.7211 | 27.0541 | 26.1658 | 27.6686 | 30.7684 | 31.4488 | 27.199 | 29.4641 | 30.3665 | 37.0569
North | 33.2044 | 25.0359 | 25.8088 | 25.4634 | 25.2538 | 25.49 | 27.626 | 28.0172 | 24.7772 | 28.0728 | 28.089 | 33.6837
Mohawk Valley | 37.4361 | 28.1366 | 27.5328 | 26.1468 | 25.6115 | 26.6538 | 29.2979 | 29.9268 | 26.1869 | 28.3746 | 29.5121 | 36.1445
Capital | 47.285 | 34.6255 | 29.735 | 27.3176 | 26.641 | 27.5491 | 29.8081 | 29.7683 | 26.8099 | 29.4499 | 33.3032 | 42.7526
Hudson Valley | 46.0188 | 33.8309 | 30.19 | 28.2073 | 28.053 | 30.0665 | 32.7753 | 32.1684 | 28.1954 | 30.5259 | 33.7504 | 41.8977
Millwood | 46.372 | 34.1571 | 30.449 | 28.4231 | 28.3355 | 30.4038 | 33.2297 | 32.7608 | 28.466 | 30.7755 | 33.9934 | 42.4102
Dunwoodie | 46.0897 | 33.9544 | 30.3155 | 28.3668 | 28.3872 | 30.5229 | 33.3548 | 32.9195 | 28.5394 | 30.7528 | 33.8839 | 42.1185
NY City | 46.3341 | 34.0973 | 30.4563 | 28.5402 | 28.7688 | 30.8965 | 33.7925 | 33.3294 | 28.9607 | 31.0705 | 34.0601 | 42.3287
Long Island | 51.0695 | 36.3401 | 31.365 | 28.9607 | 28.8399 | 31.4772 | 37.1417 | 39.1877 | 30.0675 | 32.8798 | 37.6864 | 47.3883
Average LBMP ($/MWh) | 42.1562 | 31.2894 | 28.9645 | 27.5328 | 27.0671 | 28.6704 | 31.5631 | 31.8351 | 27.3574 | 29.9164 | 32.2346 | 39.7845
2024
LBMP ($/MWh) | Jan | Feb | Mar | Apr | May | Jun | Jul | Aug | Sep | Oct | Nov | Dec
West | 32.3671 | 27.7523 | 24.6709 | 26.2136 | 23.5643 | 24.6431 | 28.0301 | 27.9034 | 24.4028 | 27.1508 | 29.1416 | 34.2002
Genesee | 32.8847 | 27.7641 | 24.608 | 26.0031 | 23.4565 | 24.2756 | 27.4681 | 27.2972 | 24.1506 | 27.0459 | 29.0254 | 34.5207
Central | 34.2292 | 28.1885 | 25.0489 | 26.2798 | 24.2043 | 25.4158 | 29.0311 | 29.1438 | 25.6422 | 27.8811 | 29.5364 | 35.2441
North | 32.2095 | 25.7236 | 23.2032 | 24.5465 | 23.2216 | 23.3223 | 26.0358 | 26.2292 | 23.908 | 26.7457 | 27.6581 | 33.026
Mohawk Valley | 34.0249 | 28.0526 | 24.4411 | 24.8829 | 22.6582 | 23.378 | 26.4882 | 27.074 | 24.215 | 26.7265 | 28.3523 | 34.0164
Capital | 41.5453 | 32.6896 | 26.7385 | 26.3016 | 25.3467 | 26.0336 | 29.1548 | 28.8828 | 25.9645 | 28.1429 | 30.052 | 39.0473
Hudson Valley | 43.0372 | 32.9086 | 27.566 | 27.0349 | 25.9217 | 26.5447 | 29.649 | 29.5786 | 26.4886 | 28.5961 | 30.8837 | 38.7741
Millwood | 43.8104 | 33.3637 | 27.8714 | 27.2341 | 26.8134 | 28.3562 | 32.0412 | 30.9746 | 27.5363 | 28.9945 | 31.1588 | 39.2362
Dunwoodie | 43.6639 | 33.245 | 27.8024 | 27.2112 | 26.9571 | 28.6024 | 32.3093 | 31.1325 | 27.7526 | 29.0173 | 31.12 | 39.0681
NY City | 43.9961 | 33.3867 | 27.9215 | 27.444 | 27.2683 | 29.144 | 32.8725 | 31.5657 | 28.3013 | 29.3746 | 31.2948 | 39.2699
Long Island | 46.3715 | 34.2008 | 27.9004 | 26.0475 | 26.5587 | 28.8822 | 33.9445 | 33.3554 | 27.9148 | 27.7742 | 30.9389 | 40.2085
Average LBMP ($/MWh) | 38.9218 | 30.6614 | 26.1611 | 26.2908 | 25.0883 | 26.2362 | 29.7295 | 29.3761 | 26.0251 | 27.9499 | 29.9238 | 36.9647
2025
LBMP ($/MWh) | Jan | Feb | Mar | Apr | May | Jun | Jul | Aug | Sep | Oct | Nov | Dec
West | 40.7068 | 30.5002 | 26.4199 | 26.952 | 25.8312 | 24.2906 | 29.2288 | 29.6675 | 25.1151 | 27.8976 | 31.233 | 38.4341
Genesee | 41.2875 | 30.4006 | 26.2749 | 26.6771 | 26.0661 | 23.8849 | 28.5991 | 28.8927 | 24.8812 | 27.6913 | 31.0289 | 38.6535
Central | 42.9775 | 30.8766 | 26.8451 | 27.0547 | 26.8115 | 25.2045 | 30.5863 | 31.0975 | 26.901 | 29.3963 | 31.394 | 39.4717
North | 39.6149 | 28.4757 | 24.5262 | 25.5227 | 25.5805 | 23.1366 | 27.2865 | 27.9993 | 24.7817 | 27.7338 | 29.525 | 37.0379
Mohawk Valley | 41.2746 | 29.9312 | 25.8547 | 25.2215 | 24.882 | 22.6247 | 27.4157 | 29.0531 | 25.1361 | 27.5854 | 29.9029 | 37.693
Capital | 45.7769 | 33.7248 | 28.3311 | 27.577 | 27.0555 | 26.7174 | 30.6426 | 30.5787 | 27.248 | 29.4775 | 31.9754 | 41.2892
Hudson Valley | 46.8951 | 34.262 | 28.9645 | 28.3244 | 28.1476 | 27.055 | 31.4077 | 31.3658 | 27.8698 | 29.963 | 32.7631 | 41.8527
Millwood | 47.4401 | 34.6709 | 29.2809 | 28.54 | 28.499 | 28.9009 | 33.6512 | 32.7963 | 28.6732 | 30.3213 | 33.0508 | 42.3956
Dunwoodie | 47.2554 | 34.5373 | 29.1796 | 28.5129 | 28.5752 | 29.1627 | 33.8745 | 32.9508 | 28.8336 | 30.3547 | 33.0151 | 42.1939
NY City | 47.5974 | 34.59 | 29.209 | 28.7482 | 28.9403 | 29.5663 | 34.2005 | 33.2057 | 29.2371 | 30.5956 | 33.0953 | 42.2734
Long Island | 50.8006 | 35.4897 | 29.3737 | 26.8513 | 26.2318 | 29.0231 | 35.5154 | 35.4869 | 29.3045 | 29.4226 | 32.8781 | 42.7495
Average LBMP ($/MWh) | 44.6933 | 32.4963 | 27.66 | 27.2711 | 26.9655 | 26.3243 | 31.128 | 31.1904 | 27.0892 | 29.1308 | 31.8056 | 40.3677
2026
LBMP ($/MWh) | Jan | Feb | Mar | Apr | May | Jun | Jul | Aug | Sep | Oct | Nov | Dec
West | 42.4554 | 31.4333 | 27.0459 | 28.425 | 25.5158 | 25.5373 | 29.2618 | 30.1959 | 25.2618 | 29.8887 | 34.143 | 43.5728
Genesee | 42.8801 | 31.0326 | 26.8078 | 28.1702 | 25.3179 | 24.8661 | 28.5153 | 29.0408 | 24.7464 | 30.0779 | 33.9711 | 43.6396
Central | 44.6501 | 31.4258 | 27.3817 | 28.4699 | 26.5333 | 26.8573 | 31.202 | 31.4929 | 27.4908 | 32.3496 | 34.3276 | 44.7031
North | 40.7996 | 28.7004 | 24.9953 | 26.6874 | 25.5824 | 24.0108 | 27.9106 | 27.6519 | 24.6508 | 29.9942 | 31.6137 | 41.0965
Mohawk Valley | 42.2203 | 30.3574 | 26.3791 | 26.456 | 24.7088 | 23.9359 | 27.7531 | 29.0582 | 25.2275 | 29.9445 | 31.5093 | 41.9875
Capital | 47.1007 | 33.8495 | 29.0113 | 28.3738 | 27.4085 | 28.005 | 31.4726 | 31.0513 | 27.8417 | 31.1398 | 33.8768 | 44.7634
Hudson Valley | 47.5168 | 33.7876 | 29.4633 | 28.897 | 28.2334 | 28.4905 | 32.1997 | 32.0242 | 28.4375 | 31.3445 | 34.3591 | 44.8984
Millwood | 48.0382 | 34.1558 | 29.7591 | 29.0706 | 28.8253 | 29.7972 | 34.325 | 33.4114 | 29.0833 | 31.5442 | 34.6496 | 45.3986
Dunwoodie | 47.7932 | 33.9865 | 29.6325 | 28.9962 | 28.9045 | 29.9455 | 34.5136 | 33.5113 | 29.1942 | 31.4789 | 34.5379 | 45.1162
NY City | 47.8745 | 33.9799 | 29.5819 | 28.9607 | 29.1812 | 30.4517 | 34.8095 | 33.8731 | 29.6197 | 31.2141 | 34.4484 | 45.2444
Long Island | 47.027 | 33.2879 | 28.1847 | 26.3155 | 26.0941 | 29.8226 | 35.2565 | 35.7719 | 29.2237 | 29.3559 | 32.632 | 42.9595
Average LBMP ($/MWh) | 45.3051 | 32.3633 | 28.0221 | 28.0748 | 26.9368 | 27.4291 | 31.5654 | 31.553 | 27.3434 | 30.7575 | 33.6426 | 43.9436
2027
LBMP ($/MWh) | Jan | Feb | Mar | Apr | May | Jun | Jul | Aug | Sep | Oct | Nov | Dec
West | 42.3164 | 33.1781 | 28.7642 | 29.8387 | 23.4983 | 28.0037 | 30.3964 | 32.1859 | 26.465 | 30.4704 | 35.5618 | 45.6989
Genesee | 42.7467 | 32.6347 | 28.4956 | 29.3046 | 23.3893 | 27.4106 | 29.7289 | 31.0659 | 25.9395 | 30.177 | 35.1306 | 45.8664
Central | 44.3467 | 33.0624 | 29.2138 | 29.6801 | 25.7899 | 29.1832 | 32.3332 | 33.4259 | 28.2967 | 31.6801 | 35.6708 | 46.9388
North | 40.6241 | 29.1957 | 27.0848 | 27.5184 | 25.0079 | 26.4165 | 29.0925 | 29.6844 | 25.5662 | 30.1725 | 33.2342 | 43.29
Mohawk Valley | 42.2205 | 31.6834 | 27.938 | 27.2764 | 24.0725 | 26.0617 | 28.8461 | 30.8648 | 26.0296 | 29.9133 | 32.9819 | 44.1926
Capital | 47.3395 | 35.0362 | 30.4267 | 29.6436 | 27.7912 | 29.8334 | 33.1899 | 32.9588 | 28.948 | 31.8951 | 35.682 | 47.4574
Hudson Valley | 47.9717 | 35.2158 | 30.9223 | 30.2415 | 28.396 | 30.3758 | 33.9121 | 33.8693 | 29.4634 | 32.1247 | 36.1481 | 47.495
Millwood | 48.6554 | 35.6479 | 31.2075 | 30.4573 | 28.9374 | 32.0392 | 35.8647 | 35.5874 | 30.12 | 32.4319 | 36.4418 | 48.0139
Dunwoodie | 48.4265 | 35.4646 | 31.0791 | 30.3865 | 29.0326 | 32.235 | 36.0215 | 35.7245 | 30.2263 | 32.3843 | 36.3168 | 47.7002
NY City | 48.526 | 35.4737 | 31.0301 | 30.5793 | 29.4498 | 32.7642 | 36.2125 | 36.0028 | 30.6235 | 32.1657 | 36.2318 | 47.8839
Long Island | 49.0155 | 33.0066 | 29.544 | 27.8667 | 26.4685 | 32.0437 | 36.6367 | 37.8733 | 30.2486 | 30.2757 | 34.1903 | 45.4518
Average LBMP ($/MWh) | 45.6535 | 33.5999 | 29.6096 | 29.3448 | 26.5303 | 29.6697 | 32.9304 | 33.5675 | 28.357 | 31.2446 | 35.2355 | 46.3626
2028
LBMP ($/MWh) | Jan | Feb | Mar | Apr | May | Jun | Jul | Aug | Sep | Oct | Nov | Dec
West | 44.4485 | 34.2501 | 32.7643 | 30.7328 | 28.9438 | 30.0067 | 31.9871 | 34.5912 | 28.0682 | 33.5211 | 38.5666 | 45.7009
Genesee | 44.8773 | 33.9894 | 32.94 | 30.7014 | 28.6113 | 29.3946 | 31.0818 | 33.4316 | 27.5937 | 33.2118 | 38.0776 | 45.7595
Central | 46.5542 | 34.502 | 33.4556 | 30.7113 | 29.5177 | 31.2502 | 33.6643 | 36.0687 | 30.0982 | 35.4582 | 38.7605 | 47.0978
North | 42.6917 | 30.8226 | 31.1237 | 28.9021 | 28.2491 | 28.7025 | 30.4175 | 31.8342 | 27.4476 | 33.104 | 35.8439 | 42.8308
Mohawk Valley | 44.651 | 33.3307 | 31.8046 | 28.6415 | 27.129 | 28.6016 | 30.034 | 33.0743 | 27.6688 | 32.8487 | 36.0039 | 43.7154
Capital | 50.5853 | 37.1102 | 33.5714 | 31.1826 | 30.3771 | 32.0215 | 34.7389 | 35.2541 | 30.7407 | 34.588 | 38.7802 | 47.6925
Hudson Valley | 51.011 | 37.2846 | 34.0957 | 31.8347 | 31.1206 | 32.6967 | 35.1578 | 35.9891 | 31.3698 | 34.7126 | 39.1346 | 47.2785
Millwood | 51.7373 | 37.7062 | 34.4081 | 32.0383 | 31.9626 | 34.4367 | 37.4209 | 37.719 | 31.8743 | 34.9898 | 39.4652 | 47.791
Dunwoodie | 51.4905 | 37.5125 | 34.2531 | 31.9552 | 32.0551 | 34.6281 | 37.6135 | 37.8901 | 31.9562 | 34.9078 | 39.3218 | 47.4548
NY City | 51.6096 | 37.4992 | 34.1995 | 32.0336 | 32.1637 | 35.2036 | 37.8789 | 38.2602 | 32.332 | 34.6344 | 39.2221 | 47.4119
Long Island | 50.8643 | 35.1478 | 32.3719 | 29.8886 | 29.5786 | 35.0206 | 38.9327 | 40.201 | 31.4853 | 32.098 | 37.0108 | 44.7926
Average LBMP ($/MWh) | 48.2292 | 35.3777 | 33.1807 | 30.7838 | 29.9735 | 31.9966 | 34.448 | 35.8467 | 30.0577 | 34.0068 | 38.1989 | 46.1387
2029
LBMP ($/MWh) | Jan | Feb | Mar | Apr | May | Jun | Jul | Aug | Sep | Oct | Nov | Dec
West | 51.9234 | 37.5363 | 33.072 | 32.6936 | 27.7235 | 30.5515 | 34.8745 | 36.6682 | 31.6425 | 33.2453 | 37.591 | 48.1583
Genesee | 52.1718 | 37.0553 | 32.7794 | 32.233 | 27.5956 | 29.575 | 34.0302 | 35.4296 | 31.4736 | 33.0519 | 37.0979 | 47.9989
Central | 53.9192 | 37.7239 | 33.6265 | 32.802 | 29.9947 | 31.8142 | 36.9267 | 38.3553 | 33.1276 | 34.735 | 37.5936 | 49.051
North | 49.7707 | 33.3514 | 30.9096 | 30.5343 | 29.0485 | 28.8031 | 33.1567 | 33.5157 | 29.7473 | 33.1635 | 35.3747 | 45.3372
Mohawk Valley | 51.157 | 36.0237 | 32.0252 | 30.2278 | 27.598 | 28.6197 | 32.8814 | 34.681 | 30.419 | 32.7598 | 35.2836 | 45.9741
Capital | 56.6979 | 40.9674 | 35.3277 | 33.4081 | 32.4551 | 32.7899 | 37.6996 | 37.3079 | 32.7089 | 34.9676 | 38.1167 | 49.671
Hudson Valley | 57.2966 | 41.0548 | 35.6662 | 33.957 | 32.8797 | 33.2794 | 38.3819 | 38.0626 | 33.366 | 35.3801 | 38.8478 | 49.5888
Millwood | 57.952 | 41.6185 | 36.0436 | 34.1722 | 33.4244 | 35.3107 | 41.0335 | 39.9023 | 34.0389 | 35.7427 | 39.2079 | 50.1258
Dunwoodie | 57.6761 | 41.3824 | 35.8794 | 34.0806 | 33.4667 | 35.5257 | 41.2926 | 40.0004 | 34.1386 | 35.6781 | 39.086 | 49.7966
NY City | 57.8433 | 41.4002 | 35.8248 | 34.1824 | 33.5742 | 36.2275 | 41.753 | 40.3718 | 34.6225 | 35.4037 | 39.0268 | 49.7668
Long Island | 56.9511 | 39.4602 | 33.9477 | 31.3962 | 32.8882 | 35.9139 | 42.6625 | 42.9714 | 34.0822 | 32.4916 | 37.5324 | 47.0315
Average LBMP ($/MWh) | 54.8508 | 38.8704 | 34.1002 | 32.6988 | 30.9681 | 32.5828 | 37.6993 | 37.9333 | 32.6697 | 34.2381 | 37.7053 | 48.4091
2030
LBMP ($/MWh) | Jan | Feb | Mar | Apr | May | Jun | Jul | Aug | Sep | Oct | Nov | Dec
West | 53.1883 | 39.9899 | 34.6454 | 34.4282 | 31.0433 | 32.0206 | 36.7861 | 38.2535 | 32.0063 | 36.5694 | 40.0829 | 50.4954
Genesee | 53.6989 | 39.7011 | 34.4897 | 33.8734 | 30.7902 | 31.2826 | 35.9055 | 37.0198 | 31.4388 | 36.3179 | 39.6352 | 50.2628
Central | 55.7455 | 40.6086 | 35.5678 | 34.1766 | 31.997 | 33.1036 | 39.0969 | 39.7462 | 33.7395 | 38.1555 | 40.4627 | 51.2772
North | 51.162 | 35.1963 | 32.572 | 32.0516 | 30.9439 | 30.3962 | 34.9709 | 34.3932 | 30.1435 | 35.6644 | 37.7488 | 47.741
Mohawk Valley | 53.0172 | 38.6599 | 33.7492 | 31.6448 | 29.7069 | 30.0251 | 34.8793 | 36.007 | 30.9111 | 35.5984 | 37.7337 | 48.1537
Capital | 58.2944 | 43.3802 | 36.5596 | 34.5495 | 33.5068 | 34.4056 | 39.0659 | 39.0503 | 34.2308 | 37.2098 | 40.7309 | 52.6699
Hudson Valley | 58.8922 | 43.1331 | 36.8983 | 35.0894 | 34.1736 | 35.0312 | 40.0415 | 39.6269 | 34.7086 | 37.3122 | 41.3221 | 52.456
Millwood | 59.5669 | 43.6411 | 37.249 | 35.4039 | 35.3565 | 37.2685 | 42.8017 | 41.1404 | 35.4219 | 37.6486 | 41.7078 | 53.0571
Dunwoodie | 59.2793 | 43.3861 | 37.0736 | 35.3268 | 35.5074 | 37.4975 | 43.0398 | 41.24 | 35.5509 | 37.55 | 41.5704 | 52.7099
NY City | 59.3798 | 43.3804 | 36.9821 | 35.4945 | 35.7343 | 38.0311 | 43.6577 | 41.6152 | 36.0519 | 37.2644 | 41.4198 | 52.7053
Long Island | 57.8475 | 41.0174 | 35.2659 | 32.3875 | 34.0807 | 38.1358 | 44.7701 | 44.1839 | 36.0262 | 35.6502 | 39.6495 | 50.0044
Average LBMP ($/MWh) | 56.3702 | 41.0995 | 35.5502 | 34.0387 | 32.9855 | 34.2907 | 39.5468 | 39.2978 | 33.6572 | 36.8128 | 40.1876 | 51.0484
2031
LBMP ($/MWh) | Jan | Feb | Mar | Apr | May | Jun | Jul | Aug | Sep | Oct | Nov | Dec
West | 56.0997 | 39.0547 | 34.6857 | 36.5901 | 33.7234 | 32.051 | 37.8521 | 40.6295 | 33.6845 | 35.9727 | 42.1232 | 52.9568
Genesee | 56.4195 | 38.5594 | 34.3774 | 36.0012 | 33.746 | 31.2391 | 36.8723 | 39.4452 | 33.0131 | 35.5274 | 41.5732 | 52.8777
Central | 58.4496 | 39.137 | 35.3547 | 36.2223 | 34.7657 | 33.0097 | 39.559 | 42.2587 | 35.5153 | 38.0089 | 42.2941 | 53.8752
North | 53.581 | 34.2841 | 32.4313 | 33.1066 | 32.8244 | 30.2346 | 35.639 | 37.0241 | 31.7286 | 36.0103 | 39.2545 | 50.1192
Mohawk Valley | 55.0928 | 37.317 | 33.8309 | 33.0603 | 32.1095 | 29.5569 | 35.4933 | 38.8065 | 32.6523 | 35.7924 | 39.2765 | 50.7616
Capital | 60.6853 | 42.0282 | 37.4269 | 36.1512 | 35.0793 | 34.8393 | 40.5285 | 41.2926 | 35.6625 | 38.0639 | 42.3263 | 55.2074
Hudson Valley | 61.9843 | 42.7915 | 37.7346 | 36.4866 | 35.906 | 34.9751 | 41.1748 | 41.801 | 36.1818 | 38.4074 | 42.9909 | 55.2555
Millwood | 62.7646 | 43.4365 | 38.1213 | 36.7535 | 36.3845 | 37.4427 | 44.1526 | 43.7074 | 37.0209 | 38.7627 | 43.3627 | 55.8722
Dunwoodie | 62.4502 | 43.2279 | 37.9406 | 36.6382 | 36.4103 | 37.7351 | 44.3913 | 43.8399 | 37.1459 | 38.7355 | 43.2371 | 55.5073
NY City | 62.6039 | 43.2864 | 37.8723 | 36.8425 | 36.6679 | 38.3391 | 44.9438 | 44.0543 | 37.7123 | 38.8597 | 43.1593 | 55.4877
Long Island | 63.5801 | 41.9872 | 36.6548 | 33.9196 | 33.564 | 37.7377 | 46.0584 | 48.237 | 37.7011 | 36.1919 | 41.4226 | 52.8715
Average LBMP ($/MWh) | 59.4283 | 40.4645 | 36.0391 | 35.6156 | 34.6528 | 34.2873 | 40.6059 | 41.9178 | 35.2744 | 37.303 | 41.9109 | 53.7084
2032
LBMP ($/MWh) | Jan | Feb | Mar | Apr | May | Jun | Jul | Aug | Sep | Oct | Nov | Dec
West | 54.4029 | 42.1215 | 36.47 | 37.3493 | 33.0148 | 35.3599 | 39.7232 | 41.9197 | 35.7734 | 42.0585 | 44.5733 | 57.4189
Genesee | 54.8142 | 41.6216 | 36.3274 | 36.9516 | 33.089 | 34.5247 | 38.6585 | 40.5637 | 35.2793 | 42.3037 | 44.0491 | 57.5597
Central | 56.7121 | 42.3492 | 37.1436 | 37.3971 | 34.3177 | 36.0053 | 41.4205 | 43.1157 | 37.2556 | 43.5256 | 44.5999 | 58.8441
North | 52.0697 | 38.3445 | 34.1093 | 35.2138 | 33.2469 | 32.7528 | 37.0026 | 37.9872 | 33.1544 | 40.2653 | 41.8105 | 54.5558
Mohawk Valley | 54.072 | 40.6277 | 35.6622 | 34.7807 | 32.0504 | 32.3296 | 36.5982 | 39.3966 | 34.2342 | 40.3451 | 41.6222 | 55.6994
Capital | 60.9452 | 44.231 | 39.6285 | 37.6413 | 36.3622 | 36.9995 | 42.3942 | 42.6413 | 37.2423 | 41.3637 | 45.2865 | 60.517
Hudson Valley | 61.8569 | 44.6682 | 39.6961 | 38.1494 | 37.1382 | 37.3891 | 42.6501 | 43.3291 | 37.8297 | 41.5919 | 46.2471 | 60.4541
Millwood | 62.7681 | 45.2095 | 40.095 | 38.4007 | 37.8198 | 40.2044 | 45.7853 | 45.6202 | 38.7076 | 41.9489 | 46.6739 | 61.1436
Dunwoodie | 62.4681 | 44.9763 | 39.921 | 38.2941 | 37.8719 | 40.5566 | 46.0588 | 45.8148 | 38.8433 | 41.8356 | 46.5557 | 60.7647
NY City | 62.6142 | 45.0679 | 39.9029 | 38.4533 | 37.9717 | 41.2412 | 46.4857 | 46.1487 | 39.2989 | 41.5929 | 46.5759 | 61.034
Long Island | 61.4859 | 41.5829 | 39.1641 | 35.751 | 36.9454 | 40.7696 | 47.7469 | 51.0414 | 39.3649 | 38.7044 | 44.1481 | 58.6246
Average LBMP ($/MWh) | 58.5645 | 42.8 | 38.0109 | 37.1257 | 35.4389 | 37.103 | 42.2295 | 43.4162 | 36.9985 | 41.4123 | 44.7402 | 58.7833
2033
LBMP ($/MWh) | Jan | Feb | Mar | Apr | May | Jun | Jul | Aug | Sep | Oct | Nov | Dec
West | 57.7999 | 43.1064 | 39.1103 | 39.1627 | 36.412 | 37.7266 | 41.4873 | 44.6537 | 36.6116 | 40.473 | 46.1399 | 59.5452
Genesee | 58.4088 | 42.8795 | 38.8782 | 38.4222 | 36.057 | 36.9098 | 40.3887 | 43.3482 | 36.2391 | 39.8535 | 45.6111 | 59.6645
Central | 60.938 | 43.659 | 39.6949 | 38.6829 | 37.2657 | 38.6038 | 42.9754 | 45.9554 | 38.191 | 41.597 | 46.3954 | 61.3898
North | 55.5649 | 38.9497 | 36.9092 | 35.8809 | 35.7056 | 35.768 | 38.6672 | 40.756 | 35.238 | 39.7192 | 43.0096 | 56.6133
Mohawk Valley | 57.9724 | 42.1672 | 38.0415 | 35.906 | 34.3205 | 35.62 | 38.0801 | 41.9896 | 35.5469 | 39.103 | 43.3471 | 57.4989
Capital | 66.5215 | 46.4248 | 41.4859 | 39.1999 | 38.3885 | 39.5802 | 44.5492 | 45.0731 | 39.3515 | 42.1807 | 47.0048 | 62.2452
Hudson Valley | 64.8346 | 46.9026 | 42.1271 | 39.8452 | 39.3729 | 40.2689 | 44.9317 | 45.6527 | 40.0449 | 42.6577 | 47.6084 | 62.5188
Millwood | 65.6746 | 47.4638 | 42.5494 | 40.1281 | 40.2693 | 42.95 | 47.6014 | 48.1871 | 41.0231 | 43.1893 | 48.0587 | 63.2507
Dunwoodie | 65.3423 | 47.2175 | 42.3707 | 40.0393 | 40.3627 | 43.2725 | 47.7809 | 48.4137 | 41.1587 | 43.1346 | 47.9064 | 62.8475
NY City | 65.5066 | 47.2327 | 42.3856 | 40.4967 | 40.6523 | 44.1391 | 48.089 | 48.7789 | 41.4678 | 43.1818 | 47.9121 | 63.1709
Long Island | 64.5346 | 44.7746 | 40.7987 | 37.3752 | 39.3001 | 44.0746 | 50.3422 | 53.8033 | 41.3684 | 41.3385 | 46.2122 | 61.0585
Average LBMP ($/MWh) | 62.0999 | 44.6162 | 40.3956 | 38.649 | 38.0097 | 39.9012 | 44.0812 | 46.0556 | 38.7492 | 41.4935 | 46.2914 | 60.8912
2034
LBMP ($/MWh) | Jan | Feb | Mar | Apr | May | Jun | Jul | Aug | Sep | Oct | Nov | Dec
West | 57.8668 | 42.6693 | 40.0801 | 41.4947 | 40.4842 | 39.7628 | 43.5702 | 45.29 | 38.2076 | 44.9064 | 49.0026 | 57.9592
Genesee | 58.5858 | 42.4074 | 40.0277 | 40.9271 | 40.5432 | 39.0117 | 42.6126 | 44.0892 | 37.7966 | 44.2925 | 48.4137 | 57.8005
Central | 60.5267 | 43.0038 | 40.8815 | 41.2655 | 40.7504 | 40.5144 | 45.1115 | 46.724 | 40.1482 | 46.6754 | 48.9609 | 58.7406
North | 56.0888 | 37.1833 | 38.242 | 38.3219 | 38.4065 | 37.5223 | 40.9623 | 41.8843 | 36.6711 | 43.4192 | 45.8491 | 54.8348
Mohawk Valley | 58.7695 | 41.784 | 39.3015 | 38.3106 | 37.1693 | 37.3259 | 40.3952 | 42.8961 | 37.1373 | 43.1701 | 46.0447 | 55.6433
Capital | 67.5683 | 48.2323 | 43.2132 | 41.1994 | 40.7562 | 41.5672 | 46.5615 | 46.2962 | 40.9913 | 44.9591 | 49.5998 | 62.5696
Hudson Valley | 67.569 | 48.3367 | 43.8992 | 41.7175 | 41.7036 | 42.2529 | 47.1477 | 47.0377 | 41.6518 | 45.3268 | 50.2564 | 61.4092
Millwood | 68.5609 | 48.9261 | 44.4084 | 42.0195 | 42.7919 | 45.3411 | 50.1674 | 49.3046 | 42.5639 | 45.6648 | 50.7162 | 62.0763
Dunwoodie | 68.2706 | 48.6873 | 44.2368 | 41.9061 | 42.8951 | 45.6935 | 50.3984 | 49.4833 | 42.692 | 45.5426 | 50.5379 | 61.6879
NY City | 68.4893 | 48.7281 | 44.2618 | 42.2728 | 43.086 | 46.5954 | 50.7243 | 49.8582 | 43.0429 | 45.5094 | 50.461 | 61.6654
Long Island | 67.9629 | 46.8702 | 42.6497 | 39.0662 | 41.9108 | 46.616 | 54.1819 | 55.5984 | 42.4737 | 42.7276 | 48.3995 | 59.2963
Average LBMP ($/MWh) | 63.6599 | 45.1662 | 41.9274 | 40.7728 | 40.9543 | 42.0185 | 46.5303 | 47.1329 | 40.3069 | 44.7449 | 48.9311 | 59.4257
2035
LBMP ($/MWh) | Jan | Feb | Mar | Apr | May | Jun | Jul | Aug | Sep | Oct | Nov | Dec
West | 61.4871 | 46.5872 | 41.7889 | 41.892 | 39.8497 | 40.4923 | 45.9803 | 47.8365 | 40.5728 | 45.0826 | 49.7667 | 59.2288
Genesee | 62.1513 | 46.567 | 41.6912 | 41.3047 | 39.515 | 39.7932 | 44.9916 | 46.6567 | 39.8561 | 45.0499 | 49.4408 | 59.2692
Central | 64.0734 | 47.2862 | 42.564 | 41.6676 | 40.6466 | 41.4226 | 47.5554 | 49.3892 | 41.5534 | 46.2774 | 49.9258 | 60.2764
North | 59.9901 | 42.3262 | 39.2694 | 39.0628 | 39.1231 | 38.2399 | 43.0567 | 43.8601 | 37.8939 | 43.2383 | 45.7874 | 56.3979
Mohawk Valley | 61.8039 | 46.1328 | 40.8998 | 38.6532 | 37.4121 | 37.834 | 42.7314 | 45.0738 | 38.6821 | 42.8962 | 46.0165 | 57.1133
Capital | 69.1573 | 52.758 | 45.0939 | 42.7109 | 42.6018 | 42.5723 | 48.7872 | 48.8338 | 41.9821 | 45.4996 | 49.1058 | 61.5193
Hudson Valley | 70.7857 | 53.3082 | 45.5494 | 43.4868 | 42.9812 | 43.1529 | 49.7322 | 49.8094 | 42.8124 | 45.8308 | 49.5361 | 62.1982
Millwood | 71.8624 | 54.0193 | 46.063 | 43.8055 | 44.3372 | 46.5522 | 53.2262 | 52.0699 | 44.1168 | 46.3806 | 50.0018 | 62.935
Dunwoodie | 71.5615 | 53.7649 | 45.8647 | 43.7016 | 44.4828 | 46.9547 | 53.5825 | 52.2315 | 44.3129 | 46.2873 | 49.809 | 62.5742
NY City | 71.9165 | 53.798 | 45.8485 | 43.9544 | 44.682 | 47.7356 | 54.0079 | 52.6057 | 44.896 | 46.1827 | 49.7682 | 62.5694
Long Island | 72.3965 | 52.3778 | 44.1109 | 40.7358 | 41.3764 | 47.5245 | 56.4942 | 57.513 | 44.9353 | 43.2293 | 48.5704 | 61.784
Average LBMP ($/MWh) | 67.0169 | 49.9023 | 43.5221 | 41.9069 | 41.5462 | 42.934 | 49.1041 | 49.6254 | 41.9649 | 45.0868 | 48.8844 | 60.5332
2036
LBMP ($/MWh) | Jan | Feb | Mar | Apr | May | Jun | Jul | Aug | Sep | Oct | Nov | Dec
West | 64.2669 | 50.5775 | 41.5939 | 46.4918 | 41.9954 | 42.0193 | 48.6367 | 48.5724 | 42.5111 | 48.46 | 50.4283 | 63.7649
Genesee | 65.1425 | 50.3981 | 41.481 | 45.5911 | 41.6009 | 41.3369 | 47.6032 | 47.402 | 41.7877 | 47.7775 | 49.7502 | 63.7886
Central | 67.5546 | 51.519 | 42.3007 | 46.0056 | 42.7425 | 43.0014 | 50.1809 | 49.6989 | 43.2834 | 49.2166 | 50.3131 | 65.075
North | 62.2375 | 46.3164 | 39.1469 | 42.2995 | 40.8694 | 39.5156 | 45.3551 | 44.2867 | 39.7988 | 46.1568 | 47.0497 | 60.6032
Mohawk Valley | 64.6335 | 49.3965 | 40.8088 | 42.3079 | 39.6745 | 39.038 | 45.1226 | 45.5054 | 40.3711 | 46.0698 | 47.2531 | 61.2249
Capital | 72.9285 | 55.0865 | 45.2256 | 45.0392 | 44.1573 | 44.3195 | 50.8735 | 49.4506 | 43.7988 | 47.9652 | 50.9892 | 66.9763
Hudson Valley | 73.4203 | 55.2687 | 46.2636 | 45.617 | 44.7786 | 44.9815 | 51.7238 | 50.1253 | 44.5901 | 48.0596 | 51.937 | 67.0653
Millwood | 74.338 | 55.9698 | 46.8122 | 45.9617 | 46.1513 | 48.6929 | 55.4507 | 52.7682 | 45.9723 | 48.5767 | 52.4513 | 67.8372
Dunwoodie | 73.9998 | 55.6634 | 46.6246 | 45.8136 | 46.2965 | 49.1328 | 55.7787 | 52.9933 | 46.1789 | 48.4668 | 52.2831 | 67.4319
NY City | 74.5546 | 55.7025 | 46.606 | 46.042 | 46.5945 | 49.9254 | 56.1542 | 53.3937 | 46.8026 | 48.6352 | 52.2918 | 67.4568
Long Island | 73.4716 | 53.2612 | 44.8476 | 42.8309 | 45.2848 | 50.4004 | 59.8345 | 58.8018 | 46.6384 | 45.8191 | 51.1791 | 65.0831
Average LBMP ($/MWh) | 69.6862 | 52.6509 | 43.7919 | 44.9091 | 43.6496 | 44.7603 | 51.5194 | 50.2726 | 43.7939 | 47.7457 | 50.5387 | 65.1188
2037
LBMP ($/MWh) | Jan | Feb | Mar | Apr | May | Jun | Jul | Aug | Sep | Oct | Nov | Dec
West | 66.1733 | 51.2689 | 45.5818 | 47.5032 | 42.6016 | 43.7152 | 49.7329 | 52.8484 | 43.1875 | 46.54 | 53.4209 | 68.1412
Genesee | 67.106 | 51.0062 | 45.8657 | 46.8037 | 42.2406 | 43.0662 | 48.7021 | 51.2025 | 42.4658 | 45.7829 | 52.6683 | 68.3286
Central | 69.7743 | 52.2514 | 46.5514 | 46.5217 | 43.302 | 44.3526 | 51.1798 | 53.6486 | 44.2163 | 49.2175 | 53.2427 | 70.0533
North | 64.7661 | 46.8861 | 42.4857 | 42.7839 | 41.6347 | 40.6996 | 46.4238 | 47.9832 | 40.5186 | 46.3348 | 49.6178 | 65.1612
Mohawk Valley | 67.0112 | 50.1566 | 44.5038 | 42.8234 | 40.3307 | 40.0018 | 45.9022 | 49.4452 | 41.317 | 46.1874 | 49.5638 | 66.2323
Capital | 75.0942 | 56.0243 | 48.1405 | 46.2013 | 44.6876 | 45.5564 | 52.1983 | 52.6778 | 44.9993 | 48.545 | 53.5252 | 71.0193
Hudson Valley | 75.3104 | 55.7345 | 48.6656 | 46.8939 | 45.5951 | 45.9198 | 53.1459 | 53.2453 | 45.815 | 49.2748 | 54.6794 | 71.2506
Millwood | 76.327 | 56.3946 | 49.1761 | 47.3323 | 47.4247 | 49.6824 | 57.2882 | 56.8767 | 47.3419 | 49.9466 | 55.1879 | 72.1022
Dunwoodie | 75.9684 | 56.0785 | 48.9434 | 47.204 | 47.6569 | 50.165 | 57.6171 | 57.1624 | 47.5624 | 49.9339 | 55.0402 | 71.6666
NY City | 76.2664 | 56.1051 | 48.9536 | 47.6073 | 48.0723 | 50.7696 | 58.0326 | 57.54 | 48.2169 | 50.3352 | 55.2097 | 71.8356
Long Island | 75.4836 | 53.9211 | 47.6144 | 44.1669 | 46.9038 | 50.5679 | 60.3346 | 65.3873 | 48.6912 | 48.2848 | 52.6703 | 69.6003
Average LBMP ($/MWh) | 71.7528 | 53.257 | 46.9529 | 45.9856 | 44.5864 | 45.8633 | 52.778 | 54.3652 | 44.9393 | 48.2166 | 53.166 | 69.581
2038
LBMP ($/MWh) | Jan | Feb | Mar | Apr | May | Jun | Jul | Aug | Sep | Oct | Nov | Dec
West | 67.3585 | 52.2029 | 48.1639 | 48.7952 | 43.6386 | 46.2217 | 51.8715 | 55.7669 | 48.2539 | 52.7815 | 55.9595 | 70.0751
Genesee | 68.3862 | 52.0043 | 48.1625 | 47.6297 | 43.4383 | 45.5276 | 50.8548 | 54.1183 | 47.602 | 52.491 | 55.3448 | 70.2988
Central | 71.0513 | 52.7632 | 49.2125 | 47.741 | 44.5297 | 46.9283 | 53.4258 | 56.8424 | 48.6432 | 54.3547 | 56.2953 | 71.7326
North | 66.0749 | 48.2456 | 45.3988 | 44.4452 | 42.8658 | 42.8719 | 48.3546 | 50.6068 | 43.5381 | 50.9333 | 52.1474 | 67.2344
Mohawk Valley | 68.5141 | 51.475 | 47.2684 | 44.1477 | 41.6636 | 42.209 | 47.7853 | 52.422 | 44.8206 | 51.0939 | 52.0455 | 68.1297
Capital | 76.126 | 58.2923 | 50.1007 | 47.6247 | 46.4238 | 47.6754 | 54.1331 | 55.5533 | 47.8741 | 52.5344 | 56.2704 | 73.5281
Hudson Valley | 77.1637 | 57.9733 | 50.8529 | 48.4135 | 47.5116 | 48.1649 | 55.0489 | 56.1059 | 48.6921 | 53.2467 | 57.1522 | 74.1651
Millwood | 78.2916 | 58.6428 | 51.4229 | 48.8313 | 49.2916 | 52.2907 | 59.3988 | 59.6808 | 49.9993 | 53.7145 | 57.7142 | 75.082
Dunwoodie | 77.944 | 58.3483 | 51.1859 | 48.688 | 49.5231 | 52.8321 | 59.73 | 59.9465 | 50.1712 | 53.6108 | 57.5429 | 74.6498
NY City | 78.449 | 58.3677 | 51.2104 | 49.1163 | 49.9989 | 53.5288 | 60.1684 | 60.3316 | 50.8018 | 53.5478 | 57.627 | 75.0143
Long Island | 77.6599 | 56.5217 | 50.4676 | 45.7389 | 49.0555 | 53.4803 | 62.8002 | 67.4909 | 50.7717 | 50.2888 | 55.0529 | 73.147
Average LBMP ($/MWh) | 73.3654 | 54.9852 | 49.4042 | 47.3792 | 46.1764 | 48.3391 | 54.8701 | 57.1696 | 48.288 | 52.5998 | 55.7411 | 72.0961
2039
LBMP ($/MWh) | Jan | Feb | Mar | Apr | May | Jun | Jul | Aug | Sep | Oct | Nov | Dec
West | 70.6443 | 52.9735 | 49.6811 | 48.5284 | 46.2976 | 48.3082 | 53.6234 | 58.8729 | 47.6092 | 52.4005 | 57.5953 | 70.9656
Genesee | 71.5649 | 52.875 | 49.5888 | 47.8788 | 46.0877 | 47.7569 | 52.6814 | 57.3192 | 46.798 | 51.7401 | 56.9175 | 70.8705
Central | 74.736 | 53.9102 | 50.5151 | 48.1257 | 47.1405 | 49.1899 | 55.7116 | 60.5328 | 48.5931 | 53.9807 | 57.6006 | 72.3819
North | 67.7371 | 48.8647 | 46.9815 | 45.1538 | 45.1772 | 45.415 | 49.8156 | 53.5884 | 44.7688 | 50.8405 | 53.7015 | 66.7628
Mohawk Valley | 71.0235 | 52.1933 | 48.5744 | 45.091 | 43.6275 | 45.4219 | 49.3391 | 55.2605 | 45.2067 | 50.5533 | 54.0874 | 68.1329
Capital | 79.0321 | 57.8021 | 51.9272 | 49.1248 | 48.4228 | 49.8141 | 56.498 | 58.5066 | 49.2598 | 53.3657 | 58.1152 | 73.0717
Hudson Valley | 78.9092 | 58.4051 | 53.0298 | 50.0589 | 49.6784 | 50.561 | 57.3037 | 59.422 | 50.2083 | 54.3732 | 59.037 | 73.4886
Millwood | 80.0329 | 59.1164 | 53.6292 | 50.4847 | 50.8822 | 54.6828 | 62.0957 | 62.2459 | 51.6774 | 55.1229 | 59.6606 | 74.3888
Dunwoodie | 79.6691 | 58.8015 | 53.4039 | 50.3874 | 51.0082 | 55.2059 | 62.3626 | 62.3919 | 51.8948 | 55.0818 | 59.4946 | 73.9085
NY City | 80.0756 | 58.8285 | 53.5019 | 50.8865 | 51.539 | 55.9922 | 62.8347 | 62.7855 | 52.501 | 55.3232 | 59.6602 | 73.8814
Long Island | 79.6647 | 56.5355 | 52.4286 | 47.239 | 48.6652 | 55.8174 | 66.2194 | 71.1935 | 52.6784 | 54.3532 | 59.1527 | 71.7204
Average LBMP ($/MWh) | 75.7354 | 55.4824 | 51.2056 | 48.4508 | 48.0478 | 50.7423 | 57.135 | 60.1927 | 49.1996 | 53.3759 | 57.7293 | 71.7794
2040
LBMP ($/MWh) | Jan | Feb | Mar | Apr | May | Jun | Jul | Aug | Sep | Oct | Nov | Dec
West | 76.2902 | 60.1758 | 53.7452 | 52.5249 | 49.9262 | 49.7762 | 56.7174 | 61.3226 | 50.2459 | 55.7374 | 58.5816 | 71.1963
Genesee | 77.2183 | 60.2281 | 53.8901 | 52.0705 | 50.0772 | 49.0858 | 55.6982 | 59.8775 | 49.5283 | 55.104 | 57.974 | 71.0287
Central | 79.4573 | 61.4143 | 55.2477 | 52.1453 | 50.5846 | 50.5018 | 58.9159 | 62.9609 | 51.158 | 57.2798 | 58.962 | 72.3598
North | 73.9623 | 56.2768 | 51.0699 | 48.2627 | 47.9643 | 46.3708 | 52.5492 | 55.8221 | 47.4114 | 53.5041 | 54.3678 | 67.1801
Mohawk Valley | 77.1333 | 59.479 | 52.9427 | 48.2021 | 46.6291 | 46.1573 | 52.5289 | 57.5695 | 47.8406 | 53.2971 | 54.4831 | 68.5485
Capital | 83.7301 | 64.7589 | 56.024 | 52.0613 | 51.0653 | 51.4688 | 58.7158 | 61.1005 | 51.5393 | 55.5587 | 58.4576 | 74.6167
Hudson Valley | 86.0486 | 66.1811 | 57.3332 | 52.8852 | 52.6565 | 52.328 | 59.9751 | 61.733 | 52.6226 | 55.811 | 59.3012 | 74.1746
Millwood | 87.283 | 67.0704 | 58.051 | 53.313 | 53.7246 | 56.2009 | 66.7619 | 64.687 | 53.8768 | 56.3328 | 59.9281 | 75.037
Dunwoodie | 87.0117 | 66.7423 | 57.7954 | 53.1723 | 53.8374 | 56.631 | 67.2509 | 64.8765 | 54.0539 | 56.1939 | 59.7365 | 74.5723
NY City | 88.2228 | 67.0189 | 57.8531 | 53.6325 | 54.2895 | 57.4899 | 68.3329 | 65.3109 | 54.8085 | 56.1635 | 59.7898 | 74.564
Long Island | 87.935 | 63.7609 | 56.2481 | 50.2129 | 53.436 | 57.7403 | 73.7069 | 74.3719 | 54.6841 | 53.4656 | 59.024 | 72.7135
Average LBMP ($/MWh) | 82.2084 | 63.0097 | 55.4728 | 51.6803 | 51.2901 | 52.1592 | 61.0139 | 62.6938 | 51.6154 | 55.3134 | 58.2369 | 72.3629
Policy Case LBMPs
LBMP ($/MWh) | Jan: S1 2025; Feb: S1 2030; Mar: S1 2035; Apr: S2 2025; May: S2 2030; Jun: S2 2035
West | Jan: 30.1768; Feb: 28.7718; Mar: 31.8164; Apr: 29.9779; May: 34.1698; Jun: 31.8311
Genesee | Jan: 29.9593; Feb: 29.7719; Mar: 32.3348; Apr: 29.7285; May: 33.6644; Jun: 32.6963
Central | Jan: 31.3837; Feb: 30.6335; Mar: 32.1178; Apr: 30.9964; May: 34.6674; Jun: 31.4283
North | Jan: 28.5205; Feb: 28.5929; Mar: 29.213; Apr: 28.7884; May: 31.985; Jun: 33.4703
Mohawk Valley | Jan: 29.5302; Feb: 29.9446; Mar: 35.6801; Apr: 29.1529; May: 31.6356; Jun: 35.1153
Capital | Jan: 32.6471; Feb: 40.4367; Mar: 48.438; Apr: 32.1077; May: 37.5749; Jun: 47.4816
Hudson Valley | Jan: 33.3349; Feb: 38.6368; Mar: 41.0315; Apr: 32.7941; May: 36.1406; Jun: 41.7714
Millwood | Jan: 33.8255; Feb: 39.1044; Mar: 41.485; Apr: 33.3582; May: 36.8972; Jun: 45.3052
Dunwoodie | Jan: 33.8621; Feb: 39.0204; Mar: 41.1626; Apr: 33.4099; May: 36.8184; Jun: 45.3303
NY City | Jan: 34.0747; Feb: 39.6418; Mar: 42.6362; Apr: 33.6626; May: 37.4885; Jun: 59.3419
Long Island | Jan: 34.6189; Feb: 41.1403; Mar: 49.9065; Apr: 32.9389; May: 37.0202; Jun: 48.5328
Average LBMP ($/MWh) | Jan: 31.994; Feb: 35.0632; Mar: 38.7111; Apr: 31.5378; May: 35.2784; Jun: 41.1186
S1 2025
LBMP ($/MWh) | Jan | Feb | Mar | Apr | May | Jun | Jul | Aug | Sep | Oct | Nov | Dec
West | 46.9557 | 32.4468 | 26.7279 | 24.7225 | 24.6036 | 25.0254 | 32.1214 | 29.6283 | 22.8881 | 26.2805 | 30.7687 | 39.9526
Genesee | 47.4189 | 32.3288 | 26.3036 | 24.1903 | 24.818 | 24.6041 | 31.645 | 28.9674 | 22.6066 | 26.0456 | 30.4584 | 40.1247
Central | 49.8397 | 33.172 | 27.2615 | 25.1928 | 25.8455 | 26.1004 | 33.8799 | 31.2485 | 24.6807 | 27.3197 | 30.8069 | 41.2569
North | 43.9536 | 29.6729 | 24.8252 | 23.655 | 24.5709 | 23.5784 | 29.2171 | 27.8492 | 23.2066 | 26.4003 | 28.2443 | 37.072
Mohawk Valley | 48.92 | 31.9961 | 25.9448 | 23.2359 | 23.7736 | 23.5363 | 30.6495 | 28.9649 | 23.0579 | 26.1047 | 29.0888 | 39.0895
Capital | 51.577 | 36.9901 | 29.2958 | 27.2645 | 26.8501 | 26.7818 | 32.7256 | 30.9367 | 26.3788 | 28.853 | 31.7425 | 42.3688
Hudson Valley | 51.9653 | 35.774 | 29.4918 | 28.1053 | 28.1381 | 28.1173 | 34.3934 | 32.0756 | 27.206 | 29.6106 | 32.6072 | 42.5344
Millwood | 52.2305 | 36.0941 | 29.75 | 28.368 | 28.4214 | 29.1439 | 35.3709 | 33.1275 | 27.6563 | 29.8963 | 32.8808 | 42.966
Dunwoodie | 52.0884 | 35.9972 | 29.7035 | 28.3807 | 28.4976 | 29.3597 | 35.5416 | 33.3182 | 27.7782 | 29.9449 | 32.8722 | 42.8628
NY City | 52.5412 | 36.1282 | 29.7424 | 28.4423 | 28.7485 | 29.6085 | 35.8389 | 33.5376 | 28.1116 | 30.1371 | 32.9751 | 43.0846
Long Island | 55.0342 | 36.7876 | 30.1542 | 26.218 | 25.1832 | 30.6275 | 41.3215 | 36.5321 | 27.4563 | 29.7962 | 32.5069 | 43.8085
Average LBMP ($/MWh) | 50.2295 | 34.308 | 28.1092 | 26.1614 | 26.3137 | 26.953 | 33.8823 | 31.4715 | 25.5479 | 28.2172 | 31.3593 | 41.3746
S1 2030
LBMP ($/MWh) | Jan | Feb | Mar | Apr | May | Jun | Jul | Aug | Sep | Oct | Nov | Dec
West | 51.0371 | 33.3218 | 25.8354 | 11.5485 | 13.2896 | 26.3099 | 34.5894 | 33.788 | 23.1673 | 23.2366 | 30.9565 | 38.1822
Genesee | 53.1649 | 34.1284 | 26.4118 | 12.8341 | 14.8184 | 26.2629 | 34.7157 | 33.4929 | 23.9498 | 25.5363 | 31.626 | 40.321
Central | 53.4431 | 33.0338 | 26.9876 | 12.8394 | 15.9448 | 27.9155 | 37.065 | 35.6535 | 25.9909 | 27.6397 | 31.7826 | 39.306
North | 49.3263 | 28.9689 | 24.3728 | 13.0584 | 17.4686 | 25.7816 | 32.8172 | 32.0464 | 24.9023 | 27.5548 | 29.5586 | 37.2586
Mohawk Valley | 66.196 | 34.7967 | 25.2756 | 11.2326 | 13.6804 | 24.1586 | 34.135 | 32.4416 | 23.583 | 25.2064 | 29.6453 | 38.9834
Capital | 71.9689 | 53.0759 | 36.4136 | 21.5239 | 27.5638 | 33.1902 | 40.3102 | 38.357 | 33.4631 | 34.1626 | 38.9077 | 56.3038
Hudson Valley | 66.2841 | 45.5689 | 35.3294 | 21.0177 | 26.9497 | 33.8051 | 41.0186 | 38.16 | 32.8394 | 33.6451 | 38.059 | 50.9649
Millwood | 64.7252 | 45.5985 | 35.6447 | 21.2003 | 27.4736 | 35.3212 | 42.5691 | 39.7228 | 33.2981 | 33.8891 | 38.3865 | 51.4236
Dunwoodie | 64.1238 | 45.232 | 35.5015 | 21.1372 | 27.4693 | 35.5117 | 42.7969 | 39.9329 | 33.299 | 33.8136 | 38.2798 | 51.1472
NY City | 65.0893 | 46.1176 | 35.8932 | 21.1934 | 27.6256 | 36.4563 | 44.3763 | 41.0489 | 33.676 | 33.8812 | 38.6495 | 51.6945
Long Island | 67.7639 | 44.6165 | 34.3053 | 19.2248 | 27.632 | 38.3163 | 61.6827 | 50.4715 | 34.0626 | 29.8573 | 36.835 | 48.9161
Average LBMP ($/MWh) | 61.193 | 40.4054 | 31.0883 | 16.9828 | 21.8105 | 31.1845 | 40.5524 | 37.7378 | 29.2938 | 29.8566 | 34.7897 | 45.8637
S1 2035
LBMP ($/MWh) | Jan | Feb | Mar | Apr | May | Jun | Jul | Aug | Sep | Oct | Nov | Dec
West | 63.9634 | 37.9212 | 26.2596 | 2.0596 | 9.3053 | 32.0122 | 44.4509 | 43.2448 | 27.3104 | 15.9675 | 35.9081 | 43.3937
Genesee | 67.3313 | 38.978 | 26.3301 | 2.0064 | 10.0445 | 31.6602 | 44.2958 | 42.3526 | 27.2354 | 17.4207 | 35.57 | 44.7931
Central | 70.0444 | 37.51 | 24.9103 | 0.59804 | 10.0973 | 31.8937 | 46.036 | 43.648 | 27.6855 | 17.404 | 33.6726 | 41.9134
North | 73.6828 | 34.4607 | 20.504 | -0.8242 | 10.0581 | 29.0967 | 39.642 | 38.1429 | 24.1019 | 15.4923 | 28.8425 | 37.3558
Mohawk Valley | 106.5978 | 54.2955 | 26.0589 | -1.3727 | 6.6621 | 27.7572 | 46.3001 | 43.8616 | 23.0318 | 13.8427 | 30.1773 | 50.9483
Capital | 106.613 | 74.4446 | 43.4871 | 7.4111 | 21.4447 | 40.3118 | 53.3108 | 49.569 | 40.2363 | 25.9568 | 45.074 | 73.3973
Hudson Valley | 85.1282 | 54.6391 | 35.8697 | 4.0106 | 19.0758 | 40.12 | 52.4638 | 47.893 | 36.1958 | 21.8967 | 38.8609 | 56.2243
Millwood | 81.3858 | 53.5108 | 36.5424 | 4.3852 | 20.2538 | 42.7437 | 53.8226 | 49.1133 | 37.5186 | 22.5555 | 39.7737 | 56.215
Dunwoodie | 80.2024 | 52.5967 | 36.1128 | 4.204 | 20.2083 | 42.9675 | 53.8467 | 49.1568 | 37.3942 | 22.3464 | 39.4198 | 55.4954
NY City | 85.0002 | 54.6697 | 37.0506 | 4.2486 | 20.3538 | 44.2792 | 57.5837 | 50.8397 | 37.8746 | 22.4323 | 40.0704 | 57.2314
Long Island | 97.6036 | 57.3175 | 33.9039 | -0.42484 | 18.0224 | 49.2118 | 114.9936 | 87.1786 | 38.5653 | 13.8599 | 35.014 | 53.6316
Average LBMP ($/MWh) | 83.4139 | 50.0312 | 31.5481 | 2.3911 | 15.0478 | 37.4595 | 55.1587 | 49.5455 | 32.4682 | 19.0159 | 36.5803 | 51.8727
S2 2025
LBMP ($/MWh) | Jan | Feb | Mar | Apr | May | Jun | Jul | Aug | Sep | Oct | Nov | Dec
West | 42.3336 | 31.3601 | 26.9078 | 26.7518 | 26.2346 | 25.9232 | 30.8099 | 29.3054 | 24.2463 | 27.5673 | 30.7746 | 37.5201
Genesee | 42.8254 | 31.1322 | 26.5795 | 26.1726 | 26.3832 | 25.4812 | 30.2891 | 28.6527 | 23.9577 | 27.1684 | 30.4242 | 37.6755
Central | 44.4772 | 31.8712 | 27.5447 | 26.9021 | 27.2462 | 26.8976 | 32.6411 | 31.1231 | 25.9664 | 28.3036 | 30.5973 | 38.3868
North | 40.8164 | 29.2327 | 25.426 | 25.2087 | 25.8474 | 24.8673 | 29.7954 | 28.3021 | 24.5199 | 27.0797 | 28.5913 | 35.7736
Mohawk Valley | 42.1961 | 30.5283 | 26.2474 | 25.0993 | 25.4117 | 24.5897 | 29.455 | 28.6689 | 24.3749 | 27.0485 | 29.3498 | 36.8646
Capital | 48.2497 | 35.9982 | 29.1388 | 27.3121 | 27.3414 | 27.1884 | 32.0441 | 30.918 | 26.7296 | 28.687 | 31.3884 | 40.2967
Hudson Valley | 48.0036 | 34.9362 | 29.6051 | 28.3636 | 28.6554 | 28.6064 | 33.3541 | 31.8055 | 27.7964 | 29.4095 | 32.1715 | 40.8218
Millwood | 48.5942 | 35.3035 | 29.8941 | 28.6222 | 28.9949 | 29.4288 | 34.6871 | 33.1713 | 28.1716 | 29.72 | 32.4631 | 41.2477
Dunwoodie | 48.5173 | 35.2533 | 29.8844 | 28.63 | 29.0647 | 29.5906 | 34.893 | 33.3865 | 28.2835 | 29.7622 | 32.4646 | 41.1886
NY City | 48.874 | 35.387 | 29.9901 | 28.7458 | 29.3639 | 29.8991 | 35.3417 | 33.7269 | 28.719 | 29.9774 | 32.576 | 41.3506
Long Island | 49.2051 | 35.1885 | 29.3405 | 25.8862 | 29.3038 | 30.0325 | 36.5265 | 35.1394 | 27.5255 | 24.5252 | 31.3729 | 41.2207
Average LBMP ($/MWh) | 45.8266 | 33.2901 | 28.2326 | 27.0631 | 27.6225 | 27.5004 | 32.7125 | 31.2909 | 26.3901 | 28.1135 | 31.1067 | 39.3043
S2 2030
LBMP ($/MWh) | Jan | Feb | Mar | Apr | May | Jun | Jul | Aug | Sep | Oct | Nov | Dec
West | 48.8842 | 35.3678 | 30.1768 | 28.4009 | 25.9351 | 30.4589 | 34.7202 | 35.1181 | 29.4078 | 31.71 | 37.3157 | 42.5424
Genesee | 49.6453 | 34.7673 | 29.6647 | 27.7384 | 25.9915 | 29.5935 | 33.4173 | 33.6359 | 28.7375 | 31.7081 | 36.3849 | 42.6888
Central | 50.6034 | 34.8808 | 30.3289 | 27.7764 | 27.2068 | 31.2679 | 35.9668 | 36.1993 | 30.4641 | 32.9152 | 36.3015 | 42.0982
North | 46.9285 | 30.7994 | 27.1823 | 25.1295 | 26.6585 | 29.0097 | 33.3545 | 32.5759 | 28.5411 | 31.3876 | 33.3317 | 38.9208
Mohawk Valley | 48.3996 | 32.8162 | 28.1242 | 24.417 | 24.2932 | 27.3632 | 30.7631 | 31.8571 | 27.674 | 30.5842 | 33.5598 | 39.775
Capital | 56.5539 | 46.2756 | 31.9417 | 27.9355 | 30.0662 | 32.6971 | 37.4773 | 37.6353 | 34.2385 | 33.6693 | 36.6264 | 45.7818
Hudson Valley | 54.8768 | 37.7967 | 31.3877 | 27.5878 | 30.4509 | 33.1162 | 37.3973 | 36.2246 | 32.8009 | 32.9488 | 36.2183 | 42.8815
Millwood | 55.3489 | 38.0287 | 31.6364 | 27.7767 | 31.0621 | 34.465 | 39.6678 | 38.4371 | 33.3242 | 33.3368 | 36.5163 | 43.1666
Dunwoodie | 55.0458 | 37.7328 | 31.4884 | 27.6043 | 31.0601 | 34.597 | 39.9199 | 38.6763 | 33.3131 | 33.2115 | 36.3354 | 42.8362
NY City | 55.2565 | 37.8338 | 31.5693 | 27.655 | 31.1895 | 35.8116 | 44.2581 | 40.3588 | 33.9559 | 32.7062 | 36.4155 | 42.8514
Long Island | 57.0499 | 37.7167 | 30.2557 | 23.7766 | 27.4512 | 36.4236 | 43.3122 | 43.6069 | 33.7564 | 29.8372 | 37.305 | 43.7513
Average LBMP ($/MWh) | 52.5993 | 36.7287 | 30.3415 | 26.8907 | 28.3059 | 32.2549 | 37.2958 | 36.7569 | 31.474 | 32.1832 | 36.0282 | 42.4813
S2 2035
LBMP ($/MWh) | Jan | Feb | Mar | Apr | May | Jun | Jul | Aug | Sep | Oct | Nov | Dec
West | 48.8655 | 29.1303 | 24.6743 | 15.1331 | 16.0556 | 29.8649 | 32.193 | 36.2528 | 32.0678 | 31.0033 | 44.3021 | 42.431
Genesee | 51.6184 | 29.5858 | 25.6522 | 16.4128 | 17.3299 | 29.4362 | 31.7819 | 34.9993 | 32.4219 | 33.3694 | 45.4262 | 44.3217
Central | 50.3891 | 27.334 | 22.9828 | 14.3119 | 17.0781 | 29.5919 | 32.3228 | 35.3906 | 32.2088 | 31.7015 | 42.5712 | 41.2563
North | 56.376 | 28.6098 | 22.057 | 14.5297 | 18.1561 | 31.9456 | 38.0461 | 38.5248 | 32.0088 | 33.8435 | 43.396 | 44.1496
Mohawk Valley | 69.2142 | 38.3798 | 26.7435 | 13.8074 | 16.3062 | 28.0555 | 30.2128 | 35.7137 | 30.2125 | 31.4086 | 49.4341 | 51.8958
Capital | 84.4177 | 58.4871 | 41.3371 | 26.9779 | 25.1203 | 35.7638 | 42.9845 | 44.0531 | 40.4969 | 45.0338 | 53.7629 | 71.3443
Hudson Valley | 72.886 | 46.9441 | 36.6523 | 25.7927 | 24.0556 | 35.1418 | 39.7698 | 40.868 | 37.3306 | 37.7045 | 47.8078 | 56.3037
Millwood | 71.8773 | 47.5208 | 38.7196 | 28.0808 | 30.0331 | 43.5292 | 50.0579 | 48.434 | 42.1186 | 39.6528 | 47.5507 | 56.0876
Dunwoodie | 71.4167 | 46.7245 | 38.3262 | 27.8853 | 30.4755 | 44.4466 | 51.097 | 49.2629 | 42.459 | 39.5044 | 47.0574 | 55.3082
NY City | 82.2275 | 49.0606 | 43.8199 | 35.2786 | 48.4575 | 62.558 | 109.7571 | 81.6829 | 53.0952 | 40.2706 | 48.7936 | 57.1018
Long Island | 81.5436 | 49.9365 | 41.6054 | 26.2397 | 30.3071 | 49.6544 | 55.634 | 62.5795 | 49.4427 | 34.393 | 46.9199 | 54.1376
Average LBMP ($/MWh) | 67.3484 | 41.0648 | 32.9609 | 22.2227 | 24.8523 | 38.1807 | 46.7143 | 46.1602 | 38.533 | 36.1714 | 47.002 | 52.2125