## I-1a
Table I-1a: NYCA Baseline Energy and Demand Forecasts
Reflects Impacts of Energy Saving Programs & Behind-the-Meter Generation
2023 Long Term Forecast1 - 2023 to 2053
Energy - GWh |  |  |  | Summer Peak Demand2 - MW |  |  |  | Winter Peak Demand2 - MW
Year | Low3 | Baseline4 | High3 | Year | Low3 | Baseline4, 5 | High3 | Year | Low3 | Baseline4 | High3
2022 |  | 152058 |  | 2022 |  | 31709 |  | 2022-23 |  | 23674
2023 | 150510 | 151780 | 150950 | 2023 | 31680 | 32048 | 31950 | 2023-24 | 24030 | 24220 | 24220
2024 | 150540 | 152140 | 151750 | 2024 | 31670 | 32280 | 32250 | 2024-25 | 24780 | 24530 | 25220
2025 | 150260 | 152390 | 153430 | 2025 | 31450 | 32390 | 32340 | 2025-26 | 25730 | 25100 | 26490
2026 | 150640 | 153250 | 155160 | 2026 | 31150 | 32440 | 32400 | 2026-27 | 26690 | 25700 | 27920
2027 | 150550 | 153780 | 158770 | 2027 | 30660 | 32410 | 32630 | 2027-28 | 27530 | 26300 | 29440
2028 | 150900 | 154390 | 163180 | 2028 | 30180 | 32310 | 32840 | 2028-29 | 28520 | 26990 | 31080
2029 | 151970 | 155530 | 166640 | 2029 | 29820 | 32300 | 33080 | 2029-30 | 29710 | 27920 | 32790
2030 | 154550 | 157660 | 171480 | 2030 | 29610 | 32490 | 33420 | 2030-31 | 31100 | 28970 | 34760
2031 | 157480 | 160100 | 176620 | 2031 | 29560 | 32750 | 33900 | 2031-32 | 32660 | 30160 | 36960
2032 | 161190 | 163260 | 183050 | 2032 | 29590 | 33110 | 34380 | 2032-33 | 34290 | 31530 | 39290
2033 | 165630 | 167220 | 189940 | 2033 | 29690 | 33520 | 34950 | 2033-34 | 35980 | 32980 | 41720
2034 | 170910 | 171840 | 197800 | 2034 | 29850 | 34010 | 35610 | 2034-35 | 38070 | 34760 | 44700
2035 | 176690 | 176910 | 206360 | 2035 | 30050 | 34540 | 36340 | 2035-36 | 40120 | 36600 | 47630
2036 | 182590 | 182200 | 215500 | 2036 | 30260 | 35040 | 37120 | 2036-37 | 41920 | 38310 | 50350
2037 | 188530 | 187580 | 225390 | 2037 | 30500 | 35510 | 37920 | 2037-38 | 43840 | 40120 | 53240
2038 | 194500 | 193060 | 235740 | 2038 | 30750 | 36030 | 38730 | 2038-39 | 45560 | 41850 | 55940
2039 | 200500 | 198670 | 246220 | 2039 | 31000 | 36500 | 39650 | 2039-40 | 47040 | 43380 | 58360
2040 | 206110 | 204030 | 256250 | 2040 | 31250 | 36930 | 40550 | 2040-41 | 48330 | 44800 | 60610
2041 | 211130 | 208910 | 265360 | 2041 | 31490 | 37350 | 41410 | 2041-42 | 49430 | 46030 | 62670
2042 | 215680 | 213380 | 273870 | 2042 | 31720 | 37740 | 42110 | 2042-43 | 50110 | 46930 | 64250
2043 | 219800 | 217500 | 281970 | 2043 | 31950 | 38090 | 42760 | 2043-44 | 50900 | 47870 | 65910
2044 | 223230 | 221090 | 289360 | 2044 | 32160 | 38420 | 43390 | 2044-45 | 51540 | 48730 | 67480
2045 | 226080 | 224200 | 296000 | 2045 | 32350 | 38740 | 43980 | 2045-46 | 52040 | 49440 | 68870
2046 | 228220 | 226750 | 301790 | 2046 | 32510 | 39020 | 44530 | 2046-47 | 52280 | 50030 | 69980
2047 | 229980 | 229070 | 307120 | 2047 | 32640 | 39290 | 45040 | 2047-48 | 52260 | 50390 | 70740
2048 | 231330 | 230990 | 311920 | 2048 | 32750 | 39560 | 45560 | 2048-49 | 52170 | 50700 | 71540
2049 | 232070 | 232370 | 316020 | 2049 | 32870 | 39800 | 46060 | 2049-50 | 52170 | 51060 | 72410
2050 | 232300 | 233350 | 319600 | 2050 | 32960 | 40010 | 46540 | 2050-51 | 51980 | 51260 | 73070
2051 | 232400 | 234220 | 322960 | 2051 | 33020 | 40210 | 46960 | 2051-52 | 51630 | 51250 | 73460
2052 | 232200 | 234740 | 325920 | 2052 | 33060 | 40320 | 47330 | 2052-53 | 51400 | 51410 | 73950
2053 | 231750 | 235020 | 328580 | 2053 | 33070 | 40410 | 47510 | 2053-54 | 50800 | 51190 | 74090
Average Annual Growth - Percent
Period | Low | Baseline | High | Period | Low | Baseline | High | Period | Low | Baseline | High
2023-28 | 0.05182% | 0.3439% | 1.62% | 2023-28 | -0.947% | 0.1635% | 0.5571% | 2023-28 | 3.737% | 2.287% | 5.665%
2028-33 | 1.952% | 1.662% | 3.28% | 2028-33 | -0.3247% | 0.749% | 1.285% | 2028-33 | 5.231% | 4.439% | 6.847%
2033-38 | 3.486% | 3.091% | 4.823% | 2033-38 | 0.714% | 1.498% | 2.163% | 2033-38 | 5.325% | 5.379% | 6.817%
2038-43 | 2.602% | 2.532% | 3.922% | 2038-43 | 0.7805% | 1.143% | 2.081% | 2038-43 | 2.344% | 2.877% | 3.565%
2023-33 | 1.005% | 1.017% | 2.583% | 2023-33 | -0.6282% | 0.4593% | 0.939% | 2023-33 | 4.973% | 3.617% | 7.225%
2033-43 | 3.271% | 3.007% | 4.845% | 2033-43 | 0.7612% | 1.363% | 2.235% | 2033-43 | 4.147% | 4.515% | 5.798%
2043-53 | 0.5437% | 0.8055% | 1.653% | 2043-53 | 0.3505% | 0.6091% | 1.111% | 2043-53 | -0.01965% | 0.6935% | 1.241%
2023-43 | 2.302% | 2.165% | 4.34% | 2023-43 | 0.04261% | 0.9426% | 1.692% | 2023-43 | 5.591% | 4.882% | 8.607%
2023-53 | 1.799% | 1.828% | 3.922% | 2023-53 | 0.1463% | 0.8697% | 1.623% | 2023-53 | 3.713% | 3.712% | 6.863%
Notes
1. All results in the Section I tables include transmission & distribution losses.
2. Summer Capability period is from May 1 to October 31. Winter Capability period is from November 1 of the current year to April 30 of the next year.
3. The low and high columns reflect the lower demand policy scenario and higher demand policy scenario forecasts under expected weather conditions, which are summarized in Tables I-15 and I-16.
These do not reflect the 90th and 10th percentile forecasts due to weather, which are found in Tables I-6 and I-7.
4. Energy and peak figures for 2022 are weather-normalized. The values for the actual annual energy, summer peak, and winter peak are reported in Tables I-2, I-3a, and I-3b respectively.
5. The 2023 NYCA summer peak forecast is the same as the 2023 ICAP forecast.

## Graphs
Figure I-1: NYCA Energy Forecasts – Annual Energy, GWh
Figure I-2: NYCA Summer Peak Forecasts – Coincident Peak, MW
Figure I-3: NYCA Winter Peak Forecasts – Coincident Peak, MW
Figure I-4: NYCA Baseline Peak Forecast Comparison – Coincident Peak, MW

## I-1b,c,d
Table I-1b: Summary of NYCA Baseline Annual Energy Forecasts - GWh | [10 empty] | Table I-1c: Summary of NYCA Baseline Summer Coincident Peak Demand Forecasts - MW | [10 empty] | Table I-1d: Summary of NYCA Baseline Winter Coincident Peak Demand Forecasts - MW
Year | (a) | (b) | (c) | (d) | (e) | (f) | (g) | (h) | (i) | (j) | Year | (a) | (b) | (c) | (d) | (e) | (f) | (g) | (h) | (i) | (j) | Year | (a) | (b) | (c) | (d) | (e) | (f) | (g) | (h) | (i) | (j)
|  | (-) | = a - b | (-) | (-) | (+) | (+) | (+) | (+) | = c-d-e+f+g+h+i |  |  | (-) | = a - b | (-) | (-) | (-) | (+) | (+) | (+) | = c-d-e-f+g+h+i |  |  | (-) | = a - b | (-) | (-) | (-) | (+) | (+) | (+) | = c-d-e-f+g+h+i
| Econometric Energy | EE and C&S | End-Use Energy | Solar PV, BTM | Non-Solar DG, BTM | Storage Net Energy Consumption | EV Energy | Building Electrification | Large Load Projects | Baseline Annual Energy Forecast |  | Econometric Peak Demand | EE and C&S | End-Use Peak Demand | Solar PV, BTM | Non-Solar DG, BTM | BTM Storage Peak Reductions | EV Peak Demand | Building Electrification | Large Load Projects | Baseline Summer Peak Forecast |  | Econometric Peak Demand | EE and C&S | End-Use Peak Demand | Solar PV, BTM | Non-Solar DG, BTM | BTM Storage Peak Reductions | EV Peak Demand | Building Electrification | Large Load Projects | Baseline Winter Peak Forecast
2023 | 157127 | 2137 | 154990 | 5329 | 1969 | 57 | 737 | 954 | 2340 | 151780 | 2023 | 33653 | 366 | 33287 | 1113 | 342 | 234 | 116 | 73 | 261 | 32048 | 2023-24 | 24033 | 310 | 23723 | 0 | 342 | 234 | 147 | 426 | 500 | 24220
2024 | 158646 | 4732 | 153914 | 6529 | 2130 | 159 | 1112 | 1474 | 4140 | 152140 | 2024 | 34145 | 806 | 33339 | 1133 | 367 | 351 | 176 | 99 | 517 | 32280 | 2024-25 | 24151 | 684 | 23467 | 0 | 367 | 351 | 223 | 923 | 635 | 24530
2025 | 159307 | 7322 | 151985 | 7719 | 2186 | 247 | 1630 | 2253 | 6180 | 152390 | 2025 | 34509 | 1279 | 33230 | 1165 | 376 | 453 | 257 | 133 | 764 | 32390 | 2025-26 | 24275 | 1066 | 23209 | 0 | 376 | 453 | 328 | 1488 | 904 | 25100
2026 | 160028 | 9863 | 150165 | 8834 | 2246 | 374 | 2339 | 3212 | 8240 | 153250 | 2026 | 34795 | 1760 | 33035 | 1190 | 387 | 557 | 364 | 171 | 1004 | 32440 | 2026-27 | 24442 | 1441 | 23001 | 0 | 387 | 557 | 463 | 2136 | 1044 | 25700
2027 | 160753 | 12168 | 148585 | 9827 | 2309 | 573 | 3291 | 4447 | 9020 | 153780 | 2027 | 35078 | 2240 | 32838 | 1202 | 398 | 671 | 506 | 219 | 1118 | 32410 | 2027-28 | 24519 | 1795 | 22724 | 0 | 398 | 671 | 645 | 2882 | 1118 | 26300
2028 | 161568 | 14455 | 147113 | 10654 | 2367 | 678 | 4454 | 5856 | 9310 | 154390 | 2028 | 35316 | 2713 | 32603 | 1201 | 408 | 780 | 678 | 272 | 1146 | 32310 | 2028-29 | 24593 | 2148 | 22445 | 0 | 408 | 780 | 865 | 3722 | 1146 | 26990
2029 | 162213 | 16638 | 145575 | 11337 | 2411 | 781 | 5841 | 7551 | 9530 | 155530 | 2029 | 35552 | 3165 | 32387 | 1185 | 417 | 871 | 882 | 330 | 1174 | 32300 | 2029-30 | 24708 | 2493 | 22215 | 0 | 417 | 871 | 1123 | 4666 | 1204 | 27920
2030 | 163007 | 18881 | 144126 | 11879 | 2446 | 881 | 7463 | 9485 | 10030 | 157660 | 2030 | 35886 | 3603 | 32283 | 1160 | 422 | 943 | 1112 | 396 | 1224 | 32490 | 2030-31 | 24818 | 2857 | 21961 | 0 | 422 | 943 | 1419 | 5731 | 1224 | 28970
2031 | 163931 | 20956 | 142975 | 12325 | 2503 | 975 | 9290 | 11658 | 10030 | 160100 | 2031 | 36268 | 4015 | 32253 | 1127 | 433 | 1002 | 1368 | 467 | 1224 | 32750 | 2031-32 | 24930 | 3205 | 21725 | 0 | 433 | 1002 | 1748 | 6898 | 1224 | 30160
2032 | 164871 | 22993 | 141878 | 12727 | 2540 | 1066 | 11344 | 14209 | 10030 | 163260 | 2032 | 36687 | 4425 | 32262 | 1090 | 439 | 1048 | 1654 | 547 | 1224 | 33110 | 2032-33 | 25070 | 3563 | 21507 | 0 | 439 | 1048 | 2112 | 8174 | 1224 | 31530
2033 | 165960 | 24862 | 141098 | 13106 | 2586 | 1159 | 13639 | 16986 | 10030 | 167220 | 2033 | 37074 | 4794 | 32280 | 1047 | 448 | 1092 | 1967 | 636 | 1224 | 33520 | 2033-34 | 25157 | 3902 | 21255 | 0 | 448 | 1092 | 2512 | 9529 | 1224 | 32980
2034 | 167148 | 26643 | 140505 | 13458 | 2622 | 1249 | 16186 | 19950 | 10030 | 171840 | 2034 | 37477 | 5147 | 32330 | 999 | 453 | 1132 | 2309 | 731 | 1224 | 34010 | 2034-35 | 25356 | 4239 | 21117 | 0 | 453 | 1132 | 2948 | 11056 | 1224 | 34760
2035 | 168230 | 28334 | 139896 | 13775 | 2656 | 1341 | 18992 | 23082 | 10030 | 176910 | 2035 | 37863 | 5478 | 32385 | 947 | 458 | 1169 | 2676 | 829 | 1224 | 34540 | 2035-36 | 25614 | 4577 | 21037 | 0 | 458 | 1169 | 3418 | 12548 | 1224 | 36600
2036 | 169163 | 29894 | 139269 | 14068 | 2682 | 1430 | 21808 | 26413 | 10030 | 182200 | 2036 | 38193 | 5787 | 32406 | 892 | 463 | 1202 | 3037 | 930 | 1224 | 35040 | 2036-37 | 25744 | 4905 | 20839 | 0 | 463 | 1202 | 3880 | 14032 | 1224 | 38310
2037 | 170099 | 31328 | 138771 | 14336 | 2714 | 1521 | 24602 | 29706 | 10030 | 187580 | 2037 | 38480 | 6070 | 32410 | 837 | 469 | 1235 | 3385 | 1032 | 1224 | 35510 | 2037-38 | 25986 | 5231 | 20755 | 0 | 469 | 1235 | 4325 | 15520 | 1224 | 40120
2038 | 171090 | 32704 | 138386 | 14582 | 2757 | 1610 | 27338 | 33035 | 10030 | 193060 | 2038 | 38812 | 6338 | 32474 | 783 | 476 | 1264 | 3720 | 1135 | 1224 | 36030 | 2038-39 | 26244 | 5561 | 20683 | 0 | 476 | 1264 | 4753 | 16930 | 1224 | 41850
2039 | 172320 | 34067 | 138253 | 14816 | 2778 | 1699 | 29990 | 36292 | 10030 | 198670 | 2039 | 39109 | 6607 | 32502 | 723 | 480 | 1291 | 4033 | 1235 | 1224 | 36500 | 2039-40 | 26375 | 5897 | 20478 | 0 | 480 | 1291 | 5150 | 18299 | 1224 | 43380
2040 | 173593 | 35533 | 138060 | 15023 | 2816 | 1787 | 32539 | 39453 | 10030 | 204030 | 2040 | 39396 | 6868 | 32528 | 665 | 487 | 1324 | 4324 | 1330 | 1224 | 36930 | 2040-41 | 26576 | 6257 | 20319 | 0 | 487 | 1324 | 5523 | 19545 | 1224 | 44800
2041 | 174812 | 36989 | 137823 | 15218 | 2848 | 1879 | 34955 | 42289 | 10030 | 208910 | 2041 | 39709 | 7140 | 32569 | 610 | 492 | 1354 | 4590 | 1423 | 1224 | 37350 | 2041-42 | 26744 | 6611 | 20133 | 0 | 492 | 1354 | 5864 | 20655 | 1224 | 46030
2042 | 175929 | 38390 | 137539 | 15399 | 2873 | 1967 | 37223 | 44893 | 10030 | 213380 | 2042 | 39987 | 7379 | 32608 | 556 | 497 | 1379 | 4829 | 1511 | 1224 | 37740 | 2042-43 | 26796 | 6967 | 19829 | 0 | 497 | 1379 | 6171 | 21582 | 1224 | 46930
2043 | 176955 | 39606 | 137349 | 15560 | 2889 | 2056 | 39338 | 47176 | 10030 | 217500 | 2043 | 40222 | 7599 | 32623 | 506 | 500 | 1407 | 5046 | 1610 | 1224 | 38090 | 2043-44 | 26992 | 7299 | 19693 | 0 | 500 | 1407 | 6445 | 22415 | 1224 | 47870
2044 | 177818 | 40792 | 137026 | 15707 | 2920 | 2144 | 41288 | 49229 | 10030 | 221090 | 2044 | 40438 | 7795 | 32643 | 459 | 505 | 1435 | 5234 | 1718 | 1224 | 38420 | 2044-45 | 27231 | 7630 | 19601 | 0 | 505 | 1435 | 6686 | 23159 | 1224 | 48730
2045 | 178722 | 41926 | 136796 | 15841 | 2949 | 2231 | 43065 | 50868 | 10030 | 224200 | 2045 | 40676 | 7982 | 32694 | 418 | 510 | 1461 | 5396 | 1815 | 1224 | 38740 | 2045-46 | 27448 | 7958 | 19490 | 0 | 510 | 1461 | 6894 | 23803 | 1224 | 49440
2046 | 179448 | 43019 | 136429 | 15974 | 2963 | 2321 | 44627 | 52280 | 10030 | 226750 | 2046 | 40840 | 8160 | 32680 | 380 | 513 | 1484 | 5591 | 1902 | 1224 | 39020 | 2046-47 | 27680 | 8284 | 19396 | 0 | 513 | 1484 | 7142 | 24265 | 1224 | 50030
2047 | 180493 | 44180 | 136313 | 16089 | 2980 | 2410 | 45971 | 53415 | 10030 | 229070 | 2047 | 41041 | 8343 | 32698 | 352 | 516 | 1505 | 5760 | 1981 | 1224 | 39290 | 2047-48 | 27854 | 8633 | 19221 | 0 | 516 | 1505 | 7356 | 24610 | 1224 | 50390
2048 | 181504 | 45354 | 136150 | 16201 | 3015 | 2496 | 47090 | 54440 | 10030 | 230990 | 2048 | 41281 | 8520 | 32761 | 328 | 522 | 1528 | 5899 | 2054 | 1224 | 39560 | 2048-49 | 28067 | 8981 | 19086 | 0 | 522 | 1528 | 7536 | 24904 | 1224 | 50700
2049 | 182426 | 46455 | 135971 | 16290 | 3026 | 2583 | 47992 | 55110 | 10030 | 232370 | 2049 | 41525 | 8690 | 32835 | 313 | 524 | 1547 | 6010 | 2115 | 1224 | 39800 | 2049-50 | 28374 | 9320 | 19054 | 0 | 524 | 1547 | 7677 | 25176 | 1224 | 51060
2050 | 183267 | 47523 | 135744 | 16384 | 3043 | 2670 | 48679 | 55654 | 10030 | 233350 | 2050 | 41772 | 8844 | 32928 | 306 | 527 | 1570 | 6094 | 2167 | 1224 | 40010 | 2050-51 | 28619 | 9641 | 18978 | 0 | 527 | 1570 | 7786 | 25369 | 1224 | 51260
2051 | 184468 | 48628 | 135840 | 16477 | 3069 | 2758 | 49064 | 56074 | 10030 | 234220 | 2051 | 42042 | 9004 | 33038 | 302 | 531 | 1588 | 6150 | 2219 | 1224 | 40210 | 2051-52 | 28734 | 9971 | 18763 | 0 | 531 | 1588 | 7857 | 25525 | 1224 | 51250
2052 | 185517 | 49711 | 135806 | 16547 | 3097 | 2845 | 49224 | 56479 | 10030 | 234740 | 2052 | 42247 | 9154 | 33093 | 297 | 537 | 1606 | 6178 | 2265 | 1224 | 40320 | 2052-53 | 29105 | 10295 | 18810 | 0 | 537 | 1606 | 7893 | 25626 | 1224 | 51410
2053 | 186625 | 50749 | 135876 | 16620 | 3110 | 2932 | 49260 | 56652 | 10030 | 235020 | 2053 | 42447 | 9302 | 33145 | 294 | 538 | 1623 | 6189 | 2307 | 1224 | 40410 | 2053-54 | 29130 | 10613 | 18517 | 0 | 538 | 1623 | 7908 | 25702 | 1224 | 51190
Table I-1b: Summary of NYCA Baseline Annual Energy Forecasts - GWh Year: (a) - Econometric Energy Forecast - Reflects impacts of projected weather trends and economic growth | (a) - Econometric Summer Peak Demand - Reflects impacts of projected weather trends and economic growth | [10 empty] | (a) - Econometric Winter Peak Demand - Reflects impacts of projected weather trends and economic growth
Table I-1b: Summary of NYCA Baseline Annual Energy Forecasts - GWh Year: (b) - Table I-8a: Energy Efficiency and Codes & Standards Energy Impacts, Relative to 2022 | (b) - Table I-8b: Energy Efficiency and Codes & Standards Summer Coincident Peak Demand Reductions, Relative to 2022 | [10 empty] | (b) - Table I-8c: Energy Efficiency and Codes & Standards Winter Coincident Peak Demand Reductions, Relative to 2022-23
Table I-1b: Summary of NYCA Baseline Annual Energy Forecasts - GWh Year: (c) - End-Use Energy Consumption - Reflects projected end use energy consumption | (c) - End-Use Summer Peak Demand - Reflects projected end use summer coincident peak demand | [10 empty] | (c) - End-Use Winter Peak Demand - Reflects projected end use winter coincident peak demand
Table I-1b: Summary of NYCA Baseline Annual Energy Forecasts - GWh Year: (d) - Table I-9b: Solar PV Impacts, Behind-the-Meter - Total Reductions in Annual Energy | (d) - Table I-9c: Solar PV Impacts, Behind-the-Meter, Total Reductions in Summer Coincident Peak Demand | [10 empty] | (d) - The forecast of solar PV-related reductions to the winter peak is zero because the system typically peaks after sunset
Table I-1b: Summary of NYCA Baseline Annual Energy Forecasts - GWh Year: (e) - Table I-10b: Non-Solar Distributed Generation Impacts, Behind-the-Meter - Total Reductions in Annual Energy | (e) - Table I-10c: Non-Solar Distributed Generation Impacts, Behind-the-Meter, Total Reductions in Coincident Peak Demand | [10 empty] | (e) - Table I-10c: Non-Solar Distributed Generation Impacts, Behind-the-Meter, Total Reductions in Coincident Peak Demand
Table I-1b: Summary of NYCA Baseline Annual Energy Forecasts - GWh Year: (f) - Table I-12b: Storage Annual Net Energy Consumption, both wholesale and behind-the-meter (pumped storage is not included - see Table III-2 for current resources) | (f) - Table I-12c: Storage Impacts, Behind-the-Meter, Reductions in Coincident Peak Demand (pumped storage is not included - see Table III-2 for current resources) | [10 empty] | (f) - Table I-12c: Storage Impacts, Behind-the-Meter, Reductions in Coincident Peak Demand (pumped storage is not included - see Table III-2 for current resources)
Table I-1b: Summary of NYCA Baseline Annual Energy Forecasts - GWh Year: (g) - Table I-11b: Electric Vehicle Energy Usage | (g) - Table I-11c: Electric Vehicle Summer Coincident Peak Demand | [10 empty] | (g) - Table I-11d: Electric Vehicle Winter Coincident Peak Demand
Table I-1b: Summary of NYCA Baseline Annual Energy Forecasts - GWh Year: (h) - Table I-13a: Building Electrification Energy Usage - future end-use electrification including heat pumps, water heating, cooking, and other end-uses | (h) - Table I-13b: Building Electrification Summer Coincident Peak Demand - future end-use electrification including heat pumps, water heating, cooking, and other end-uses | [10 empty] | (h) - Table I-13c: Building Electrification Winter Coincident Peak Demand - future end-use electrification including heat pumps, water heating, cooking, and other end-uses
Table I-1b: Summary of NYCA Baseline Annual Energy Forecasts - GWh Year: (i) - Table I-14: Large Loads Forecast - reflects existing plus future load growth | (i) - Table I-14: Large Loads Forecast - reflects existing plus future load growth | [10 empty] | (i) - Table I-14: Large Loads Forecast - reflects existing plus future load growth
Table I-1b: Summary of NYCA Baseline Annual Energy Forecasts - GWh Year: (j) - Table I-2: Baseline Annual Energy Forecast | (j) - Table I-3a: Baseline Summer Coincident Peak Demand Forecast | [10 empty] | (j) - Table I-3b: Baseline Winter Coincident Peak Demand Forecast

## I-2
Table I-2: Baseline Annual Energy, Historical and Forecast
Reflects Impacts of Energy Saving Programs & Behind-the-Meter Generation
Annual Energy by Zone - GWh
Year | A | B | C | D | E | F | G | H | I | J | K | NYCA
2013 | 15790 | 9981 | 16368 | 6448 | 8312 | 12030 | 9965 | 2986 | 6204 | 53316 | 22114 | 163514
2014 | 15885 | 9899 | 16345 | 4835 | 8155 | 12008 | 9832 | 2694 | 6281 | 52529 | 21563 | 160026
2015 | 15761 | 9906 | 16299 | 4441 | 8141 | 12422 | 10065 | 2847 | 6299 | 53485 | 21906 | 161572
2016 | 15803 | 9995 | 16205 | 4389 | 7894 | 12298 | 9975 | 2856 | 6139 | 53653 | 21591 | 160798
2017 | 15261 | 9775 | 15819 | 4322 | 7761 | 11823 | 9669 | 2883 | 5976 | 52266 | 20815 | 156370
2018 | 15894 | 10090 | 16561 | 4670 | 7995 | 12375 | 9965 | 2807 | 6071 | 53360 | 21326 | 161114
2019 | 14872 | 9715 | 15809 | 4825 | 7868 | 11829 | 9574 | 2816 | 5976 | 52003 | 20545 | 155832
2020 | 14514 | 9698 | 15450 | 5047 | 7626 | 11827 | 9217 | 2849 | 5729 | 48060 | 20181 | 150198
2021 | 14731 | 9797 | 15560 | 5415 | 7616 | 11827 | 9262 | 2884 | 5781 | 48832 | 20273 | 151978
2022 | 14687 | 9616 | 15365 | 5884 | 7357 | 11935 | 9325 | 2902 | 5775 | 49740 | 20095 | 152681
2023 | 14960 | 9800 | 15310 | 5950 | 7440 | 11740 | 9150 | 2830 | 5610 | 49230 | 19760 | 151780
2024 | 14950 | 10730 | 15300 | 5940 | 7340 | 11650 | 9030 | 2820 | 5590 | 48980 | 19810 | 152140
2025 | 14800 | 10740 | 16490 | 5880 | 7220 | 11560 | 8960 | 2820 | 5540 | 48480 | 19900 | 152390
2026 | 14740 | 10860 | 17780 | 5860 | 7080 | 11530 | 8890 | 2800 | 5550 | 48190 | 19970 | 153250
2027 | 14800 | 10770 | 18040 | 6070 | 6980 | 11610 | 8830 | 2820 | 5570 | 48250 | 20040 | 153780
2028 | 14890 | 10720 | 17920 | 6320 | 6930 | 11700 | 8830 | 2860 | 5640 | 48410 | 20170 | 154390
2029 | 14950 | 10730 | 17920 | 6540 | 6940 | 11900 | 8920 | 2900 | 5710 | 48600 | 20420 | 155530
2030 | 15070 | 10800 | 18430 | 6630 | 7000 | 12160 | 9060 | 2960 | 5830 | 48950 | 20770 | 157660
2031 | 15260 | 10950 | 18620 | 6660 | 7150 | 12470 | 9250 | 3030 | 5960 | 49490 | 21260 | 160100
2032 | 15580 | 11150 | 18870 | 6690 | 7310 | 12840 | 9550 | 3120 | 6120 | 50180 | 21850 | 163260
2033 | 15960 | 11400 | 19200 | 6710 | 7510 | 13240 | 9880 | 3220 | 6350 | 51230 | 22520 | 167220
2034 | 16400 | 11680 | 19570 | 6750 | 7750 | 13680 | 10260 | 3340 | 6590 | 52550 | 23270 | 171840
2035 | 16930 | 12030 | 20050 | 6810 | 8040 | 14200 | 10700 | 3470 | 6830 | 53710 | 24140 | 176910
2036 | 17480 | 12400 | 20550 | 6860 | 8340 | 14720 | 11150 | 3590 | 7090 | 54960 | 25060 | 182200
2037 | 18030 | 12770 | 21060 | 6910 | 8660 | 15270 | 11610 | 3720 | 7340 | 56240 | 25970 | 187580
2038 | 18550 | 13140 | 21570 | 6960 | 8970 | 15780 | 12050 | 3840 | 7600 | 57730 | 26870 | 193060
2039 | 19080 | 13510 | 22100 | 7000 | 9280 | 16330 | 12500 | 3960 | 7890 | 59260 | 27760 | 198670
2040 | 19590 | 13860 | 22590 | 7050 | 9580 | 16830 | 12920 | 4070 | 8160 | 60790 | 28590 | 204030
2041 | 20040 | 14180 | 23030 | 7090 | 9850 | 17290 | 13300 | 4160 | 8410 | 62230 | 29330 | 208910
2042 | 20450 | 14460 | 23420 | 7130 | 10090 | 17710 | 13650 | 4240 | 8650 | 63590 | 29990 | 213380
2043 | 20840 | 14730 | 23810 | 7170 | 10330 | 18120 | 14000 | 4320 | 8860 | 64700 | 30620 | 217500
2044 | 21190 | 14960 | 24140 | 7200 | 10540 | 18500 | 14320 | 4380 | 9030 | 65650 | 31180 | 221090
2045 | 21490 | 15160 | 24420 | 7230 | 10720 | 18840 | 14610 | 4440 | 9190 | 66450 | 31650 | 224200
2046 | 21720 | 15320 | 24650 | 7250 | 10870 | 19130 | 14860 | 4490 | 9310 | 67130 | 32020 | 226750
2047 | 21940 | 15460 | 24860 | 7270 | 11000 | 19410 | 15090 | 4530 | 9420 | 67730 | 32360 | 229070
2048 | 22110 | 15580 | 25020 | 7290 | 11110 | 19640 | 15300 | 4550 | 9520 | 68240 | 32630 | 230990
2049 | 22230 | 15660 | 25150 | 7300 | 11180 | 19840 | 15460 | 4580 | 9580 | 68570 | 32820 | 232370
2050 | 22310 | 15720 | 25220 | 7310 | 11240 | 20000 | 15580 | 4590 | 9640 | 68810 | 32930 | 233350
2051 | 22360 | 15760 | 25280 | 7320 | 11270 | 20150 | 15690 | 4600 | 9690 | 69090 | 33010 | 234220
2052 | 22380 | 15780 | 25300 | 7320 | 11280 | 20260 | 15760 | 4610 | 9720 | 69290 | 33040 | 234740
2053 | 22370 | 15780 | 25300 | 7320 | 11280 | 20350 | 15800 | 4600 | 9740 | 69420 | 33060 | 235020
Note: Historical values reflect actual experienced weather conditions. Forecasted values reflect expected trended weather conditions.
Note: Expected weather conditions include an increasing temperature trend from the NYISO Climate Change Impact Study Phase I report.

## I-3a
Table I-3a: Baseline Summer Coincident Peak Demand, Historical and Forecast
Reflects Impacts of Energy Saving Programs & Behind-the-Meter Generation
Coincident Summer Peak Demand by Zone - MW
Year | A | B | C | D | E | F | G | H | I | J | K | NYCA
2013 | 2549 | 2030 | 2921 | 819 | 1540 | 2392 | 2358 | 721 | 1517 | 11456 | 5653 | 33956
2014 | 2227 | 1617 | 2574 | 527 | 1267 | 2033 | 2036 | 584 | 1333 | 10567 | 5017 | 29782
2015 | 2632 | 1926 | 2705 | 557 | 1376 | 2294 | 2151 | 617 | 1345 | 10410 | 5126 | 31139
2016 | 2672 | 2008 | 2812 | 561 | 1384 | 2328 | 2123 | 636 | 1392 | 10990 | 5169 | 32075
2017 | 2439 | 1800 | 2557 | 502 | 1152 | 2032 | 2063 | 607 | 1334 | 10241 | 4972 | 29699
2018 | 2391 | 1947 | 2747 | 600 | 1300 | 2378 | 2190 | 631 | 1393 | 10890 | 5394 | 31861
2019 | 2367 | 1841 | 2592 | 603 | 1305 | 2224 | 2180 | 652 | 1313 | 10015 | 5305 | 30397
2020 | 2405 | 1804 | 2752 | 661 | 1345 | 2374 | 2177 | 666 | 1352 | 9798 | 5326 | 30660
2021 | 2611 | 1918 | 2705 | 588 | 1366 | 2352 | 2236 | 686 | 1353 | 10108 | 4996 | 30919
2022 | 2489 | 1921 | 2689 | 733 | 1269 | 2292 | 2133 | 631 | 1301 | 9934 | 5113 | 30505
2023 | 2687 | 1993 | 2694 | 690 | 1386 | 2408 | 2150 | 621 | 1397 | 11023 | 4999 | 32048
2024 | 2701 | 2137 | 2731 | 692 | 1426 | 2412 | 2137 | 620 | 1397 | 11060 | 4967 | 32280
2025 | 2688 | 2140 | 2881 | 690 | 1420 | 2415 | 2114 | 616 | 1396 | 11080 | 4950 | 32390
2026 | 2678 | 2140 | 3026 | 686 | 1406 | 2422 | 2103 | 613 | 1384 | 11040 | 4942 | 32440
2027 | 2669 | 2139 | 3051 | 724 | 1386 | 2429 | 2105 | 612 | 1377 | 10980 | 4938 | 32410
2028 | 2660 | 2138 | 3040 | 751 | 1366 | 2434 | 2110 | 611 | 1370 | 10880 | 4950 | 32310
2029 | 2651 | 2144 | 3022 | 779 | 1364 | 2448 | 2125 | 613 | 1363 | 10830 | 4961 | 32300
2030 | 2652 | 2156 | 3087 | 780 | 1370 | 2465 | 2152 | 619 | 1367 | 10860 | 4982 | 32490
2031 | 2657 | 2174 | 3110 | 781 | 1381 | 2485 | 2183 | 626 | 1381 | 10970 | 5002 | 32750
2032 | 2688 | 2198 | 3133 | 782 | 1395 | 2508 | 2220 | 638 | 1400 | 11120 | 5028 | 33110
2033 | 2718 | 2220 | 3157 | 783 | 1407 | 2530 | 2258 | 650 | 1424 | 11310 | 5063 | 33520
2034 | 2763 | 2251 | 3199 | 785 | 1436 | 2564 | 2307 | 659 | 1448 | 11490 | 5108 | 34010
2035 | 2808 | 2282 | 3243 | 789 | 1466 | 2606 | 2354 | 665 | 1479 | 11670 | 5178 | 34540
2036 | 2863 | 2315 | 3290 | 794 | 1502 | 2656 | 2402 | 672 | 1506 | 11800 | 5240 | 35040
2037 | 2916 | 2347 | 3342 | 800 | 1537 | 2698 | 2448 | 680 | 1533 | 11910 | 5299 | 35510
2038 | 2963 | 2379 | 3392 | 805 | 1567 | 2755 | 2494 | 688 | 1552 | 12070 | 5365 | 36030
2039 | 3004 | 2407 | 3431 | 808 | 1594 | 2797 | 2533 | 696 | 1579 | 12220 | 5431 | 36500
2040 | 3057 | 2438 | 3479 | 813 | 1627 | 2838 | 2574 | 704 | 1601 | 12320 | 5479 | 36930
2041 | 3095 | 2465 | 3505 | 816 | 1652 | 2887 | 2609 | 710 | 1626 | 12450 | 5535 | 37350
2042 | 3129 | 2489 | 3538 | 819 | 1674 | 2923 | 2641 | 716 | 1648 | 12580 | 5583 | 37740
2043 | 3170 | 2512 | 3580 | 823 | 1700 | 2963 | 2673 | 721 | 1668 | 12660 | 5620 | 38090
2044 | 3211 | 2535 | 3621 | 827 | 1726 | 3004 | 2706 | 726 | 1687 | 12730 | 5647 | 38420
2045 | 3241 | 2556 | 3647 | 829 | 1745 | 3036 | 2739 | 730 | 1700 | 12830 | 5687 | 38740
2046 | 3269 | 2575 | 3675 | 832 | 1762 | 3066 | 2772 | 733 | 1712 | 12910 | 5714 | 39020
2047 | 3296 | 2593 | 3701 | 834 | 1778 | 3095 | 2804 | 737 | 1724 | 12980 | 5748 | 39290
2048 | 3322 | 2611 | 3721 | 836 | 1794 | 3123 | 2837 | 741 | 1735 | 13060 | 5780 | 39560
2049 | 3345 | 2628 | 3741 | 837 | 1807 | 3149 | 2866 | 744 | 1746 | 13130 | 5807 | 39800
2050 | 3365 | 2642 | 3752 | 838 | 1817 | 3171 | 2893 | 747 | 1756 | 13200 | 5829 | 40010
2051 | 3383 | 2655 | 3769 | 839 | 1826 | 3191 | 2917 | 750 | 1764 | 13270 | 5846 | 40210
2052 | 3392 | 2662 | 3779 | 839 | 1831 | 3201 | 2930 | 751 | 1769 | 13310 | 5856 | 40320
2053 | 3400 | 2668 | 3789 | 840 | 1834 | 3210 | 2941 | 752 | 1773 | 13340 | 5863 | 40410
Note: Historical values include demand response reductions when called. Forecast values assume no demand response reductions.
Note: Historical values reflect actual experienced weather conditions. Forecasted values reflect expected trended weather conditions.
Note: Con Edison and Orange & Rockland design their forecasts at the 67th percentile. Other Transmission Owners design their forecasts at the 50th percentile.
The aggregate NYCA baseline forecast design condition is 57th percentile summer peak day weather.
Note: Expected weather conditions include an increasing temperature trend from the NYISO Climate Change Impact Study Phase I report.

## I-3b
Table I-3b: Baseline Winter Coincident Peak Demand, Historical and Forecast
Reflects Impacts of Energy Saving Programs & Behind-the-Meter Generation
Coincident Winter Peak Demand by Zone - MW
Year | A | B | C | D | E | F | G | H | I | J | K | NYCA
2013-14 | 2358 | 1645 | 2781 | 848 | 1415 | 1989 | 1700 | 625 | 974 | 7810 | 3594 | 25739
2014-15 | 2419 | 1617 | 2689 | 725 | 1339 | 1925 | 1556 | 537 | 954 | 7481 | 3406 | 24648
2015-16 | 2253 | 1486 | 2469 | 667 | 1307 | 1861 | 1496 | 453 | 889 | 7274 | 3164 | 23319
2016-17 | 2295 | 1600 | 2573 | 671 | 1395 | 1867 | 1549 | 530 | 917 | 7482 | 3285 | 24164
2017-18 | 2313 | 1533 | 2766 | 735 | 1398 | 2012 | 1638 | 506 | 933 | 7822 | 3425 | 25081
2018-19 | 2107 | 1566 | 2668 | 747 | 1416 | 2066 | 1618 | 534 | 941 | 7674 | 3390 | 24727
2019-20 | 2100 | 1460 | 2482 | 741 | 1305 | 1854 | 1468 | 479 | 842 | 7398 | 3124 | 23253
2020-21 | 2095 | 1505 | 2418 | 750 | 1251 | 1856 | 1481 | 485 | 869 | 6689 | 3143 | 22542
2021-22 | 2120 | 1507 | 2512 | 846 | 1283 | 1894 | 1506 | 491 | 861 | 7116 | 3101 | 23237
2022-23 | 2087 | 1566 | 2637 | 721 | 1344 | 1927 | 1580 | 487 | 872 | 7070 | 3078 | 23369
2023-24 | 2129 | 1676 | 2663 | 887 | 1308 | 1885 | 1539 | 500 | 881 | 7510 | 3242 | 24220
2024-25 | 2148 | 1695 | 2755 | 891 | 1326 | 1914 | 1534 | 500 | 886 | 7580 | 3301 | 24530
2025-26 | 2187 | 1765 | 2958 | 893 | 1349 | 1964 | 1531 | 501 | 894 | 7670 | 3388 | 25100
2026-27 | 2236 | 1803 | 3101 | 896 | 1366 | 2024 | 1575 | 506 | 908 | 7790 | 3495 | 25700
2027-28 | 2281 | 1852 | 3164 | 941 | 1390 | 2094 | 1612 | 514 | 923 | 7920 | 3609 | 26300
2028-29 | 2341 | 1910 | 3213 | 976 | 1418 | 2168 | 1674 | 524 | 942 | 8080 | 3744 | 26990
2029-30 | 2408 | 1983 | 3309 | 1015 | 1460 | 2269 | 1748 | 541 | 969 | 8310 | 3908 | 27920
2030-31 | 2485 | 2068 | 3419 | 1024 | 1511 | 2384 | 1831 | 562 | 1003 | 8590 | 4093 | 28970
2031-32 | 2573 | 2166 | 3520 | 1036 | 1571 | 2511 | 1926 | 585 | 1042 | 8930 | 4300 | 30160
2032-33 | 2691 | 2277 | 3633 | 1048 | 1638 | 2652 | 2035 | 612 | 1088 | 9320 | 4536 | 31530
2033-34 | 2820 | 2395 | 3749 | 1063 | 1709 | 2802 | 2150 | 642 | 1137 | 9730 | 4783 | 32980
2034-35 | 3001 | 2548 | 3914 | 1079 | 1807 | 2965 | 2294 | 668 | 1202 | 10220 | 5062 | 34760
2035-36 | 3191 | 2703 | 4083 | 1095 | 1911 | 3134 | 2444 | 696 | 1270 | 10730 | 5343 | 36600
2036-37 | 3354 | 2852 | 4222 | 1108 | 1999 | 3285 | 2578 | 720 | 1337 | 11240 | 5615 | 38310
2037-38 | 3536 | 3005 | 4381 | 1123 | 2099 | 3450 | 2723 | 747 | 1405 | 11760 | 5891 | 40120
2038-39 | 3711 | 3153 | 4534 | 1137 | 2191 | 3609 | 2863 | 773 | 1470 | 12250 | 6159 | 41850
2039-40 | 3868 | 3284 | 4675 | 1150 | 2276 | 3750 | 2987 | 795 | 1525 | 12680 | 6390 | 43380
2040-41 | 4011 | 3407 | 4808 | 1161 | 2353 | 3883 | 3101 | 814 | 1577 | 13080 | 6605 | 44800
2041-42 | 4138 | 3515 | 4917 | 1169 | 2421 | 3998 | 3201 | 830 | 1622 | 13430 | 6789 | 46030
2042-43 | 4219 | 3594 | 4978 | 1176 | 2465 | 4078 | 3275 | 842 | 1659 | 13720 | 6924 | 46930
2043-44 | 4313 | 3674 | 5067 | 1182 | 2515 | 4165 | 3356 | 855 | 1693 | 13990 | 7060 | 47870
2044-45 | 4400 | 3748 | 5137 | 1189 | 2561 | 4247 | 3432 | 865 | 1725 | 14240 | 7186 | 48730
2045-46 | 4473 | 3808 | 5200 | 1194 | 2601 | 4317 | 3503 | 874 | 1751 | 14430 | 7289 | 49440
2046-47 | 4532 | 3857 | 5256 | 1199 | 2634 | 4376 | 3560 | 882 | 1773 | 14590 | 7371 | 50030
2047-48 | 4569 | 3888 | 5282 | 1202 | 2656 | 4414 | 3606 | 887 | 1787 | 14680 | 7419 | 50390
2048-49 | 4591 | 3914 | 5301 | 1203 | 2667 | 4443 | 3640 | 889 | 1803 | 14790 | 7459 | 50700
2049-50 | 4625 | 3944 | 5324 | 1205 | 2686 | 4478 | 3682 | 894 | 1817 | 14900 | 7505 | 51060
2050-51 | 4645 | 3960 | 5339 | 1204 | 2695 | 4500 | 3711 | 896 | 1825 | 14960 | 7525 | 51260
2051-52 | 4645 | 3961 | 5339 | 1206 | 2694 | 4505 | 3723 | 894 | 1824 | 14950 | 7509 | 51250
2052-53 | 4659 | 3975 | 5353 | 1205 | 2699 | 4522 | 3744 | 896 | 1831 | 15010 | 7516 | 51410
2053-54 | 4628 | 3958 | 5315 | 1203 | 2683 | 4499 | 3734 | 890 | 1827 | 14980 | 7473 | 51190
Note: Historical values reflect actual experienced weather conditions. Forecasted values reflect expected trended weather conditions.
Note: Expected weather conditions include an increasing temperature trend from the NYISO Climate Change Impact Study Phase I report.

## I-4a
Table I-4a: Baseline Summer Non-Coincident Peak Demand, Historical and Forecast
Reflects Impacts of Energy Saving Programs & Behind-the-Meter Generation
Non-Coincident Summer Peak Demand by Zone - MW
Year | A | B | C | D | E | F | G | H | I | J | K
2013 | 2821 | 2103 | 2998 | 822 | 1559 | 2423 | 2367 | 721 | 1517 | 11456 | 5747
2014 | 2620 | 1898 | 2832 | 552 | 1410 | 2300 | 2052 | 590 | 1348 | 10572 | 5035
2015 | 2728 | 1954 | 2815 | 595 | 1403 | 2306 | 2204 | 632 | 1398 | 10586 | 5236
2016 | 2800 | 2023 | 2830 | 642 | 1397 | 2342 | 2198 | 652 | 1392 | 10990 | 5394
2017 | 2494 | 1828 | 2649 | 543 | 1343 | 2192 | 2125 | 633 | 1395 | 10671 | 5121
2018 | 2769 | 2073 | 3021 | 620 | 1409 | 2424 | 2251 | 642 | 1399 | 11070 | 5394
2019 | 2620 | 1926 | 2705 | 609 | 1396 | 2301 | 2243 | 659 | 1392 | 10802 | 5438
2020 | 2660 | 2022 | 2781 | 668 | 1355 | 2386 | 2178 | 669 | 1368 | 10150 | 5405
2021 | 2650 | 2002 | 2803 | 694 | 1395 | 2392 | 2274 | 686 | 1417 | 10352 | 5120
2022 | 2555 | 1923 | 2707 | 813 | 1314 | 2383 | 2218 | 671 | 1385 | 10830 | 5210
2023 | 2774 | 2037 | 2762 | 709 | 1425 | 2449 | 2193 | 633 | 1424 | 11239 | 5082
2024 | 2791 | 2184 | 2799 | 712 | 1466 | 2453 | 2180 | 632 | 1424 | 11280 | 5049
2025 | 2778 | 2187 | 2953 | 710 | 1460 | 2456 | 2156 | 628 | 1423 | 11300 | 5032
2026 | 2768 | 2187 | 3101 | 706 | 1445 | 2463 | 2145 | 625 | 1411 | 11260 | 5024
2027 | 2758 | 2186 | 3127 | 745 | 1425 | 2470 | 2147 | 624 | 1404 | 11200 | 5020
2028 | 2749 | 2185 | 3116 | 773 | 1404 | 2475 | 2152 | 623 | 1397 | 11090 | 5032
2029 | 2740 | 2191 | 3097 | 802 | 1402 | 2490 | 2168 | 625 | 1390 | 11040 | 5043
2030 | 2741 | 2203 | 3164 | 803 | 1408 | 2507 | 2195 | 631 | 1394 | 11070 | 5065
2031 | 2746 | 2222 | 3187 | 804 | 1420 | 2527 | 2227 | 638 | 1408 | 11190 | 5085
2032 | 2778 | 2246 | 3211 | 805 | 1434 | 2551 | 2265 | 651 | 1427 | 11340 | 5111
2033 | 2809 | 2269 | 3236 | 806 | 1446 | 2573 | 2303 | 663 | 1452 | 11530 | 5147
2034 | 2856 | 2301 | 3279 | 808 | 1476 | 2608 | 2353 | 672 | 1476 | 11720 | 5193
2035 | 2902 | 2332 | 3324 | 812 | 1507 | 2650 | 2401 | 678 | 1508 | 11900 | 5264
2036 | 2959 | 2366 | 3372 | 817 | 1544 | 2701 | 2450 | 685 | 1536 | 12030 | 5327
2037 | 3014 | 2399 | 3425 | 823 | 1580 | 2744 | 2497 | 693 | 1563 | 12140 | 5387
2038 | 3062 | 2431 | 3476 | 829 | 1611 | 2802 | 2544 | 701 | 1582 | 12310 | 5454
2039 | 3105 | 2460 | 3516 | 832 | 1639 | 2845 | 2584 | 710 | 1610 | 12460 | 5521
2040 | 3159 | 2492 | 3566 | 837 | 1673 | 2886 | 2626 | 718 | 1632 | 12560 | 5570
2041 | 3199 | 2519 | 3592 | 840 | 1698 | 2936 | 2661 | 724 | 1658 | 12690 | 5627
2042 | 3234 | 2544 | 3626 | 843 | 1721 | 2973 | 2694 | 730 | 1680 | 12830 | 5676
2043 | 3276 | 2567 | 3669 | 847 | 1748 | 3013 | 2727 | 735 | 1701 | 12910 | 5713
2044 | 3319 | 2591 | 3711 | 851 | 1774 | 3055 | 2760 | 740 | 1720 | 12980 | 5741
2045 | 3350 | 2612 | 3738 | 853 | 1794 | 3088 | 2794 | 744 | 1733 | 13080 | 5781
2046 | 3379 | 2632 | 3767 | 856 | 1811 | 3118 | 2828 | 747 | 1746 | 13160 | 5809
2047 | 3406 | 2650 | 3793 | 858 | 1828 | 3148 | 2860 | 751 | 1758 | 13230 | 5843
2048 | 3433 | 2668 | 3814 | 860 | 1844 | 3176 | 2894 | 756 | 1769 | 13320 | 5876
2049 | 3457 | 2686 | 3834 | 862 | 1858 | 3203 | 2924 | 759 | 1780 | 13390 | 5903
2050 | 3478 | 2700 | 3845 | 863 | 1868 | 3225 | 2951 | 762 | 1790 | 13460 | 5926
2051 | 3496 | 2713 | 3863 | 864 | 1877 | 3245 | 2976 | 765 | 1799 | 13530 | 5943
2052 | 3506 | 2721 | 3873 | 864 | 1882 | 3255 | 2989 | 766 | 1804 | 13570 | 5953
2053 | 3514 | 2727 | 3883 | 865 | 1885 | 3265 | 3000 | 767 | 1808 | 13600 | 5960
Note: Historical values include demand response reductions when called. Forecast values assume no demand response reductions.
Note: Historical values reflect actual experienced weather conditions. Forecasted values reflect expected trended weather conditions.
Note: Con Edison and Orange & Rockland design their forecasts at the 67th percentile.
Other Transmission Owners design their forecasts at the 50th percentile.
Note: Expected weather conditions include an increasing temperature trend from the NYISO Climate Change Impact Study Phase I report.

## I-4b
Table I-4b: Baseline Winter Non-Coincident Peak Demand, Historical and Forecast
Reflects Impacts of Energy Saving Programs & Behind-the-Meter Generation
Non-Coincident Winter Peak Demand by Zone - MW
Year | A | B | C | D | E | F | G | H | I | J | K
2013-14 | 2358 | 1645 | 2781 | 848 | 1415 | 1989 | 1700 | 625 | 974 | 7810 | 3594
2014-15 | 2419 | 1617 | 2689 | 725 | 1339 | 1925 | 1556 | 537 | 954 | 7481 | 3406
2015-16 | 2253 | 1486 | 2469 | 667 | 1307 | 1861 | 1496 | 453 | 889 | 7274 | 3164
2016-17 | 2295 | 1600 | 2573 | 671 | 1395 | 1867 | 1549 | 530 | 917 | 7482 | 3285
2017-18 | 2313 | 1533 | 2766 | 735 | 1398 | 2012 | 1638 | 506 | 933 | 7822 | 3425
2018-19 | 2107 | 1566 | 2668 | 747 | 1416 | 2066 | 1618 | 534 | 941 | 7674 | 3390
2019-20 | 2100 | 1460 | 2482 | 741 | 1305 | 1854 | 1468 | 479 | 842 | 7398 | 3124
2020-21 | 2095 | 1505 | 2418 | 750 | 1251 | 1856 | 1481 | 485 | 869 | 6689 | 3143
2021-22 | 2120 | 1507 | 2512 | 846 | 1283 | 1894 | 1506 | 491 | 861 | 7116 | 3101
2022-23 | 2087 | 1566 | 2637 | 835 | 1344 | 1927 | 1580 | 522 | 872 | 7070 | 3123
2023-24 | 2152 | 1689 | 2668 | 906 | 1332 | 1896 | 1550 | 511 | 891 | 7580 | 3255
2024-25 | 2172 | 1709 | 2761 | 910 | 1350 | 1925 | 1545 | 511 | 896 | 7650 | 3314
2025-26 | 2211 | 1779 | 2964 | 912 | 1373 | 1976 | 1542 | 512 | 904 | 7740 | 3401
2026-27 | 2261 | 1817 | 3108 | 915 | 1391 | 2036 | 1586 | 517 | 918 | 7860 | 3509
2027-28 | 2306 | 1867 | 3170 | 961 | 1415 | 2107 | 1623 | 525 | 933 | 7990 | 3623
2028-29 | 2367 | 1925 | 3220 | 996 | 1444 | 2181 | 1686 | 535 | 952 | 8150 | 3759
2029-30 | 2434 | 1999 | 3315 | 1036 | 1486 | 2283 | 1760 | 552 | 980 | 8380 | 3924
2030-31 | 2512 | 2085 | 3426 | 1046 | 1538 | 2398 | 1844 | 574 | 1014 | 8670 | 4110
2031-32 | 2601 | 2183 | 3527 | 1058 | 1599 | 2526 | 1939 | 597 | 1053 | 9010 | 4317
2032-33 | 2721 | 2295 | 3641 | 1070 | 1667 | 2668 | 2049 | 625 | 1100 | 9400 | 4554
2033-34 | 2851 | 2414 | 3756 | 1085 | 1740 | 2819 | 2165 | 655 | 1150 | 9820 | 4802
2034-35 | 3034 | 2568 | 3922 | 1102 | 1840 | 2983 | 2310 | 682 | 1215 | 10310 | 5082
2035-36 | 3226 | 2725 | 4091 | 1118 | 1945 | 3153 | 2461 | 711 | 1284 | 10830 | 5364
2036-37 | 3391 | 2875 | 4230 | 1131 | 2035 | 3305 | 2596 | 735 | 1352 | 11340 | 5637
2037-38 | 3575 | 3029 | 4390 | 1147 | 2137 | 3471 | 2742 | 763 | 1420 | 11870 | 5915
2038-39 | 3752 | 3178 | 4543 | 1161 | 2230 | 3631 | 2883 | 789 | 1486 | 12360 | 6184
2039-40 | 3911 | 3310 | 4684 | 1174 | 2317 | 3773 | 3008 | 812 | 1542 | 12790 | 6416
2040-41 | 4055 | 3434 | 4818 | 1185 | 2395 | 3906 | 3123 | 831 | 1594 | 13200 | 6631
2041-42 | 4184 | 3543 | 4927 | 1194 | 2465 | 4022 | 3223 | 847 | 1640 | 13550 | 6816
2042-43 | 4265 | 3623 | 4988 | 1201 | 2509 | 4102 | 3298 | 860 | 1677 | 13840 | 6952
2043-44 | 4360 | 3703 | 5077 | 1207 | 2560 | 4190 | 3379 | 873 | 1712 | 14120 | 7088
2044-45 | 4448 | 3778 | 5147 | 1214 | 2607 | 4272 | 3456 | 883 | 1744 | 14370 | 7215
2045-46 | 4522 | 3838 | 5210 | 1219 | 2648 | 4343 | 3528 | 892 | 1770 | 14560 | 7318
2046-47 | 4582 | 3888 | 5267 | 1224 | 2681 | 4402 | 3585 | 901 | 1793 | 14720 | 7400
2047-48 | 4619 | 3919 | 5293 | 1227 | 2704 | 4440 | 3631 | 906 | 1807 | 14810 | 7449
2048-49 | 4642 | 3945 | 5312 | 1228 | 2715 | 4470 | 3665 | 908 | 1823 | 14920 | 7489
2049-50 | 4676 | 3976 | 5335 | 1230 | 2734 | 4505 | 3708 | 913 | 1837 | 15030 | 7535
2050-51 | 4696 | 3992 | 5350 | 1229 | 2744 | 4527 | 3737 | 915 | 1845 | 15090 | 7555
2051-52 | 4696 | 3993 | 5350 | 1231 | 2742 | 4532 | 3749 | 913 | 1844 | 15080 | 7539
2052-53 | 4710 | 4007 | 5364 | 1230 | 2748 | 4549 | 3770 | 915 | 1851 | 15150 | 7546
2053-54 | 4679 | 3990 | 5326 | 1228 | 2731 | 4526 | 3760 | 909 | 1847 | 15110 | 7503
Note: Historical values reflect actual experienced weather conditions. Forecasted values reflect expected trended weather conditions.
Note: Expected weather conditions include an increasing temperature trend from the NYISO Climate Change Impact Study Phase I report.

## I-5
Table I-5: Baseline Peak Demand in G-to-J Locality, Historical and Forecast
Reflects Impacts of Energy Saving Programs & Behind-the-Meter Generation
G-to-J Locality Summer Peak Demand by Zone - MW | [5 empty] | G-to-J Locality Winter Peak Demand by Zone - MW
Year | G | H | I | J | G-J | Year | G | H | I | J | G-J
2013 | 2358 | 721 | 1517 | 11456 | 16052 | 2013-14 | 1683 | 601 | 965 | 7896 | 11145
2014 | 2046 | 585 | 1348 | 10572 | 14551 | 2014-15 | 1500 | 515 | 941 | 7632 | 10588
2015 | 2168 | 629 | 1398 | 10583 | 14778 | 2015-16 | 1524 | 442 | 896 | 7297 | 10159
2016 | 2123 | 636 | 1392 | 10990 | 15141 | 2016-17 | 1549 | 530 | 917 | 7483 | 10479
2017 | 2125 | 611 | 1367 | 10671 | 14774 | 2017-18 | 1638 | 506 | 933 | 7822 | 10899
2018 | 2130 | 642 | 1379 | 10979 | 15130 | 2018-19 | 1593 | 521 | 941 | 7727 | 10782
2019 | 1992 | 582 | 1336 | 10767 | 14677 | 2019-20 | 1468 | 479 | 842 | 7398 | 10187
2020 | 1992 | 648 | 1368 | 10139 | 14147 | 2020-21 | 1465 | 533 | 841 | 6829 | 9668
2021 | 2197 | 673 | 1407 | 10352 | 14629 | 2021-22 | 1506 | 491 | 861 | 7116 | 9974
2022 | 2133 | 671 | 1385 | 10779 | 14968 | 2022-23 | 1580 | 487 | 872 | 7070 | 10009
2023 | 2178 | 629 | 1416 | 11170 | 15393 | 2023-24 | 1536 | 498 | 881 | 7555 | 10470
2024 | 2165 | 628 | 1416 | 11207 | 15416 | 2024-25 | 1531 | 498 | 886 | 7625 | 10540
2025 | 2142 | 624 | 1415 | 11227 | 15408 | 2025-26 | 1528 | 499 | 894 | 7716 | 10637
2026 | 2131 | 621 | 1402 | 11187 | 15341 | 2026-27 | 1572 | 504 | 908 | 7837 | 10821
2027 | 2133 | 620 | 1395 | 11126 | 15274 | 2027-28 | 1609 | 512 | 923 | 7968 | 11012
2028 | 2138 | 619 | 1388 | 11025 | 15170 | 2028-29 | 1671 | 522 | 942 | 8128 | 11263
2029 | 2153 | 621 | 1381 | 10974 | 15129 | 2029-30 | 1745 | 539 | 969 | 8360 | 11613
2030 | 2181 | 627 | 1385 | 11004 | 15197 | 2030-31 | 1827 | 560 | 1003 | 8642 | 12032
2031 | 2212 | 634 | 1399 | 11116 | 15361 | 2031-32 | 1922 | 583 | 1042 | 8984 | 12531
2032 | 2250 | 646 | 1419 | 11268 | 15583 | 2032-33 | 2031 | 610 | 1088 | 9376 | 13105
2033 | 2288 | 659 | 1443 | 11460 | 15850 | 2033-34 | 2146 | 639 | 1137 | 9788 | 13710
2034 | 2338 | 668 | 1467 | 11643 | 16116 | 2034-35 | 2289 | 665 | 1202 | 10281 | 14437
2035 | 2385 | 674 | 1499 | 11825 | 16383 | 2035-36 | 2439 | 693 | 1270 | 10794 | 15196
2036 | 2434 | 681 | 1526 | 11957 | 16598 | 2036-37 | 2573 | 717 | 1337 | 11307 | 15934
2037 | 2481 | 689 | 1553 | 12068 | 16791 | 2037-38 | 2718 | 744 | 1405 | 11831 | 16698
2038 | 2527 | 697 | 1573 | 12231 | 17028 | 2038-39 | 2857 | 770 | 1470 | 12324 | 17421
2039 | 2567 | 705 | 1600 | 12383 | 17255 | 2039-40 | 2981 | 792 | 1525 | 12756 | 18054
2040 | 2608 | 713 | 1622 | 12484 | 17427 | 2040-41 | 3095 | 811 | 1577 | 13158 | 18641
2041 | 2644 | 719 | 1648 | 12616 | 17627 | 2041-42 | 3195 | 827 | 1622 | 13511 | 19155
2042 | 2676 | 726 | 1670 | 12747 | 17819 | 2042-43 | 3268 | 839 | 1659 | 13802 | 19568
2043 | 2709 | 731 | 1690 | 12828 | 17958 | 2043-44 | 3349 | 852 | 1693 | 14074 | 19968
2044 | 2742 | 736 | 1709 | 12899 | 18086 | 2044-45 | 3425 | 862 | 1725 | 14325 | 20337
2045 | 2775 | 740 | 1723 | 13001 | 18239 | 2045-46 | 3496 | 871 | 1751 | 14517 | 20635
2046 | 2809 | 743 | 1735 | 13082 | 18369 | 2046-47 | 3553 | 878 | 1773 | 14678 | 20882
2047 | 2841 | 747 | 1747 | 13153 | 18488 | 2047-48 | 3599 | 883 | 1787 | 14768 | 21037
2048 | 2875 | 751 | 1758 | 13234 | 18618 | 2048-49 | 3633 | 885 | 1803 | 14879 | 21200
2049 | 2904 | 754 | 1769 | 13305 | 18732 | 2049-50 | 3675 | 890 | 1817 | 14989 | 21371
2050 | 2931 | 757 | 1779 | 13376 | 18843 | 2050-51 | 3704 | 892 | 1825 | 15050 | 21471
2051 | 2956 | 760 | 1787 | 13446 | 18949 | 2051-52 | 3716 | 890 | 1824 | 15040 | 21470
2052 | 2969 | 761 | 1793 | 13487 | 19010 | 2052-53 | 3737 | 892 | 1831 | 15100 | 21560
2053 | 2980 | 762 | 1797 | 13517 | 19056 | 2053-54 | 3727 | 886 | 1827 | 15070 | 21510
Note: Historical values include demand response reductions when called. Forecast values assume no demand response reductions.
Note: Historical values reflect actual experienced weather conditions. Forecasted values reflect expected trended weather conditions.
Note: Con Edison and Orange & Rockland design their forecasts at the 67th percentile. Other Transmission Owners design their forecasts at the 50th percentile.
The aggregate NYCA baseline forecast design condition is 57th percentile summer peak day weather.
Note: Expected weather conditions include an increasing temperature trend from the NYISO Climate Change Impact Study Phase I report.

## I-6a
Table I-6a: 90th Percentile Forecast of Baseline Energy due to Weather
Reflects Impacts of Energy Saving Programs & Behind-the-Meter Generation
90th Percentile of Annual Energy due to Weather - GWh
Year | A | B | C | D | E | F | G | H | I | J | K | NYCA
2023 | 15083 | 9900 | 15429 | 5980 | 7500 | 11859 | 9264 | 2870 | 5682 | 49796 | 20047 | 153410
2024 | 15073 | 10839 | 15419 | 5970 | 7399 | 11768 | 9143 | 2860 | 5662 | 49543 | 20097 | 153773
2025 | 14921 | 10850 | 16619 | 5909 | 7278 | 11677 | 9072 | 2860 | 5611 | 49038 | 20189 | 154024
2026 | 14861 | 10971 | 17919 | 5889 | 7137 | 11646 | 9001 | 2840 | 5621 | 48744 | 20260 | 154889
2027 | 14921 | 10880 | 18181 | 6100 | 7037 | 11727 | 8940 | 2860 | 5641 | 48805 | 20331 | 155423
2028 | 15012 | 10829 | 18060 | 6352 | 6986 | 11818 | 8940 | 2901 | 5712 | 48967 | 20462 | 156039
2029 | 15073 | 10839 | 18060 | 6573 | 6996 | 12020 | 9032 | 2941 | 5783 | 49159 | 20716 | 157192
2030 | 15194 | 10910 | 18574 | 6663 | 7057 | 12283 | 9173 | 3002 | 5905 | 49513 | 21071 | 159345
2031 | 15385 | 11062 | 18765 | 6693 | 7208 | 12596 | 9366 | 3073 | 6036 | 50059 | 21568 | 161811
2032 | 15708 | 11264 | 19017 | 6723 | 7369 | 12970 | 9669 | 3165 | 6198 | 50757 | 22167 | 165007
2033 | 16091 | 11516 | 19350 | 6744 | 7571 | 13374 | 10004 | 3266 | 6431 | 51819 | 22847 | 169013
2034 | 16534 | 11799 | 19723 | 6784 | 7813 | 13818 | 10388 | 3388 | 6674 | 53154 | 23607 | 173682
2035 | 17069 | 12153 | 20206 | 6844 | 8105 | 14343 | 10834 | 3520 | 6917 | 54328 | 24490 | 178809
2036 | 17623 | 12526 | 20710 | 6894 | 8408 | 14869 | 11289 | 3641 | 7181 | 55592 | 25423 | 184156
2037 | 18178 | 12900 | 21224 | 6945 | 8730 | 15424 | 11755 | 3773 | 7434 | 56887 | 26347 | 189597
2038 | 18702 | 13274 | 21738 | 6995 | 9043 | 15939 | 12201 | 3895 | 7697 | 58394 | 27260 | 195138
2039 | 19236 | 13648 | 22272 | 7035 | 9355 | 16495 | 12656 | 4017 | 7991 | 59941 | 28163 | 200809
2040 | 19751 | 14001 | 22766 | 7085 | 9658 | 17000 | 13082 | 4128 | 8264 | 61489 | 29005 | 206229
2041 | 20204 | 14325 | 23210 | 7125 | 9930 | 17465 | 13466 | 4219 | 8518 | 62946 | 29755 | 211163
2042 | 20618 | 14607 | 23603 | 7166 | 10172 | 17889 | 13821 | 4301 | 8761 | 64321 | 30425 | 215684
2043 | 21011 | 14880 | 23996 | 7206 | 10414 | 18303 | 14175 | 4382 | 8973 | 65444 | 31064 | 219848
2044 | 21364 | 15113 | 24328 | 7236 | 10625 | 18687 | 14499 | 4443 | 9146 | 66405 | 31632 | 223478
2045 | 21666 | 15315 | 24610 | 7266 | 10807 | 19030 | 14793 | 4503 | 9308 | 67214 | 32109 | 226621
2046 | 21898 | 15476 | 24842 | 7286 | 10958 | 19323 | 15046 | 4554 | 9429 | 67902 | 32484 | 229198
2047 | 22120 | 15618 | 25054 | 7306 | 11089 | 19606 | 15279 | 4595 | 9541 | 68509 | 32829 | 231546
2048 | 22291 | 15739 | 25215 | 7326 | 11200 | 19838 | 15491 | 4615 | 9642 | 69025 | 33103 | 233485
2049 | 22412 | 15820 | 25346 | 7337 | 11271 | 20040 | 15653 | 4645 | 9703 | 69359 | 33296 | 234882
2050 | 22493 | 15880 | 25417 | 7347 | 11331 | 20202 | 15775 | 4656 | 9763 | 69601 | 33407 | 235872
2051 | 22543 | 15921 | 25477 | 7357 | 11361 | 20354 | 15886 | 4666 | 9814 | 69885 | 33489 | 236753
2052 | 22564 | 15941 | 25497 | 7357 | 11371 | 20465 | 15957 | 4676 | 9844 | 70087 | 33519 | 237278
2053 | 22553 | 15941 | 25497 | 7357 | 11371 | 20556 | 15998 | 4666 | 9865 | 70218 | 33539 | 237561
Note: 90th percentile energy forecast is representative of warmer than expected trended weather conditions in summer
and colder than expected trended weather conditions in winter.
Note: Expected weather conditions include an increasing temperature trend from the NYISO Climate Change Impact Study Phase I report.

## I-6b
Table I-6b: 10th Percentile Forecast of Baseline Energy due to Weather
Reflects Impacts of Energy Saving Programs & Behind-the-Meter Generation
10th Percentile of Annual Energy due to Weather - GWh
Year | A | B | C | D | E | F | G | H | I | J | K | NYCA
2023 | 14837 | 9700 | 15191 | 5920 | 7380 | 11621 | 9036 | 2790 | 5538 | 48664 | 19473 | 150150
2024 | 14827 | 10621 | 15181 | 5910 | 7281 | 11532 | 8917 | 2780 | 5518 | 48417 | 19523 | 150507
2025 | 14679 | 10630 | 16361 | 5851 | 7162 | 11443 | 8848 | 2780 | 5469 | 47922 | 19611 | 150756
2026 | 14619 | 10749 | 17641 | 5831 | 7023 | 11414 | 8779 | 2760 | 5479 | 47636 | 19680 | 151611
2027 | 14679 | 10660 | 17899 | 6040 | 6923 | 11493 | 8720 | 2780 | 5499 | 47695 | 19749 | 152137
2028 | 14768 | 10611 | 17780 | 6288 | 6874 | 11582 | 8720 | 2819 | 5568 | 47853 | 19878 | 152741
2029 | 14827 | 10621 | 17780 | 6507 | 6884 | 11780 | 8809 | 2859 | 5637 | 48041 | 20124 | 153869
2030 | 14946 | 10690 | 18286 | 6597 | 6943 | 12037 | 8947 | 2918 | 5755 | 48387 | 20469 | 155975
2031 | 15135 | 10838 | 18475 | 6627 | 7092 | 12344 | 9134 | 2987 | 5884 | 48921 | 20952 | 158389
2032 | 15452 | 11036 | 18723 | 6657 | 7251 | 12710 | 9431 | 3075 | 6042 | 49603 | 21533 | 161513
2033 | 15829 | 11284 | 19050 | 6676 | 7449 | 13106 | 9757 | 3174 | 6269 | 50641 | 22193 | 165428
2034 | 16266 | 11561 | 19417 | 6716 | 7687 | 13542 | 10132 | 3292 | 6506 | 51946 | 22933 | 169998
2035 | 16791 | 11907 | 19894 | 6776 | 7975 | 14057 | 10566 | 3420 | 6743 | 53092 | 23790 | 175011
2036 | 17337 | 12274 | 20390 | 6826 | 8272 | 14571 | 11011 | 3539 | 6999 | 54328 | 24697 | 180244
2037 | 17882 | 12640 | 20896 | 6875 | 8590 | 15116 | 11465 | 3667 | 7246 | 55593 | 25593 | 185563
2038 | 18398 | 13006 | 21402 | 6925 | 8897 | 15621 | 11899 | 3785 | 7503 | 57066 | 26480 | 190982
2039 | 18924 | 13372 | 21928 | 6965 | 9205 | 16165 | 12344 | 3903 | 7789 | 58579 | 27357 | 196531
2040 | 19429 | 13719 | 22414 | 7015 | 9502 | 16660 | 12759 | 4012 | 8056 | 60091 | 28175 | 201832
2041 | 19876 | 14035 | 22850 | 7055 | 9770 | 17115 | 13134 | 4101 | 8302 | 61514 | 28905 | 206657
2042 | 20282 | 14313 | 23237 | 7094 | 10008 | 17531 | 13479 | 4179 | 8539 | 62859 | 29555 | 211076
2043 | 20669 | 14580 | 23624 | 7134 | 10246 | 17937 | 13825 | 4258 | 8747 | 63956 | 30176 | 215152
2044 | 21016 | 14807 | 23952 | 7164 | 10455 | 18313 | 14141 | 4317 | 8914 | 64895 | 30728 | 218702
2045 | 21314 | 15005 | 24230 | 7194 | 10633 | 18650 | 14427 | 4377 | 9072 | 65686 | 31191 | 221779
2046 | 21542 | 15164 | 24458 | 7214 | 10782 | 18937 | 14674 | 4426 | 9191 | 66358 | 31556 | 224302
2047 | 21760 | 15302 | 24666 | 7234 | 10911 | 19214 | 14901 | 4465 | 9299 | 66951 | 31891 | 226594
2048 | 21929 | 15421 | 24825 | 7254 | 11020 | 19442 | 15109 | 4485 | 9398 | 67455 | 32157 | 228495
2049 | 22048 | 15500 | 24954 | 7264 | 11089 | 19640 | 15267 | 4515 | 9457 | 67781 | 32344 | 229859
2050 | 22127 | 15560 | 25023 | 7273 | 11149 | 19798 | 15385 | 4524 | 9517 | 68019 | 32453 | 230828
2051 | 22177 | 15599 | 25083 | 7283 | 11179 | 19946 | 15494 | 4534 | 9566 | 68295 | 32531 | 231687
2052 | 22196 | 15619 | 25103 | 7283 | 11189 | 20055 | 15563 | 4544 | 9596 | 68493 | 32561 | 232202
2053 | 22187 | 15619 | 25103 | 7283 | 11189 | 20144 | 15603 | 4534 | 9615 | 68622 | 32581 | 232480
Note: 90th percentile energy forecast is representative of cooler than expected trended weather conditions in summer
and warmer than expected trended weather conditions in winter.
Note: Expected weather conditions include an increasing temperature trend from the NYISO Climate Change Impact Study Phase I report.

## I-7a
Table I-7a: 90th Percentile Forecast of Baseline Summer Coincident Peak Demand due to Weather
Reflects Impacts of Energy Saving Programs & Behind-the-Meter Generation
90th Percentile of Summer Coincident Peak Demand due to Weather - MW
Year | A | B | C | D | E | F | G | H | I | J | K | NYCA
2023 | 2870 | 2129 | 2877 | 737 | 1480 | 2553 | 2279 | 653 | 1468 | 11434 | 5403 | 33883
2024 | 2885 | 2282 | 2917 | 739 | 1523 | 2557 | 2266 | 652 | 1468 | 11473 | 5369 | 34131
2025 | 2871 | 2286 | 3077 | 737 | 1517 | 2560 | 2241 | 648 | 1467 | 11494 | 5350 | 34248
2026 | 2860 | 2286 | 3232 | 733 | 1502 | 2568 | 2230 | 644 | 1455 | 11452 | 5342 | 34304
2027 | 2851 | 2285 | 3259 | 773 | 1480 | 2575 | 2232 | 643 | 1447 | 11390 | 5338 | 34273
2028 | 2841 | 2283 | 3247 | 802 | 1459 | 2580 | 2237 | 642 | 1440 | 11286 | 5350 | 34167
2029 | 2831 | 2290 | 3228 | 832 | 1457 | 2595 | 2253 | 644 | 1433 | 11234 | 5362 | 34159
2030 | 2832 | 2303 | 3297 | 833 | 1463 | 2613 | 2281 | 651 | 1437 | 11265 | 5385 | 34360
2031 | 2838 | 2322 | 3322 | 834 | 1475 | 2635 | 2314 | 658 | 1452 | 11379 | 5407 | 34636
2032 | 2871 | 2348 | 3346 | 835 | 1490 | 2659 | 2354 | 671 | 1472 | 11535 | 5435 | 35016
2033 | 2903 | 2371 | 3372 | 836 | 1503 | 2682 | 2394 | 683 | 1497 | 11732 | 5473 | 35446
2034 | 2951 | 2404 | 3417 | 838 | 1534 | 2718 | 2446 | 693 | 1522 | 11919 | 5521 | 35963
2035 | 2999 | 2437 | 3464 | 843 | 1566 | 2763 | 2496 | 699 | 1555 | 12106 | 5597 | 36525
2036 | 3058 | 2473 | 3514 | 848 | 1604 | 2816 | 2547 | 706 | 1583 | 12240 | 5664 | 37053
2037 | 3114 | 2507 | 3569 | 854 | 1642 | 2860 | 2595 | 715 | 1611 | 12355 | 5728 | 37550
2038 | 3165 | 2541 | 3623 | 860 | 1674 | 2921 | 2644 | 723 | 1631 | 12521 | 5799 | 38102
2039 | 3208 | 2571 | 3664 | 863 | 1702 | 2965 | 2685 | 732 | 1660 | 12676 | 5870 | 38596
2040 | 3265 | 2604 | 3716 | 868 | 1738 | 3009 | 2729 | 740 | 1683 | 12780 | 5922 | 39054
2041 | 3306 | 2633 | 3743 | 872 | 1764 | 3061 | 2766 | 746 | 1709 | 12915 | 5983 | 39498
2042 | 3342 | 2658 | 3779 | 875 | 1788 | 3099 | 2800 | 753 | 1732 | 13050 | 6035 | 39911
2043 | 3386 | 2683 | 3824 | 879 | 1816 | 3141 | 2834 | 758 | 1753 | 13133 | 6075 | 40282
2044 | 3429 | 2707 | 3867 | 883 | 1843 | 3185 | 2869 | 763 | 1773 | 13205 | 6104 | 40628
2045 | 3462 | 2730 | 3895 | 885 | 1864 | 3219 | 2904 | 767 | 1787 | 13309 | 6147 | 40969
2046 | 3491 | 2750 | 3925 | 889 | 1882 | 3250 | 2939 | 771 | 1800 | 13392 | 6176 | 41265
2047 | 3520 | 2769 | 3953 | 891 | 1899 | 3281 | 2973 | 775 | 1812 | 13465 | 6213 | 41551
2048 | 3548 | 2789 | 3974 | 893 | 1916 | 3311 | 3008 | 779 | 1824 | 13547 | 6248 | 41837
2049 | 3573 | 2807 | 3996 | 894 | 1930 | 3338 | 3038 | 782 | 1835 | 13620 | 6277 | 42090
2050 | 3594 | 2822 | 4007 | 895 | 1941 | 3362 | 3067 | 785 | 1846 | 13693 | 6301 | 42313
2051 | 3613 | 2836 | 4025 | 896 | 1950 | 3383 | 3093 | 788 | 1854 | 13765 | 6319 | 42522
2052 | 3623 | 2843 | 4036 | 896 | 1956 | 3394 | 3106 | 789 | 1860 | 13807 | 6330 | 42640
2053 | 3631 | 2850 | 4047 | 897 | 1959 | 3403 | 3118 | 790 | 1864 | 13838 | 6337 | 42734
Note: 90th percentile summer peak demand forecast is representative of a warmer than expected summer peak day.
Note: Expected weather conditions include an increasing temperature trend from the NYISO Climate Change Impact Study Phase I report.
Note: Forecast values assume no demand response reductions.

## I-7b
Table I-7b: 10th Percentile Forecast of Baseline Summer Coincident Peak Demand due to Weather
Reflects Impacts of Energy Saving Programs & Behind-the-Meter Generation
10th Percentile of Summer Coincident Peak Demand due to Weather - MW
Year | A | B | C | D | E | F | G | H | I | J | K | NYCA
2023 | 2490 | 1847 | 2497 | 640 | 1285 | 2212 | 1975 | 553 | 1243 | 10094 | 4540 | 29376
2024 | 2503 | 1981 | 2531 | 641 | 1322 | 2216 | 1963 | 552 | 1243 | 10128 | 4511 | 29591
2025 | 2491 | 1983 | 2670 | 640 | 1316 | 2218 | 1942 | 548 | 1242 | 10146 | 4496 | 29692
2026 | 2482 | 1983 | 2805 | 636 | 1303 | 2225 | 1932 | 545 | 1232 | 10110 | 4489 | 29742
2027 | 2474 | 1983 | 2828 | 671 | 1285 | 2231 | 1934 | 545 | 1225 | 10055 | 4485 | 29716
2028 | 2465 | 1982 | 2818 | 696 | 1266 | 2236 | 1938 | 544 | 1219 | 9963 | 4496 | 29623
2029 | 2457 | 1987 | 2801 | 722 | 1264 | 2249 | 1952 | 545 | 1213 | 9917 | 4506 | 29613
2030 | 2458 | 1998 | 2861 | 723 | 1270 | 2264 | 1977 | 551 | 1216 | 9945 | 4525 | 29788
2031 | 2463 | 2015 | 2883 | 724 | 1280 | 2283 | 2005 | 557 | 1229 | 10046 | 4543 | 30028
2032 | 2491 | 2037 | 2904 | 725 | 1293 | 2304 | 2039 | 568 | 1246 | 10183 | 4567 | 30357
2033 | 2519 | 2058 | 2926 | 726 | 1304 | 2324 | 2074 | 578 | 1267 | 10357 | 4599 | 30732
2034 | 2561 | 2086 | 2965 | 728 | 1331 | 2355 | 2119 | 586 | 1288 | 10522 | 4639 | 31180
2035 | 2603 | 2115 | 3006 | 731 | 1359 | 2394 | 2162 | 592 | 1316 | 10687 | 4703 | 31668
2036 | 2654 | 2146 | 3049 | 736 | 1392 | 2440 | 2206 | 598 | 1340 | 10806 | 4759 | 32126
2037 | 2703 | 2175 | 3098 | 741 | 1425 | 2478 | 2249 | 605 | 1364 | 10906 | 4813 | 32557
2038 | 2746 | 2205 | 3144 | 746 | 1452 | 2531 | 2291 | 612 | 1381 | 11053 | 4873 | 33034
2039 | 2784 | 2231 | 3180 | 749 | 1477 | 2569 | 2327 | 619 | 1405 | 11190 | 4933 | 33464
2040 | 2833 | 2260 | 3225 | 754 | 1508 | 2607 | 2364 | 626 | 1425 | 11282 | 4976 | 33860
2041 | 2869 | 2285 | 3249 | 756 | 1531 | 2652 | 2397 | 632 | 1447 | 11401 | 5027 | 34246
2042 | 2900 | 2307 | 3279 | 759 | 1552 | 2685 | 2426 | 637 | 1466 | 11520 | 5071 | 34602
2043 | 2938 | 2328 | 3318 | 763 | 1576 | 2722 | 2455 | 642 | 1484 | 11593 | 5104 | 34923
2044 | 2976 | 2350 | 3356 | 767 | 1600 | 2759 | 2486 | 646 | 1501 | 11657 | 5129 | 35227
2045 | 3004 | 2369 | 3380 | 768 | 1617 | 2789 | 2516 | 650 | 1513 | 11749 | 5165 | 35520
2046 | 3030 | 2387 | 3406 | 771 | 1633 | 2816 | 2546 | 652 | 1523 | 11822 | 5190 | 35776
2047 | 3055 | 2403 | 3430 | 773 | 1648 | 2843 | 2576 | 656 | 1534 | 11886 | 5221 | 36025
2048 | 3079 | 2420 | 3449 | 775 | 1663 | 2869 | 2606 | 659 | 1544 | 11960 | 5250 | 36274
2049 | 3100 | 2436 | 3467 | 776 | 1675 | 2893 | 2633 | 662 | 1554 | 12024 | 5274 | 36494
2050 | 3119 | 2449 | 3478 | 777 | 1684 | 2913 | 2657 | 665 | 1563 | 12088 | 5294 | 36687
2051 | 3136 | 2461 | 3493 | 778 | 1692 | 2931 | 2679 | 667 | 1570 | 12152 | 5310 | 36869
2052 | 3144 | 2467 | 3503 | 778 | 1697 | 2940 | 2691 | 668 | 1574 | 12188 | 5319 | 36969
2053 | 3151 | 2473 | 3512 | 779 | 1700 | 2949 | 2702 | 669 | 1578 | 12216 | 5325 | 37054
Note: 10th percentile summer peak demand forecast is representative of a cooler than expected summer peak day.
Note: Expected weather conditions include an increasing temperature trend from the NYISO Climate Change Impact Study Phase I report.
Note: Forecast values assume no demand response reductions.

## I-7c
Table I-7c: 90th Percentile Forecast of Baseline Winter Coincident Peak Demand due to Weather
Reflects Impacts of Energy Saving Programs & Behind-the-Meter Generation
90th Percentile of Winter Coincident Peak Demand due to Weather - MW
Year | A | B | C | D | E | F | G | H | I | J | K | NYCA
2023-24 | 2218 | 1746 | 2775 | 924 | 1363 | 1964 | 1604 | 521 | 918 | 7825 | 3378 | 25236
2024-25 | 2238 | 1766 | 2871 | 928 | 1382 | 1994 | 1598 | 521 | 923 | 7898 | 3439 | 25558
2025-26 | 2279 | 1839 | 3082 | 930 | 1406 | 2046 | 1595 | 522 | 932 | 7992 | 3530 | 26153
2026-27 | 2330 | 1879 | 3231 | 934 | 1423 | 2109 | 1641 | 527 | 946 | 8117 | 3641 | 26778
2027-28 | 2377 | 1930 | 3297 | 980 | 1448 | 2182 | 1680 | 536 | 962 | 8252 | 3760 | 27404
2028-29 | 2439 | 1990 | 3348 | 1017 | 1477 | 2259 | 1744 | 546 | 982 | 8419 | 3901 | 28122
2029-30 | 2509 | 2066 | 3447 | 1058 | 1521 | 2364 | 1821 | 564 | 1010 | 8659 | 4072 | 29091
2030-31 | 2589 | 2155 | 3562 | 1067 | 1574 | 2484 | 1908 | 586 | 1045 | 8950 | 4265 | 30185
2031-32 | 2681 | 2257 | 3667 | 1079 | 1637 | 2616 | 2007 | 610 | 1086 | 9305 | 4481 | 31426
2032-33 | 2804 | 2373 | 3786 | 1092 | 1707 | 2763 | 2120 | 638 | 1134 | 9711 | 4726 | 32854
2033-34 | 2938 | 2495 | 3906 | 1108 | 1781 | 2920 | 2240 | 669 | 1185 | 10138 | 4984 | 34364
2034-35 | 3127 | 2655 | 4078 | 1124 | 1883 | 3089 | 2390 | 696 | 1252 | 10649 | 5274 | 36217
2035-36 | 3325 | 2816 | 4254 | 1141 | 1991 | 3265 | 2547 | 725 | 1323 | 11180 | 5567 | 38134
2036-37 | 3495 | 2972 | 4399 | 1154 | 2083 | 3423 | 2686 | 750 | 1393 | 11712 | 5851 | 39918
2037-38 | 3684 | 3131 | 4565 | 1170 | 2187 | 3595 | 2837 | 778 | 1464 | 12253 | 6138 | 41802
2038-39 | 3867 | 3285 | 4724 | 1185 | 2283 | 3760 | 2983 | 805 | 1532 | 12764 | 6417 | 43605
2039-40 | 4030 | 3422 | 4871 | 1198 | 2371 | 3907 | 3112 | 828 | 1589 | 13212 | 6658 | 45198
2040-41 | 4179 | 3550 | 5010 | 1210 | 2452 | 4046 | 3231 | 848 | 1643 | 13629 | 6882 | 46680
2041-42 | 4312 | 3662 | 5123 | 1218 | 2523 | 4166 | 3335 | 865 | 1690 | 13993 | 7074 | 47961
2042-43 | 4396 | 3745 | 5187 | 1225 | 2568 | 4249 | 3412 | 877 | 1729 | 14296 | 7214 | 48898
2043-44 | 4494 | 3828 | 5280 | 1232 | 2621 | 4340 | 3497 | 891 | 1764 | 14577 | 7356 | 49880
2044-45 | 4585 | 3905 | 5352 | 1239 | 2668 | 4425 | 3576 | 901 | 1797 | 14837 | 7487 | 50772
2045-46 | 4661 | 3968 | 5418 | 1244 | 2710 | 4498 | 3650 | 911 | 1824 | 15035 | 7595 | 51514
2046-47 | 4722 | 4019 | 5476 | 1249 | 2744 | 4560 | 3709 | 919 | 1847 | 15202 | 7680 | 52127
2047-48 | 4761 | 4051 | 5504 | 1252 | 2767 | 4599 | 3757 | 924 | 1862 | 15296 | 7730 | 52503
2048-49 | 4784 | 4078 | 5523 | 1253 | 2779 | 4629 | 3793 | 926 | 1879 | 15410 | 7772 | 52826
2049-50 | 4819 | 4109 | 5547 | 1256 | 2799 | 4666 | 3836 | 932 | 1893 | 15525 | 7820 | 53202
2050-51 | 4840 | 4126 | 5563 | 1255 | 2808 | 4689 | 3867 | 934 | 1902 | 15588 | 7841 | 53413
2051-52 | 4840 | 4127 | 5563 | 1257 | 2807 | 4694 | 3879 | 932 | 1901 | 15577 | 7824 | 53401
2052-53 | 4854 | 4142 | 5578 | 1256 | 2812 | 4712 | 3901 | 934 | 1908 | 15640 | 7831 | 53568
2053-54 | 4822 | 4124 | 5538 | 1253 | 2796 | 4688 | 3891 | 927 | 1904 | 15608 | 7786 | 53337
Note: 90th percentile winter peak demand forecast is representative of a colder than expected winter peak day.
Note: Expected weather conditions include an increasing temperature trend from the NYISO Climate Change Impact Study Phase I report.

## I-7d
Table I-7d: 10th Percentile Forecast of Baseline Winter Coincident Peak Demand due to Weather
Reflects Impacts of Energy Saving Programs & Behind-the-Meter Generation
10th Percentile of Winter Coincident Peak Demand due to Weather - MW
Year | A | B | C | D | E | F | G | H | I | J | K | NYCA
2023-24 | 2023 | 1593 | 2531 | 843 | 1243 | 1792 | 1463 | 475 | 837 | 7138 | 3081 | 23019
2024-25 | 2042 | 1611 | 2618 | 847 | 1260 | 1819 | 1458 | 475 | 842 | 7204 | 3137 | 23313
2025-26 | 2079 | 1677 | 2811 | 849 | 1282 | 1867 | 1455 | 476 | 850 | 7290 | 3220 | 23856
2026-27 | 2125 | 1714 | 2948 | 852 | 1298 | 1924 | 1497 | 481 | 863 | 7404 | 3321 | 24427
2027-28 | 2168 | 1760 | 3007 | 894 | 1321 | 1990 | 1532 | 489 | 877 | 7527 | 3430 | 24995
2028-29 | 2225 | 1815 | 3054 | 928 | 1348 | 2061 | 1591 | 498 | 895 | 7679 | 3558 | 25652
2029-30 | 2289 | 1885 | 3145 | 965 | 1388 | 2157 | 1661 | 514 | 921 | 7898 | 3715 | 26538
2030-31 | 2362 | 1965 | 3249 | 973 | 1436 | 2266 | 1740 | 534 | 953 | 8164 | 3890 | 27532
2031-32 | 2445 | 2059 | 3345 | 985 | 1493 | 2387 | 1831 | 556 | 990 | 8487 | 4087 | 28665
2032-33 | 2558 | 2164 | 3453 | 996 | 1557 | 2521 | 1934 | 582 | 1034 | 8858 | 4311 | 29968
2033-34 | 2680 | 2276 | 3563 | 1010 | 1624 | 2663 | 2043 | 610 | 1081 | 9248 | 4546 | 31344
2034-35 | 2852 | 2422 | 3720 | 1026 | 1717 | 2818 | 2180 | 635 | 1142 | 9713 | 4811 | 33036
2035-36 | 3033 | 2569 | 3881 | 1041 | 1816 | 2979 | 2323 | 661 | 1207 | 10198 | 5078 | 34786
2036-37 | 3188 | 2711 | 4013 | 1053 | 1900 | 3122 | 2450 | 684 | 1271 | 10683 | 5337 | 36412
2037-38 | 3361 | 2856 | 4164 | 1067 | 1995 | 3279 | 2588 | 710 | 1335 | 11177 | 5599 | 38131
2038-39 | 3527 | 2997 | 4309 | 1081 | 2082 | 3430 | 2721 | 735 | 1397 | 11643 | 5854 | 39776
2039-40 | 3676 | 3121 | 4443 | 1093 | 2163 | 3564 | 2839 | 756 | 1449 | 12051 | 6073 | 41228
2040-41 | 3812 | 3238 | 4570 | 1103 | 2236 | 3690 | 2947 | 774 | 1499 | 12432 | 6278 | 42579
2041-42 | 3933 | 3341 | 4673 | 1111 | 2301 | 3800 | 3042 | 789 | 1542 | 12764 | 6452 | 43748
2042-43 | 4010 | 3416 | 4731 | 1118 | 2343 | 3876 | 3113 | 800 | 1577 | 13040 | 6581 | 44605
2043-44 | 4099 | 3492 | 4816 | 1123 | 2390 | 3959 | 3190 | 813 | 1609 | 13296 | 6710 | 45497
2044-45 | 4182 | 3562 | 4882 | 1130 | 2434 | 4036 | 3262 | 822 | 1639 | 13534 | 6830 | 46313
2045-46 | 4251 | 3619 | 4942 | 1135 | 2472 | 4103 | 3329 | 831 | 1664 | 13715 | 6928 | 46989
2046-47 | 4307 | 3666 | 4995 | 1140 | 2503 | 4159 | 3384 | 838 | 1685 | 13867 | 7006 | 47550
2047-48 | 4342 | 3695 | 5020 | 1142 | 2524 | 4195 | 3427 | 843 | 1698 | 13952 | 7051 | 47889
2048-49 | 4363 | 3720 | 5038 | 1143 | 2535 | 4223 | 3460 | 845 | 1714 | 14057 | 7089 | 48187
2049-50 | 4396 | 3748 | 5060 | 1145 | 2553 | 4256 | 3499 | 850 | 1727 | 14161 | 7133 | 48528
2050-51 | 4415 | 3764 | 5074 | 1144 | 2561 | 4277 | 3527 | 852 | 1735 | 14218 | 7152 | 48719
2051-52 | 4415 | 3765 | 5074 | 1146 | 2560 | 4282 | 3538 | 850 | 1734 | 14209 | 7137 | 48710
2052-53 | 4428 | 3778 | 5088 | 1145 | 2565 | 4298 | 3558 | 852 | 1740 | 14266 | 7143 | 48861
2053-54 | 4399 | 3762 | 5052 | 1143 | 2550 | 4276 | 3549 | 846 | 1736 | 14237 | 7103 | 48653
Note: 10th percentile winter peak demand forecast is representative of a warmer than expected winter peak day.
Note: Expected weather conditions include an increasing temperature trend from the NYISO Climate Change Impact Study Phase I report.

## I-7e
Table I-7e: 99th Percentile Forecast of Baseline Summer Coincident Peak Demand due to Weather
Reflects Impacts of Energy Saving Programs & Behind-the-Meter Generation
99th Percentile of Summer Coincident Peak Demand due to Weather - MW
Year | A | B | C | D | E | F | G | H | I | J | K | NYCA
2023 | 2998 | 2224 | 3006 | 770 | 1546 | 2653 | 2369 | 679 | 1528 | 11876 | 5733 | 35382
2024 | 3014 | 2384 | 3047 | 772 | 1591 | 2657 | 2354 | 678 | 1528 | 11916 | 5696 | 35637
2025 | 2999 | 2388 | 3214 | 770 | 1584 | 2660 | 2329 | 674 | 1527 | 11937 | 5677 | 35759
2026 | 2988 | 2388 | 3376 | 765 | 1569 | 2668 | 2317 | 670 | 1514 | 11894 | 5668 | 35817
2027 | 2978 | 2387 | 3404 | 808 | 1546 | 2676 | 2319 | 669 | 1506 | 11829 | 5663 | 35785
2028 | 2968 | 2385 | 3392 | 838 | 1524 | 2681 | 2324 | 668 | 1498 | 11722 | 5677 | 35677
2029 | 2958 | 2392 | 3372 | 869 | 1522 | 2697 | 2341 | 670 | 1491 | 11668 | 5690 | 35670
2030 | 2959 | 2406 | 3444 | 870 | 1529 | 2716 | 2371 | 677 | 1495 | 11700 | 5714 | 35881
2031 | 2965 | 2426 | 3470 | 871 | 1541 | 2738 | 2405 | 685 | 1510 | 11819 | 5737 | 36167
2032 | 2999 | 2452 | 3496 | 873 | 1556 | 2763 | 2446 | 698 | 1531 | 11980 | 5766 | 36560
2033 | 3033 | 2477 | 3522 | 874 | 1570 | 2787 | 2488 | 711 | 1557 | 12185 | 5807 | 37011
2034 | 3083 | 2512 | 3569 | 876 | 1602 | 2825 | 2542 | 721 | 1583 | 12379 | 5858 | 37550
2035 | 3133 | 2546 | 3618 | 880 | 1636 | 2871 | 2593 | 727 | 1617 | 12573 | 5938 | 38132
2036 | 3194 | 2583 | 3671 | 886 | 1676 | 2926 | 2646 | 735 | 1647 | 12713 | 6010 | 38687
2037 | 3254 | 2619 | 3729 | 893 | 1715 | 2972 | 2697 | 744 | 1676 | 12831 | 6077 | 39207
2038 | 3306 | 2654 | 3785 | 898 | 1748 | 3035 | 2748 | 752 | 1697 | 13004 | 6153 | 39780
2039 | 3352 | 2686 | 3828 | 902 | 1779 | 3081 | 2790 | 761 | 1727 | 13165 | 6229 | 40300
2040 | 3411 | 2720 | 3882 | 907 | 1815 | 3126 | 2836 | 770 | 1751 | 13273 | 6284 | 40775
2041 | 3453 | 2750 | 3911 | 910 | 1843 | 3180 | 2874 | 776 | 1778 | 13413 | 6348 | 41236
2042 | 3491 | 2777 | 3948 | 914 | 1868 | 3220 | 2909 | 783 | 1802 | 13553 | 6403 | 41668
2043 | 3537 | 2803 | 3994 | 918 | 1897 | 3264 | 2945 | 788 | 1824 | 13639 | 6445 | 42054
2044 | 3583 | 2828 | 4040 | 923 | 1926 | 3309 | 2981 | 794 | 1845 | 13715 | 6476 | 42420
2045 | 3616 | 2852 | 4069 | 925 | 1947 | 3345 | 3017 | 798 | 1859 | 13822 | 6522 | 42772
2046 | 3647 | 2873 | 4100 | 928 | 1966 | 3378 | 3054 | 802 | 1872 | 13909 | 6553 | 43082
2047 | 3678 | 2893 | 4129 | 931 | 1984 | 3410 | 3089 | 806 | 1885 | 13984 | 6592 | 43381
2048 | 3707 | 2913 | 4152 | 933 | 2002 | 3440 | 3125 | 810 | 1897 | 14070 | 6629 | 43678
2049 | 3732 | 2932 | 4174 | 934 | 2016 | 3469 | 3157 | 814 | 1909 | 14146 | 6660 | 43943
2050 | 3754 | 2948 | 4186 | 935 | 2027 | 3493 | 3187 | 817 | 1920 | 14221 | 6685 | 44173
2051 | 3775 | 2962 | 4205 | 936 | 2037 | 3515 | 3214 | 820 | 1929 | 14297 | 6705 | 44395
2052 | 3785 | 2970 | 4216 | 936 | 2043 | 3526 | 3228 | 821 | 1935 | 14340 | 6716 | 44516
2053 | 3794 | 2977 | 4228 | 937 | 2046 | 3536 | 3240 | 822 | 1939 | 14372 | 6724 | 44615
Note: 99th percentile summer peak demand forecast is representative of an extremely hot and humid (well above expected weather) summer peak day.
Note: Expected weather conditions include an increasing temperature trend from the NYISO Climate Change Impact Study Phase I report.
Note: Forecast values assume no demand response reductions.

## I-7f
Table I-7f: 99th Percentile Forecast of Baseline Winter Coincident Peak Demand due to Weather
Reflects Impacts of Energy Saving Programs & Behind-the-Meter Generation
99th Percentile of Winter Coincident Peak Demand due to Weather - MW
Year | A | B | C | D | E | F | G | H | I | J | K | NYCA
2023-24 | 2375 | 1870 | 2971 | 990 | 1459 | 2103 | 1717 | 558 | 983 | 8379 | 3617 | 27022
2024-25 | 2397 | 1891 | 3074 | 994 | 1479 | 2136 | 1712 | 558 | 989 | 8457 | 3683 | 27370
2025-26 | 2440 | 1969 | 3301 | 996 | 1505 | 2191 | 1708 | 559 | 997 | 8558 | 3780 | 28004
2026-27 | 2495 | 2012 | 3460 | 1000 | 1524 | 2258 | 1757 | 565 | 1013 | 8692 | 3899 | 28675
2027-28 | 2545 | 2066 | 3530 | 1050 | 1551 | 2336 | 1799 | 573 | 1030 | 8837 | 4027 | 29344
2028-29 | 2612 | 2131 | 3585 | 1089 | 1582 | 2419 | 1868 | 585 | 1051 | 9015 | 4177 | 30114
2029-30 | 2687 | 2213 | 3692 | 1132 | 1629 | 2532 | 1950 | 604 | 1081 | 9272 | 4361 | 31153
2030-31 | 2773 | 2307 | 3814 | 1143 | 1686 | 2660 | 2043 | 627 | 1119 | 9584 | 4567 | 32323
2031-32 | 2871 | 2417 | 3927 | 1156 | 1753 | 2802 | 2149 | 653 | 1163 | 9964 | 4798 | 33653
2032-33 | 3002 | 2541 | 4054 | 1169 | 1828 | 2959 | 2271 | 683 | 1214 | 10399 | 5061 | 35181
2033-34 | 3146 | 2672 | 4183 | 1186 | 1907 | 3126 | 2399 | 716 | 1269 | 10856 | 5337 | 36797
2034-35 | 3348 | 2843 | 4367 | 1204 | 2016 | 3308 | 2560 | 745 | 1341 | 11403 | 5648 | 38783
2035-36 | 3560 | 3016 | 4556 | 1222 | 2132 | 3497 | 2727 | 777 | 1417 | 11972 | 5961 | 40837
2036-37 | 3742 | 3182 | 4711 | 1236 | 2230 | 3665 | 2876 | 803 | 1492 | 12541 | 6265 | 42743
2037-38 | 3945 | 3353 | 4888 | 1253 | 2342 | 3849 | 3038 | 833 | 1568 | 13121 | 6573 | 44763
2038-39 | 4141 | 3518 | 5059 | 1269 | 2445 | 4027 | 3194 | 862 | 1640 | 13668 | 6872 | 46695
2039-40 | 4316 | 3664 | 5216 | 1283 | 2539 | 4184 | 3333 | 887 | 1702 | 14148 | 7130 | 48402
2040-41 | 4475 | 3801 | 5365 | 1295 | 2625 | 4332 | 3460 | 908 | 1760 | 14594 | 7370 | 49985
2041-42 | 4617 | 3922 | 5486 | 1304 | 2701 | 4461 | 3572 | 926 | 1810 | 14984 | 7575 | 51358
2042-43 | 4707 | 4010 | 5554 | 1312 | 2750 | 4550 | 3654 | 939 | 1851 | 15308 | 7725 | 52360
2043-44 | 4812 | 4099 | 5653 | 1319 | 2806 | 4647 | 3744 | 954 | 1889 | 15609 | 7877 | 53409
2044-45 | 4909 | 4182 | 5732 | 1327 | 2857 | 4739 | 3829 | 965 | 1925 | 15888 | 8018 | 54371
2045-46 | 4991 | 4249 | 5802 | 1332 | 2902 | 4817 | 3908 | 975 | 1954 | 16100 | 8133 | 55163
2046-47 | 5057 | 4303 | 5864 | 1338 | 2939 | 4883 | 3972 | 984 | 1978 | 16279 | 8224 | 55821
2047-48 | 5098 | 4338 | 5893 | 1341 | 2963 | 4925 | 4023 | 990 | 1994 | 16379 | 8278 | 56222
2048-49 | 5122 | 4367 | 5915 | 1342 | 2976 | 4957 | 4061 | 992 | 2012 | 16502 | 8322 | 56568
2049-50 | 5160 | 4401 | 5940 | 1344 | 2997 | 4996 | 4108 | 997 | 2027 | 16625 | 8374 | 56969
2050-51 | 5183 | 4418 | 5957 | 1343 | 3007 | 5021 | 4141 | 1000 | 2036 | 16692 | 8396 | 57194
2051-52 | 5183 | 4419 | 5957 | 1346 | 3006 | 5026 | 4154 | 997 | 2035 | 16680 | 8378 | 57181
2052-53 | 5198 | 4435 | 5973 | 1344 | 3011 | 5045 | 4177 | 1000 | 2043 | 16747 | 8386 | 57359
2053-54 | 5164 | 4416 | 5930 | 1342 | 2994 | 5020 | 4166 | 993 | 2038 | 16714 | 8338 | 57115
Note: 99th percentile winter peak demand forecast is representative of an extremely cold (well below expected weather) winter peak day.
Note: Expected weather conditions include an increasing temperature trend from the NYISO Climate Change Impact Study Phase I report.

## I-8a
Table I-8a: Energy Efficiency and Codes & Standards Energy Impacts
Reflects Cumulative Impacts
Estimated Historical Cumulative Reductions in Annual Energy by Zone - GWh
Year | A | B | C | D | E | F | G | H | I | J | K | NYCA
2004 | 228 | 114 | 224 | 21 | 105 | 168 | 46 | 29 | 42 | 371 | 21 | 1369
2005 | 320 | 163 | 316 | 29 | 148 | 237 | 68 | 42 | 63 | 555 | 36 | 1977
2006 | 451 | 236 | 447 | 41 | 210 | 334 | 100 | 61 | 92 | 804 | 57 | 2833
2007 | 540 | 287 | 537 | 49 | 253 | 401 | 131 | 76 | 118 | 1039 | 81 | 3512
2008 | 588 | 347 | 587 | 53 | 275 | 441 | 153 | 82 | 130 | 1125 | 255 | 4036
2009 | 703 | 423 | 698 | 63 | 331 | 535 | 228 | 99 | 157 | 1371 | 429 | 5037
2010 | 873 | 507 | 838 | 75 | 411 | 672 | 297 | 120 | 207 | 1840 | 639 | 6479
2011 | 1124 | 651 | 1049 | 94 | 525 | 865 | 439 | 152 | 273 | 2433 | 880 | 8485
2012 | 1279 | 758 | 1192 | 107 | 602 | 988 | 534 | 172 | 311 | 2768 | 1173 | 9884
2013 | 1442 | 886 | 1353 | 121 | 687 | 1125 | 643 | 197 | 356 | 3206 | 1513 | 11529
2014 | 1641 | 1031 | 1542 | 137 | 787 | 1284 | 771 | 225 | 412 | 3687 | 1852 | 13369
2015 | 1859 | 1170 | 1742 | 154 | 896 | 1471 | 897 | 252 | 459 | 4105 | 2228 | 15233
2016 | 2052 | 1260 | 1898 | 168 | 989 | 1643 | 1055 | 271 | 504 | 4508 | 2647 | 16995
2017 | 2279 | 1397 | 2097 | 186 | 1102 | 1839 | 1258 | 302 | 580 | 5195 | 2986 | 19221
2018 | 2500 | 1517 | 2290 | 203 | 1212 | 2030 | 1467 | 333 | 658 | 5901 | 3377 | 21488
2019 | 2745 | 1650 | 2501 | 222 | 1333 | 2244 | 1711 | 369 | 760 | 6814 | 3803 | 24152
2020 | 2987 | 1778 | 2709 | 241 | 1452 | 2455 | 1934 | 404 | 855 | 7664 | 4264 | 26743
2021 | 3259 | 1894 | 2929 | 263 | 1583 | 2697 | 2146 | 436 | 944 | 8455 | 4609 | 29215
2022 | 3502 | 2032 | 3147 | 282 | 1704 | 2906 | 2371 | 470 | 1024 | 9169 | 4934 | 31541
Forecast of Cumulative Reductions in Annual Energy by Zone Relative to 2022 - GWh
Year | A | B | C | D | E | F | G | H | I | J | K | NYCA
2023 | 200 | 177 | 206 | 18 | 104 | 161 | 170 | 36 | 70 | 623 | 372 | 2137
2024 | 439 | 342 | 462 | 42 | 230 | 349 | 341 | 85 | 171 | 1521 | 750 | 4732
2025 | 696 | 520 | 752 | 67 | 369 | 547 | 531 | 137 | 260 | 2317 | 1126 | 7322
2026 | 952 | 700 | 1040 | 95 | 506 | 744 | 720 | 188 | 344 | 3070 | 1504 | 9863
2027 | 1207 | 874 | 1329 | 119 | 644 | 940 | 906 | 234 | 407 | 3634 | 1874 | 12168
2028 | 1453 | 1047 | 1609 | 145 | 777 | 1127 | 1093 | 280 | 471 | 4201 | 2252 | 14455
2029 | 1683 | 1217 | 1883 | 168 | 904 | 1299 | 1272 | 326 | 530 | 4728 | 2628 | 16638
2030 | 1905 | 1387 | 2149 | 191 | 1026 | 1463 | 1453 | 374 | 598 | 5334 | 3001 | 18881
2031 | 2109 | 1531 | 2379 | 214 | 1136 | 1619 | 1634 | 414 | 661 | 5898 | 3361 | 20956
2032 | 2311 | 1688 | 2626 | 235 | 1248 | 1767 | 1815 | 457 | 720 | 6421 | 3705 | 22993
2033 | 2484 | 1804 | 2817 | 252 | 1340 | 1902 | 1990 | 492 | 782 | 6973 | 4026 | 24862
2034 | 2646 | 1912 | 2996 | 267 | 1427 | 2028 | 2166 | 524 | 840 | 7493 | 4344 | 26643
2035 | 2798 | 2016 | 3163 | 286 | 1508 | 2146 | 2341 | 554 | 896 | 7989 | 4637 | 28334
2036 | 2936 | 2107 | 3316 | 300 | 1582 | 2254 | 2505 | 582 | 947 | 8448 | 4917 | 29894
2037 | 3062 | 2188 | 3453 | 311 | 1649 | 2352 | 2674 | 608 | 995 | 8871 | 5165 | 31328
2038 | 3179 | 2268 | 3582 | 324 | 1711 | 2443 | 2840 | 632 | 1040 | 9273 | 5412 | 32704
2039 | 3297 | 2344 | 3713 | 335 | 1774 | 2535 | 2998 | 656 | 1085 | 9675 | 5655 | 34067
2040 | 3410 | 2419 | 3836 | 347 | 1835 | 2623 | 3165 | 681 | 1139 | 10161 | 5917 | 35533
2041 | 3526 | 2497 | 3965 | 362 | 1897 | 2713 | 3332 | 706 | 1190 | 10614 | 6187 | 36989
2042 | 3631 | 2563 | 4080 | 372 | 1953 | 2795 | 3499 | 730 | 1242 | 11081 | 6444 | 38390
2043 | 3733 | 2630 | 4191 | 382 | 2007 | 2874 | 3564 | 752 | 1288 | 11491 | 6694 | 39606
2044 | 3826 | 2690 | 4294 | 392 | 2057 | 2947 | 3623 | 774 | 1336 | 11917 | 6936 | 40792
2045 | 3914 | 2752 | 4390 | 402 | 2103 | 3015 | 3683 | 793 | 1379 | 12304 | 7191 | 41926
2046 | 3999 | 2808 | 4483 | 410 | 2149 | 3082 | 3731 | 813 | 1422 | 12687 | 7435 | 43019
2047 | 4086 | 2863 | 4579 | 419 | 2195 | 3150 | 3794 | 833 | 1468 | 13097 | 7696 | 44180
2048 | 4172 | 2922 | 4673 | 429 | 2241 | 3216 | 3846 | 854 | 1517 | 13527 | 7957 | 45354
2049 | 4252 | 2974 | 4761 | 438 | 2283 | 3279 | 3904 | 872 | 1559 | 13908 | 8225 | 46455
2050 | 4325 | 3027 | 4841 | 447 | 2322 | 3336 | 3957 | 890 | 1602 | 14285 | 8491 | 47523
2051 | 4405 | 3079 | 4928 | 455 | 2365 | 3398 | 4011 | 909 | 1645 | 14672 | 8761 | 48628
2052 | 4478 | 3131 | 5009 | 464 | 2404 | 3455 | 4056 | 928 | 1689 | 15069 | 9028 | 49711
2053 | 4549 | 3182 | 5086 | 472 | 2442 | 3510 | 4109 | 945 | 1730 | 15434 | 9290 | 50749

## I-8b
Table I-8b: Energy Efficiency and Codes & Standards Summer Peak Impacts
Reflects Cumulative Impacts
Reductions in Summer Coincident Peak Demand by Zone Relative to 2022 - MW
Year | A | B | C | D | E | F | G | H | I | J | K | NYCA
2023 | 33 | 34 | 37 | 3 | 18 | 25 | 28 | 6 | 10 | 92 | 80 | 366
2024 | 72 | 65 | 82 | 8 | 39 | 55 | 57 | 15 | 25 | 226 | 162 | 806
2025 | 114 | 99 | 134 | 12 | 63 | 86 | 89 | 25 | 42 | 371 | 244 | 1279
2026 | 157 | 134 | 187 | 18 | 86 | 117 | 121 | 35 | 58 | 520 | 327 | 1760
2027 | 200 | 168 | 239 | 22 | 110 | 149 | 153 | 45 | 75 | 669 | 410 | 2240
2028 | 242 | 203 | 290 | 27 | 133 | 179 | 186 | 55 | 91 | 813 | 494 | 2713
2029 | 281 | 236 | 341 | 33 | 156 | 207 | 217 | 65 | 106 | 945 | 578 | 3165
2030 | 319 | 270 | 390 | 37 | 177 | 233 | 249 | 75 | 120 | 1070 | 663 | 3603
2031 | 353 | 299 | 432 | 41 | 196 | 259 | 281 | 83 | 134 | 1193 | 744 | 4015
2032 | 388 | 330 | 478 | 45 | 216 | 283 | 313 | 92 | 147 | 1310 | 823 | 4425
2033 | 418 | 353 | 513 | 48 | 233 | 305 | 344 | 99 | 160 | 1424 | 897 | 4794
2034 | 446 | 375 | 546 | 51 | 248 | 326 | 375 | 105 | 172 | 1533 | 970 | 5147
2035 | 471 | 396 | 576 | 55 | 262 | 345 | 406 | 112 | 183 | 1635 | 1037 | 5478
2036 | 495 | 415 | 604 | 58 | 275 | 362 | 436 | 117 | 194 | 1730 | 1101 | 5787
2037 | 516 | 432 | 629 | 60 | 287 | 378 | 465 | 122 | 204 | 1818 | 1159 | 6070
2038 | 536 | 448 | 653 | 62 | 297 | 393 | 494 | 127 | 213 | 1900 | 1215 | 6338
2039 | 555 | 463 | 676 | 64 | 308 | 408 | 524 | 132 | 222 | 1984 | 1271 | 6607
2040 | 574 | 477 | 697 | 66 | 318 | 422 | 553 | 136 | 232 | 2065 | 1328 | 6868
2041 | 593 | 492 | 720 | 69 | 329 | 436 | 583 | 141 | 241 | 2149 | 1387 | 7140
2042 | 609 | 504 | 739 | 70 | 337 | 448 | 611 | 145 | 249 | 2225 | 1442 | 7379
2043 | 624 | 517 | 757 | 73 | 346 | 460 | 621 | 149 | 258 | 2299 | 1495 | 7599
2044 | 638 | 528 | 773 | 74 | 353 | 470 | 631 | 153 | 265 | 2365 | 1545 | 7795
2045 | 651 | 538 | 788 | 75 | 360 | 480 | 639 | 156 | 272 | 2428 | 1595 | 7982
2046 | 663 | 547 | 801 | 77 | 367 | 488 | 646 | 159 | 279 | 2490 | 1643 | 8160
2047 | 675 | 556 | 816 | 78 | 373 | 497 | 656 | 162 | 286 | 2551 | 1693 | 8343
2048 | 686 | 564 | 829 | 79 | 380 | 506 | 664 | 165 | 293 | 2612 | 1742 | 8520
2049 | 696 | 572 | 841 | 80 | 385 | 514 | 673 | 168 | 299 | 2671 | 1791 | 8690
2050 | 705 | 580 | 851 | 81 | 390 | 521 | 679 | 171 | 305 | 2723 | 1838 | 8844
2051 | 715 | 587 | 862 | 82 | 395 | 528 | 686 | 173 | 311 | 2779 | 1886 | 9004
2052 | 723 | 594 | 872 | 84 | 400 | 534 | 692 | 175 | 317 | 2830 | 1933 | 9154
2053 | 731 | 601 | 880 | 85 | 404 | 540 | 699 | 178 | 323 | 2882 | 1979 | 9302

## I-8c
Table I-8c: Energy Efficiency and Codes & Standards Winter Peak Impacts
Reflects Cumulative Impacts
Reductions in Winter Coincident Peak Demand by Zone Relative to 2022-23 - MW
Year | A | B | C | D | E | F | G | H | I | J | K | NYCA
2023-24 | 28 | 28 | 31 | 3 | 15 | 21 | 22 | 6 | 10 | 91 | 55 | 310
2024-25 | 61 | 55 | 71 | 6 | 33 | 46 | 41 | 14 | 25 | 222 | 110 | 684
2025-26 | 98 | 84 | 116 | 10 | 54 | 73 | 66 | 22 | 38 | 339 | 166 | 1066
2026-27 | 135 | 111 | 162 | 15 | 74 | 100 | 88 | 31 | 51 | 451 | 223 | 1441
2027-28 | 172 | 141 | 208 | 19 | 95 | 127 | 114 | 39 | 61 | 540 | 279 | 1795
2028-29 | 209 | 169 | 254 | 23 | 116 | 153 | 138 | 47 | 71 | 631 | 337 | 2148
2029-30 | 244 | 196 | 299 | 27 | 136 | 178 | 162 | 55 | 81 | 719 | 396 | 2493
2030-31 | 279 | 226 | 345 | 31 | 156 | 203 | 186 | 63 | 92 | 822 | 454 | 2857
2031-32 | 313 | 251 | 386 | 34 | 174 | 227 | 212 | 71 | 103 | 922 | 512 | 3205
2032-33 | 346 | 278 | 430 | 38 | 194 | 251 | 238 | 79 | 115 | 1024 | 570 | 3563
2033-34 | 376 | 299 | 466 | 42 | 210 | 273 | 262 | 86 | 127 | 1135 | 626 | 3902
2034-35 | 406 | 318 | 501 | 45 | 226 | 295 | 287 | 93 | 140 | 1245 | 683 | 4239
2035-36 | 435 | 339 | 535 | 49 | 242 | 317 | 315 | 100 | 152 | 1355 | 738 | 4577
2036-37 | 462 | 358 | 568 | 53 | 257 | 338 | 341 | 107 | 164 | 1464 | 793 | 4905
2037-38 | 489 | 376 | 599 | 55 | 272 | 358 | 368 | 113 | 177 | 1579 | 845 | 5231
2038-39 | 516 | 394 | 630 | 59 | 286 | 378 | 396 | 120 | 190 | 1692 | 900 | 5561
2039-40 | 544 | 413 | 663 | 62 | 302 | 399 | 422 | 126 | 203 | 1809 | 954 | 5897
2040-41 | 572 | 432 | 695 | 66 | 317 | 420 | 451 | 133 | 217 | 1940 | 1014 | 6257
2041-42 | 599 | 450 | 726 | 68 | 332 | 441 | 479 | 140 | 232 | 2069 | 1075 | 6611
2042-43 | 626 | 469 | 757 | 71 | 346 | 462 | 509 | 146 | 247 | 2199 | 1135 | 6967
2043-44 | 653 | 487 | 787 | 75 | 361 | 483 | 527 | 153 | 260 | 2320 | 1193 | 7299
2044-45 | 681 | 507 | 818 | 78 | 376 | 504 | 544 | 159 | 273 | 2440 | 1250 | 7630
2045-46 | 709 | 526 | 849 | 82 | 391 | 526 | 562 | 165 | 286 | 2552 | 1310 | 7958
2046-47 | 738 | 547 | 880 | 85 | 406 | 548 | 582 | 171 | 298 | 2662 | 1367 | 8284
2047-48 | 769 | 569 | 915 | 88 | 423 | 572 | 602 | 178 | 311 | 2777 | 1429 | 8633
2048-49 | 800 | 591 | 949 | 92 | 439 | 597 | 624 | 184 | 324 | 2892 | 1489 | 8981
2049-50 | 832 | 613 | 984 | 96 | 456 | 622 | 645 | 191 | 336 | 2993 | 1552 | 9320
2050-51 | 863 | 638 | 1017 | 100 | 473 | 647 | 666 | 196 | 346 | 3085 | 1610 | 9641
2051-52 | 897 | 661 | 1053 | 104 | 491 | 673 | 688 | 202 | 356 | 3176 | 1670 | 9971
2052-53 | 929 | 684 | 1087 | 108 | 508 | 699 | 711 | 208 | 366 | 3266 | 1729 | 10295
2053-54 | 961 | 706 | 1121 | 112 | 524 | 724 | 737 | 214 | 376 | 3351 | 1787 | 10613

## I-9a
Table I-9a: Solar PV Nameplate Capacity, Behind-the-Meter
Reflects Total Cumulative Nameplate Capacity
Nameplate Capacity by Zone - MW DC
Year | A | B | C | D | E | F | G | H | I | J | K | NYCA
2013 | 15 | 6 | 16 | 1 | 7 | 35 | 27 | 4 | 10 | 27 | 74 | 222
2014 | 19 | 13 | 26 | 2 | 14 | 65 | 49 | 7 | 15 | 47 | 126 | 383
2015 | 27 | 25 | 46 | 3 | 26 | 100 | 89 | 15 | 24 | 73 | 225 | 653
2016 | 34 | 37 | 73 | 4 | 38 | 151 | 128 | 24 | 33 | 109 | 333 | 964
2017 | 53 | 63 | 101 | 4 | 61 | 219 | 151 | 29 | 40 | 147 | 413 | 1281
2018 | 65 | 97 | 134 | 10 | 90 | 298 | 189 | 36 | 47 | 194 | 478 | 1638
2019 | 94 | 126 | 199 | 25 | 126 | 342 | 276 | 44 | 54 | 240 | 632 | 2158
2020 | 139 | 159 | 289 | 28 | 187 | 436 | 361 | 52 | 63 | 285 | 696 | 2695
2021 | 183 | 258 | 464 | 38 | 266 | 495 | 469 | 72 | 75 | 349 | 774 | 3443
2022 | 226 | 404 | 602 | 45 | 418 | 537 | 573 | 83 | 107 | 423 | 872 | 4290
2023 | 329 | 474 | 846 | 56 | 562 | 701 | 667 | 102 | 115 | 465 | 917 | 5234
2024 | 476 | 607 | 1082 | 95 | 720 | 850 | 729 | 106 | 120 | 476 | 925 | 6186
2025 | 677 | 635 | 1294 | 116 | 905 | 992 | 777 | 117 | 134 | 499 | 951 | 7097
2026 | 725 | 728 | 1431 | 127 | 1002 | 1079 | 892 | 132 | 152 | 574 | 1077 | 7919
2027 | 765 | 808 | 1548 | 137 | 1086 | 1154 | 991 | 145 | 167 | 639 | 1185 | 8625
2028 | 799 | 874 | 1645 | 145 | 1155 | 1216 | 1073 | 155 | 180 | 692 | 1274 | 9208
2029 | 825 | 926 | 1723 | 151 | 1210 | 1265 | 1138 | 163 | 190 | 734 | 1345 | 9670
2030 | 846 | 967 | 1783 | 156 | 1253 | 1303 | 1189 | 170 | 198 | 767 | 1400 | 10032
2031 | 864 | 1002 | 1834 | 160 | 1289 | 1338 | 1239 | 176 | 206 | 799 | 1453 | 10360
2032 | 880 | 1031 | 1879 | 164 | 1321 | 1370 | 1288 | 182 | 213 | 829 | 1503 | 10660
2033 | 894 | 1056 | 1917 | 167 | 1348 | 1399 | 1337 | 188 | 220 | 858 | 1552 | 10936
2034 | 906 | 1077 | 1949 | 170 | 1370 | 1426 | 1385 | 194 | 226 | 885 | 1599 | 11187
2035 | 917 | 1095 | 1976 | 172 | 1390 | 1451 | 1431 | 200 | 233 | 912 | 1643 | 11420
2036 | 926 | 1109 | 1999 | 175 | 1406 | 1474 | 1476 | 205 | 238 | 936 | 1685 | 11629
2037 | 934 | 1121 | 2019 | 176 | 1419 | 1495 | 1519 | 211 | 244 | 960 | 1726 | 11824
2038 | 941 | 1130 | 2034 | 178 | 1430 | 1514 | 1561 | 216 | 249 | 982 | 1764 | 11999
2039 | 947 | 1137 | 2047 | 180 | 1439 | 1531 | 1602 | 221 | 254 | 1003 | 1800 | 12161
2040 | 952 | 1143 | 2058 | 181 | 1446 | 1547 | 1640 | 225 | 259 | 1023 | 1834 | 12308
2041 | 957 | 1147 | 2066 | 183 | 1451 | 1562 | 1677 | 230 | 263 | 1042 | 1867 | 12445
2042 | 961 | 1150 | 2072 | 184 | 1455 | 1575 | 1712 | 234 | 267 | 1060 | 1897 | 12567
2043 | 964 | 1152 | 2077 | 185 | 1458 | 1588 | 1746 | 238 | 271 | 1077 | 1926 | 12682
2044 | 967 | 1154 | 2080 | 186 | 1460 | 1599 | 1777 | 242 | 275 | 1092 | 1953 | 12785
2045 | 969 | 1156 | 2082 | 187 | 1462 | 1609 | 1807 | 246 | 278 | 1107 | 1978 | 12881
2046 | 970 | 1157 | 2084 | 188 | 1464 | 1618 | 1835 | 249 | 281 | 1120 | 2001 | 12967
2047 | 972 | 1159 | 2085 | 188 | 1465 | 1626 | 1860 | 252 | 284 | 1132 | 2022 | 13045
2048 | 973 | 1160 | 2087 | 189 | 1466 | 1633 | 1884 | 255 | 287 | 1143 | 2042 | 13119
2049 | 974 | 1161 | 2088 | 190 | 1468 | 1640 | 1905 | 258 | 289 | 1153 | 2060 | 13186
2050 | 975 | 1162 | 2089 | 190 | 1469 | 1646 | 1925 | 260 | 291 | 1163 | 2076 | 13246
2051 | 976 | 1163 | 2090 | 191 | 1470 | 1651 | 1944 | 262 | 293 | 1171 | 2091 | 13302
2052 | 977 | 1164 | 2091 | 191 | 1470 | 1656 | 1961 | 264 | 295 | 1179 | 2105 | 13353
2053 | 978 | 1165 | 2091 | 192 | 1471 | 1660 | 1977 | 266 | 297 | 1186 | 2117 | 13400
Note: Historical values reflect information from New York State's "Solar Electric Programs Reported by NYSERDA" database, and from
Standardized Interconnection Requiriements (SIR) Inventory Information submitted by Transmission Owners.
Note: Nameplate values reflect aggregate MW DC rating of installed panels.

## I-9b
Table I-9b: Solar PV Annual Energy Reductions, Behind-the-Meter
Reflects Total Cumulative Impacts
Reductions in Annual Energy by Zone - GWh
Year | A | B | C | D | E | F | G | H | I | J | K | NYCA
2023 | 303 | 500 | 751 | 57 | 534 | 681 | 714 | 106 | 127 | 504 | 1052 | 5329
2024 | 453 | 637 | 1057 | 86 | 726 | 874 | 816 | 118 | 134 | 537 | 1091 | 6529
2025 | 661 | 749 | 1347 | 128 | 943 | 1060 | 891 | 127 | 146 | 556 | 1111 | 7719
2026 | 825 | 830 | 1582 | 150 | 1128 | 1209 | 991 | 142 | 164 | 613 | 1200 | 8834
2027 | 887 | 946 | 1758 | 166 | 1251 | 1318 | 1125 | 159 | 184 | 694 | 1339 | 9827
2028 | 935 | 1044 | 1905 | 178 | 1351 | 1407 | 1239 | 173 | 201 | 762 | 1459 | 10654
2029 | 975 | 1123 | 2025 | 190 | 1435 | 1484 | 1332 | 182 | 216 | 817 | 1558 | 11337
2030 | 1009 | 1186 | 2118 | 196 | 1502 | 1543 | 1406 | 192 | 226 | 863 | 1638 | 11879
2031 | 1036 | 1236 | 2195 | 204 | 1553 | 1592 | 1470 | 200 | 236 | 901 | 1702 | 12325
2032 | 1060 | 1280 | 2262 | 207 | 1599 | 1635 | 1532 | 206 | 244 | 937 | 1765 | 12727
2033 | 1080 | 1319 | 2320 | 213 | 1640 | 1677 | 1592 | 214 | 254 | 971 | 1826 | 13106
2034 | 1100 | 1352 | 2371 | 220 | 1674 | 1715 | 1655 | 223 | 261 | 1004 | 1883 | 13458
2035 | 1115 | 1378 | 2416 | 223 | 1705 | 1751 | 1714 | 228 | 269 | 1037 | 1939 | 13775
2036 | 1130 | 1401 | 2454 | 227 | 1731 | 1784 | 1774 | 235 | 274 | 1066 | 1992 | 14068
2037 | 1143 | 1419 | 2487 | 230 | 1753 | 1813 | 1830 | 241 | 283 | 1094 | 2043 | 14336
2038 | 1155 | 1435 | 2516 | 232 | 1771 | 1842 | 1885 | 246 | 290 | 1120 | 2090 | 14582
2039 | 1165 | 1448 | 2541 | 236 | 1785 | 1869 | 1937 | 255 | 295 | 1147 | 2138 | 14816
2040 | 1175 | 1459 | 2563 | 237 | 1801 | 1892 | 1989 | 259 | 300 | 1168 | 2180 | 15023
2041 | 1184 | 1467 | 2581 | 239 | 1810 | 1916 | 2037 | 264 | 307 | 1193 | 2220 | 15218
2042 | 1190 | 1474 | 2595 | 242 | 1821 | 1938 | 2083 | 270 | 311 | 1215 | 2260 | 15399
2043 | 1197 | 1481 | 2607 | 246 | 1825 | 1957 | 2126 | 273 | 317 | 1235 | 2296 | 15560
2044 | 1201 | 1485 | 2619 | 246 | 1831 | 1972 | 2169 | 281 | 320 | 1254 | 2329 | 15707
2045 | 1205 | 1488 | 2627 | 247 | 1838 | 1989 | 2207 | 283 | 324 | 1271 | 2362 | 15841
2046 | 1210 | 1492 | 2635 | 249 | 1842 | 2003 | 2246 | 287 | 329 | 1288 | 2393 | 15974
2047 | 1212 | 1496 | 2639 | 252 | 1847 | 2017 | 2280 | 290 | 332 | 1303 | 2421 | 16089
2048 | 1216 | 1500 | 2647 | 253 | 1849 | 2028 | 2312 | 297 | 335 | 1319 | 2445 | 16201
2049 | 1219 | 1503 | 2651 | 253 | 1853 | 2039 | 2342 | 298 | 338 | 1329 | 2465 | 16290
2050 | 1221 | 1505 | 2657 | 255 | 1856 | 2048 | 2369 | 301 | 341 | 1343 | 2488 | 16384
2051 | 1226 | 1509 | 2664 | 255 | 1860 | 2059 | 2394 | 305 | 344 | 1353 | 2508 | 16477
2052 | 1228 | 1513 | 2665 | 255 | 1861 | 2067 | 2418 | 306 | 347 | 1362 | 2525 | 16547
2053 | 1228 | 1514 | 2673 | 256 | 1865 | 2074 | 2440 | 309 | 348 | 1372 | 2541 | 16620

## I-9c
Table I-9c: Solar PV Peak Reductions, Behind-the-Meter
Reflects Total Cumulative Impacts
Reductions in Summer Coincident Peak Demand by Zone - MW AC
Year | A | B | C | D | E | F | G | H | I | J | K | NYCA
2023 | 118 | 130 | 186 | 14 | 127 | 134 | 114 | 20 | 22 | 86 | 162 | 1113
2024 | 122 | 134 | 191 | 14 | 130 | 135 | 115 | 20 | 22 | 87 | 163 | 1133
2025 | 129 | 140 | 200 | 15 | 136 | 136 | 117 | 20 | 23 | 88 | 161 | 1165
2026 | 136 | 145 | 208 | 15 | 141 | 137 | 117 | 20 | 23 | 89 | 159 | 1190
2027 | 142 | 149 | 214 | 16 | 144 | 134 | 116 | 20 | 23 | 89 | 155 | 1202
2028 | 146 | 152 | 217 | 16 | 146 | 130 | 114 | 19 | 22 | 88 | 151 | 1201
2029 | 145 | 152 | 216 | 16 | 145 | 125 | 112 | 19 | 22 | 86 | 147 | 1185
2030 | 141 | 151 | 212 | 15 | 142 | 120 | 110 | 19 | 22 | 85 | 143 | 1160
2031 | 135 | 148 | 205 | 15 | 137 | 116 | 109 | 18 | 21 | 84 | 139 | 1127
2032 | 129 | 143 | 198 | 14 | 132 | 112 | 106 | 18 | 21 | 82 | 135 | 1090
2033 | 123 | 138 | 189 | 14 | 126 | 107 | 103 | 17 | 20 | 79 | 131 | 1047
2034 | 116 | 132 | 180 | 13 | 120 | 101 | 100 | 17 | 19 | 76 | 125 | 999
2035 | 109 | 125 | 170 | 12 | 113 | 96 | 96 | 16 | 18 | 73 | 119 | 947
2036 | 102 | 117 | 161 | 12 | 107 | 90 | 91 | 15 | 17 | 68 | 112 | 892
2037 | 96 | 109 | 153 | 11 | 102 | 84 | 85 | 14 | 16 | 64 | 103 | 837
2038 | 90 | 102 | 146 | 11 | 97 | 77 | 79 | 13 | 15 | 59 | 94 | 783
2039 | 83 | 94 | 139 | 10 | 91 | 71 | 72 | 12 | 13 | 53 | 85 | 723
2040 | 77 | 86 | 131 | 9 | 85 | 65 | 66 | 11 | 12 | 48 | 75 | 665
2041 | 71 | 78 | 122 | 9 | 80 | 59 | 60 | 10 | 11 | 43 | 67 | 610
2042 | 65 | 71 | 114 | 8 | 74 | 53 | 54 | 9 | 10 | 39 | 59 | 556
2043 | 59 | 64 | 105 | 8 | 68 | 48 | 49 | 8 | 9 | 35 | 53 | 506
2044 | 54 | 58 | 96 | 7 | 62 | 44 | 45 | 7 | 8 | 31 | 47 | 459
2045 | 49 | 53 | 87 | 6 | 56 | 40 | 41 | 7 | 7 | 29 | 43 | 418
2046 | 44 | 48 | 79 | 6 | 51 | 36 | 38 | 6 | 7 | 26 | 39 | 380
2047 | 41 | 44 | 73 | 5 | 47 | 33 | 35 | 6 | 6 | 25 | 37 | 352
2048 | 38 | 41 | 68 | 5 | 43 | 31 | 33 | 5 | 6 | 23 | 35 | 328
2049 | 36 | 39 | 64 | 5 | 41 | 30 | 32 | 5 | 6 | 22 | 33 | 313
2050 | 35 | 38 | 62 | 5 | 40 | 29 | 32 | 5 | 6 | 22 | 32 | 306
2051 | 35 | 37 | 61 | 5 | 40 | 29 | 31 | 5 | 6 | 21 | 32 | 302
2052 | 34 | 37 | 61 | 4 | 39 | 28 | 31 | 5 | 5 | 21 | 32 | 297
2053 | 33 | 37 | 61 | 4 | 38 | 27 | 31 | 5 | 5 | 21 | 32 | 294
Note: The actual impact of solar PV varies considerably by hour of day. The hour of the NYCA coincident peak varies annually. Currently, the NYCA summer peak typically occurs in late afternoon. The NYCA summer peak will likely shift into the evening as additional BTM PV is added to the system, and as electric vehicle charging impacts increase during the evening hours.
Note: The winter coincident peak behind-the-meter solar PV impact is zero because the system typically peaks after sunset.

## I-9d
Table I-9d: Maximum Solar PV Generation, Behind-the-Meter
Reflects Total Cumulative Impacts
Maximum Hourly NYCA BTM Solar PV Generation - MW AC
Year | A | B | C | D | E | F | G | H | I | J | K | NYCA
2023 | 192 | 287 | 483 | 42 | 318 | 396 | 447 | 63 | 85 | 315 | 630 | 3258
2024 | 278 | 348 | 651 | 59 | 419 | 500 | 507 | 73 | 91 | 337 | 652 | 3915
2025 | 398 | 413 | 810 | 88 | 532 | 596 | 549 | 78 | 97 | 347 | 661 | 4569
2026 | 509 | 446 | 941 | 103 | 637 | 677 | 599 | 86 | 109 | 376 | 703 | 5186
2027 | 542 | 505 | 1032 | 113 | 700 | 732 | 680 | 96 | 122 | 427 | 788 | 5737
2028 | 570 | 556 | 1110 | 120 | 754 | 778 | 748 | 104 | 134 | 471 | 860 | 6205
2029 | 593 | 597 | 1174 | 126 | 798 | 816 | 804 | 111 | 143 | 507 | 918 | 6587
2030 | 611 | 629 | 1224 | 131 | 833 | 846 | 848 | 117 | 150 | 535 | 965 | 6889
2031 | 625 | 655 | 1264 | 135 | 860 | 870 | 885 | 121 | 156 | 559 | 1003 | 7133
2032 | 638 | 677 | 1299 | 139 | 884 | 893 | 922 | 125 | 162 | 581 | 1040 | 7360
2033 | 649 | 696 | 1328 | 142 | 904 | 913 | 958 | 130 | 168 | 602 | 1076 | 7566
2034 | 659 | 712 | 1354 | 145 | 922 | 932 | 993 | 134 | 173 | 623 | 1110 | 7757
2035 | 668 | 725 | 1375 | 147 | 936 | 949 | 1027 | 138 | 178 | 642 | 1142 | 7927
2036 | 675 | 736 | 1393 | 149 | 949 | 965 | 1061 | 142 | 183 | 661 | 1173 | 8087
2037 | 682 | 745 | 1408 | 151 | 959 | 979 | 1093 | 146 | 187 | 678 | 1203 | 8231
2038 | 687 | 752 | 1421 | 152 | 967 | 993 | 1125 | 150 | 191 | 695 | 1231 | 8364
2039 | 692 | 758 | 1431 | 154 | 974 | 1005 | 1155 | 153 | 195 | 711 | 1257 | 8485
2040 | 696 | 762 | 1440 | 155 | 980 | 1016 | 1184 | 157 | 199 | 726 | 1282 | 8597
2041 | 700 | 766 | 1447 | 156 | 984 | 1026 | 1212 | 160 | 203 | 740 | 1306 | 8700
2042 | 703 | 768 | 1452 | 158 | 988 | 1036 | 1238 | 163 | 206 | 753 | 1329 | 8794
2043 | 706 | 770 | 1456 | 159 | 990 | 1044 | 1264 | 166 | 209 | 765 | 1350 | 8879
2044 | 708 | 771 | 1459 | 160 | 992 | 1052 | 1288 | 169 | 212 | 777 | 1370 | 8958
2045 | 710 | 773 | 1461 | 160 | 993 | 1059 | 1310 | 171 | 215 | 788 | 1389 | 9029
2046 | 711 | 774 | 1462 | 161 | 994 | 1065 | 1331 | 174 | 217 | 798 | 1406 | 9093
2047 | 712 | 775 | 1463 | 162 | 996 | 1071 | 1351 | 176 | 220 | 807 | 1422 | 9155
2048 | 713 | 776 | 1464 | 162 | 997 | 1076 | 1369 | 178 | 222 | 816 | 1436 | 9209
2049 | 714 | 777 | 1465 | 163 | 997 | 1081 | 1386 | 180 | 224 | 824 | 1449 | 9260
2050 | 715 | 777 | 1466 | 163 | 998 | 1085 | 1401 | 182 | 225 | 831 | 1462 | 9305
2051 | 716 | 778 | 1467 | 164 | 999 | 1089 | 1415 | 184 | 227 | 837 | 1473 | 9349
2052 | 716 | 779 | 1467 | 164 | 999 | 1092 | 1428 | 185 | 228 | 843 | 1483 | 9384
2053 | 717 | 779 | 1468 | 165 | 1000 | 1095 | 1441 | 187 | 230 | 849 | 1493 | 9424
Note: These values represent the hour with maximum BTM solar generation across the NYCA.

## I-10a
Table I-10a: Non-Solar Distributed Generation Nameplate Capacity, Behind-the-Meter
Reflects Total Cumulative Namplate Capacity
Namplate Capacity by Zone - MW
Year | A | B | C | D | E | F | G | H | I | J | K | NYCA
2013 | 16 | 3 | 36 | 1 | 5 | 9 | 4 | 1 | 4 | 72 | 6 | 157
2014 | 16 | 3 | 42 | 1 | 8 | 11 | 4 | 1 | 5 | 73 | 7 | 171
2015 | 17 | 4 | 43 | 1 | 9 | 12 | 4 | 1 | 5 | 75 | 8 | 179
2016 | 17 | 4 | 45 | 1 | 11 | 14 | 5 | 2 | 6 | 79 | 12 | 196
2017 | 17 | 4 | 46 | 1 | 12 | 23 | 7 | 2 | 6 | 84 | 13 | 215
2018 | 17 | 5 | 48 | 1 | 13 | 32 | 7 | 2 | 6 | 102 | 15 | 248
2019 | 17 | 7 | 48 | 1 | 13 | 33 | 7 | 2 | 6 | 131 | 18 | 283
2020 | 17 | 7 | 49 | 2 | 13 | 34 | 7 | 2 | 10 | 148 | 31 | 320
2021 | 17 | 8 | 49 | 2 | 17 | 36 | 8 | 2 | 10 | 159 | 42 | 350
2022 | 17 | 8 | 49 | 2 | 27 | 36 | 8 | 2 | 10 | 172 | 42 | 373
2023 | 19 | 8 | 53 | 7 | 50 | 42 | 9 | 2 | 10 | 178 | 43 | 421
2024 | 20 | 8 | 56 | 8 | 59 | 44 | 10 | 2 | 11 | 185 | 51 | 454
2025 | 21 | 9 | 59 | 8 | 59 | 45 | 10 | 2 | 11 | 191 | 51 | 466
2026 | 22 | 9 | 61 | 8 | 60 | 46 | 10 | 2 | 12 | 197 | 52 | 479
2027 | 23 | 9 | 64 | 9 | 60 | 47 | 11 | 2 | 12 | 203 | 52 | 492
2028 | 23 | 10 | 66 | 9 | 61 | 48 | 11 | 2 | 13 | 208 | 53 | 504
2029 | 24 | 10 | 68 | 9 | 61 | 49 | 11 | 2 | 13 | 214 | 53 | 514
2030 | 24 | 10 | 69 | 9 | 62 | 49 | 12 | 2 | 13 | 219 | 53 | 522
2031 | 25 | 11 | 71 | 9 | 62 | 50 | 12 | 2 | 14 | 224 | 54 | 534
2032 | 25 | 11 | 72 | 9 | 63 | 51 | 12 | 2 | 14 | 229 | 54 | 542
2033 | 26 | 11 | 73 | 9 | 63 | 52 | 13 | 3 | 14 | 234 | 54 | 552
2034 | 26 | 11 | 75 | 9 | 63 | 52 | 13 | 3 | 15 | 238 | 55 | 560
2035 | 26 | 12 | 75 | 9 | 64 | 53 | 13 | 3 | 15 | 243 | 55 | 568
2036 | 26 | 12 | 76 | 9 | 64 | 54 | 13 | 3 | 15 | 247 | 55 | 574
2037 | 26 | 12 | 77 | 9 | 64 | 54 | 14 | 3 | 16 | 251 | 55 | 581
2038 | 27 | 12 | 78 | 9 | 65 | 55 | 14 | 3 | 16 | 255 | 56 | 590
2039 | 27 | 12 | 78 | 10 | 65 | 55 | 14 | 3 | 16 | 259 | 56 | 595
2040 | 27 | 13 | 79 | 10 | 65 | 56 | 14 | 3 | 17 | 263 | 56 | 603
2041 | 27 | 13 | 80 | 10 | 66 | 56 | 15 | 3 | 17 | 267 | 56 | 610
2042 | 27 | 13 | 80 | 10 | 66 | 57 | 15 | 3 | 17 | 271 | 57 | 616
2043 | 27 | 13 | 80 | 10 | 66 | 58 | 15 | 3 | 17 | 274 | 57 | 620
2044 | 27 | 13 | 81 | 10 | 67 | 58 | 15 | 3 | 18 | 278 | 57 | 627
2045 | 27 | 14 | 81 | 10 | 67 | 59 | 16 | 3 | 18 | 281 | 57 | 633
2046 | 27 | 14 | 81 | 10 | 67 | 59 | 16 | 3 | 18 | 284 | 58 | 637
2047 | 27 | 14 | 82 | 10 | 67 | 59 | 16 | 3 | 18 | 287 | 58 | 641
2048 | 27 | 14 | 82 | 10 | 68 | 60 | 16 | 4 | 19 | 290 | 58 | 648
2049 | 27 | 14 | 82 | 10 | 68 | 60 | 16 | 4 | 19 | 293 | 58 | 651
2050 | 27 | 14 | 82 | 10 | 68 | 61 | 16 | 4 | 19 | 296 | 58 | 655
2051 | 27 | 15 | 82 | 10 | 68 | 61 | 17 | 4 | 19 | 299 | 59 | 661
2052 | 27 | 15 | 83 | 10 | 69 | 62 | 17 | 4 | 19 | 302 | 59 | 667
2053 | 27 | 15 | 83 | 10 | 69 | 62 | 17 | 4 | 20 | 304 | 59 | 670
Note: Historical values reflect information from NYSERDA's "DER Integrated Data System" and from Transmission Owners.
Note: Resources include combined heat and power, anaerobic digesters, fuel cell facilities, small wind resources, and others.

## I-10b
Table I-10b: Non-Solar Distributed Generation Annual Energy Reductions, Behind-the-Meter
Reflects Total Cumulative Impacts
Reductions in Annual Energy by Zone - GWh
Year | A | B | C | D | E | F | G | H | I | J | K | NYCA
2023 | 110 | 46 | 306 | 40 | 289 | 243 | 52 | 12 | 58 | 655 | 158 | 1969
2024 | 116 | 46 | 324 | 46 | 341 | 254 | 58 | 12 | 64 | 681 | 188 | 2130
2025 | 121 | 52 | 341 | 46 | 341 | 260 | 58 | 12 | 64 | 703 | 188 | 2186
2026 | 127 | 52 | 353 | 46 | 347 | 266 | 58 | 12 | 69 | 725 | 191 | 2246
2027 | 133 | 52 | 370 | 52 | 347 | 272 | 64 | 12 | 69 | 747 | 191 | 2309
2028 | 133 | 58 | 382 | 52 | 353 | 278 | 64 | 12 | 75 | 765 | 195 | 2367
2029 | 139 | 58 | 393 | 52 | 353 | 283 | 64 | 12 | 75 | 787 | 195 | 2411
2030 | 139 | 58 | 399 | 52 | 358 | 283 | 69 | 12 | 75 | 806 | 195 | 2446
2031 | 145 | 64 | 410 | 52 | 358 | 289 | 69 | 12 | 81 | 824 | 199 | 2503
2032 | 145 | 64 | 416 | 52 | 364 | 295 | 69 | 12 | 81 | 843 | 199 | 2540
2033 | 150 | 64 | 422 | 52 | 364 | 301 | 75 | 17 | 81 | 861 | 199 | 2586
2034 | 150 | 64 | 434 | 52 | 364 | 301 | 75 | 17 | 87 | 876 | 202 | 2622
2035 | 150 | 69 | 434 | 52 | 370 | 306 | 75 | 17 | 87 | 894 | 202 | 2656
2036 | 150 | 69 | 439 | 52 | 370 | 312 | 75 | 17 | 87 | 909 | 202 | 2682
2037 | 150 | 69 | 445 | 52 | 370 | 312 | 81 | 17 | 93 | 923 | 202 | 2714
2038 | 156 | 69 | 451 | 52 | 376 | 318 | 81 | 17 | 93 | 938 | 206 | 2757
2039 | 156 | 69 | 451 | 58 | 376 | 318 | 81 | 17 | 93 | 953 | 206 | 2778
2040 | 156 | 75 | 457 | 58 | 376 | 324 | 81 | 17 | 98 | 968 | 206 | 2816
2041 | 156 | 75 | 463 | 58 | 382 | 324 | 87 | 17 | 98 | 982 | 206 | 2848
2042 | 156 | 75 | 463 | 58 | 382 | 330 | 87 | 17 | 98 | 997 | 210 | 2873
2043 | 156 | 75 | 463 | 58 | 382 | 335 | 87 | 17 | 98 | 1008 | 210 | 2889
2044 | 156 | 75 | 468 | 58 | 387 | 335 | 87 | 17 | 104 | 1023 | 210 | 2920
2045 | 156 | 81 | 468 | 58 | 387 | 341 | 93 | 17 | 104 | 1034 | 210 | 2949
2046 | 156 | 81 | 468 | 58 | 387 | 341 | 93 | 17 | 104 | 1045 | 213 | 2963
2047 | 156 | 81 | 474 | 58 | 387 | 341 | 93 | 17 | 104 | 1056 | 213 | 2980
2048 | 156 | 81 | 474 | 58 | 393 | 347 | 93 | 23 | 110 | 1067 | 213 | 3015
2049 | 156 | 81 | 474 | 58 | 393 | 347 | 93 | 23 | 110 | 1078 | 213 | 3026
2050 | 156 | 81 | 474 | 58 | 393 | 353 | 93 | 23 | 110 | 1089 | 213 | 3043
2051 | 156 | 87 | 474 | 58 | 393 | 353 | 98 | 23 | 110 | 1100 | 217 | 3069
2052 | 156 | 87 | 480 | 58 | 399 | 358 | 98 | 23 | 110 | 1111 | 217 | 3097
2053 | 156 | 87 | 480 | 58 | 399 | 358 | 98 | 23 | 116 | 1118 | 217 | 3110

## I-10c
Table I-10c: Non-Solar Distributed Generation Peak Reductions, Behind-the-Meter
Reflects Total Cumulative Impacts
Reductions in Summer and Winter Coincident Peak Demand by Zone - MW
Year | A | B | C | D | E | F | G | H | I | J | K | NYCA
2023 | 17 | 7 | 46 | 6 | 44 | 37 | 8 | 2 | 9 | 134 | 32 | 342
2024 | 17 | 7 | 49 | 7 | 51 | 38 | 9 | 2 | 10 | 139 | 38 | 367
2025 | 18 | 8 | 51 | 7 | 51 | 39 | 9 | 2 | 10 | 143 | 38 | 376
2026 | 19 | 8 | 53 | 7 | 52 | 40 | 9 | 2 | 10 | 148 | 39 | 387
2027 | 20 | 8 | 56 | 8 | 52 | 41 | 10 | 2 | 10 | 152 | 39 | 398
2028 | 20 | 9 | 57 | 8 | 53 | 42 | 10 | 2 | 11 | 156 | 40 | 408
2029 | 21 | 9 | 59 | 8 | 53 | 43 | 10 | 2 | 11 | 161 | 40 | 417
2030 | 21 | 9 | 60 | 8 | 54 | 43 | 10 | 2 | 11 | 164 | 40 | 422
2031 | 22 | 10 | 62 | 8 | 54 | 44 | 10 | 2 | 12 | 168 | 41 | 433
2032 | 22 | 10 | 63 | 8 | 55 | 44 | 10 | 2 | 12 | 172 | 41 | 439
2033 | 23 | 10 | 64 | 8 | 55 | 45 | 11 | 3 | 12 | 176 | 41 | 448
2034 | 23 | 10 | 65 | 8 | 55 | 45 | 11 | 3 | 13 | 179 | 41 | 453
2035 | 23 | 10 | 65 | 8 | 56 | 46 | 11 | 3 | 13 | 182 | 41 | 458
2036 | 23 | 10 | 66 | 8 | 56 | 47 | 11 | 3 | 13 | 185 | 41 | 463
2037 | 23 | 10 | 67 | 8 | 56 | 47 | 12 | 3 | 14 | 188 | 41 | 469
2038 | 23 | 10 | 68 | 8 | 57 | 48 | 12 | 3 | 14 | 191 | 42 | 476
2039 | 23 | 10 | 68 | 9 | 57 | 48 | 12 | 3 | 14 | 194 | 42 | 480
2040 | 23 | 11 | 69 | 9 | 57 | 49 | 12 | 3 | 15 | 197 | 42 | 487
2041 | 23 | 11 | 70 | 9 | 57 | 49 | 13 | 3 | 15 | 200 | 42 | 492
2042 | 23 | 11 | 70 | 9 | 57 | 50 | 13 | 3 | 15 | 203 | 43 | 497
2043 | 23 | 11 | 70 | 9 | 57 | 50 | 13 | 3 | 15 | 206 | 43 | 500
2044 | 23 | 11 | 70 | 9 | 58 | 50 | 13 | 3 | 16 | 209 | 43 | 505
2045 | 23 | 12 | 70 | 9 | 58 | 51 | 14 | 3 | 16 | 211 | 43 | 510
2046 | 23 | 12 | 70 | 9 | 58 | 51 | 14 | 3 | 16 | 213 | 44 | 513
2047 | 23 | 12 | 71 | 9 | 58 | 51 | 14 | 3 | 16 | 215 | 44 | 516
2048 | 23 | 12 | 71 | 9 | 59 | 52 | 14 | 3 | 17 | 218 | 44 | 522
2049 | 23 | 12 | 71 | 9 | 59 | 52 | 14 | 3 | 17 | 220 | 44 | 524
2050 | 23 | 12 | 71 | 9 | 59 | 53 | 14 | 3 | 17 | 222 | 44 | 527
2051 | 23 | 13 | 71 | 9 | 59 | 53 | 15 | 3 | 17 | 224 | 44 | 531
2052 | 23 | 13 | 72 | 9 | 60 | 54 | 15 | 3 | 17 | 227 | 44 | 537
2053 | 23 | 13 | 72 | 9 | 60 | 54 | 15 | 3 | 17 | 228 | 44 | 538
Note: Peak reductions reflect estimated summer reductions for the year listed, along with reductions for the following winter.
For example, the values listed for 2023 reflect reductions to the 2023 summer peak and the 2023-24 winter peak.

## I-11a
Table I-11a: Electric Vehicle Stock Forecast
Reflects Total NYCA Stock
Number of Electric Vehicles by Type - NYCA
Year | LDV (1) | MHDV (2) | Buses (3) | Total Stock
2023 | 181400 | 1000 | 1200 | 183600
2024 | 268300 | 2300 | 2600 | 273200
2025 | 387600 | 4300 | 4800 | 396700
2026 | 541500 | 7200 | 8200 | 556900
2027 | 734300 | 10800 | 13300 | 758400
2028 | 963000 | 15300 | 18500 | 996800
2029 | 1230500 | 20700 | 23800 | 1275000
2030 | 1540200 | 27000 | 28800 | 1596000
2031 | 1888700 | 34100 | 33600 | 1956400
2032 | 2280000 | 42100 | 37800 | 2359900
2033 | 2716400 | 51000 | 41600 | 2809000
2034 | 3200400 | 60800 | 44800 | 3306000
2035 | 3732100 | 71300 | 47300 | 3850700
2036 | 4253400 | 82600 | 49200 | 4385200
2037 | 4756900 | 94400 | 50400 | 4901700
2038 | 5235700 | 106900 | 51200 | 5393800
2039 | 5684800 | 119800 | 51600 | 5856200
2040 | 6099500 | 133100 | 51800 | 6284400
2041 | 6476100 | 146600 | 52000 | 6674700
2042 | 6812200 | 160300 | 52200 | 7024700
2043 | 7107500 | 174200 | 52300 | 7334000
2044 | 7361200 | 188200 | 52500 | 7601900
2045 | 7573000 | 202200 | 52700 | 7827900
2046 | 7742900 | 215200 | 52800 | 8010900
2047 | 7872200 | 227100 | 52900 | 8152200
2048 | 7961500 | 237900 | 53000 | 8252400
2049 | 8012600 | 247400 | 53000 | 8313000
2050 | 8027800 | 255600 | 52900 | 8336300
2051 | 8012100 | 261800 | 52800 | 8326700
2052 | 7973200 | 266600 | 52700 | 8292500
2053 | 7919400 | 270100 | 52400 | 8241900
(1) - Light Duty Vehicles, at most 8,500 lb.
(2) - Medium and Heavy Duty Vehicles, greater than 8,500 lb.
(3) - Includes school and transit buses.
Note: For reference, according to the New York State Department of Motor Vehicles, there are approximately
9.8 million LDVs, 515,000 MHDVs, and 60,000 buses currently registered in the state.

## I-11b
Table I-11b: Electric Vehicle Annual Energy Usage
Reflects Total Cumulative Impacts
Total Annual Energy Usage by Zone - GWh
Year | A | B | C | D | E | F | G | H | I | J | K | NYCA
2023 | 54 | 49 | 57 | 4 | 29 | 67 | 76 | 25 | 43 | 158 | 175 | 737
2024 | 88 | 76 | 94 | 8 | 52 | 106 | 119 | 36 | 63 | 209 | 261 | 1112
2025 | 140 | 113 | 148 | 13 | 86 | 161 | 179 | 49 | 88 | 280 | 373 | 1630
2026 | 214 | 164 | 223 | 20 | 136 | 236 | 261 | 67 | 120 | 378 | 520 | 2339
2027 | 314 | 232 | 325 | 30 | 204 | 338 | 373 | 89 | 162 | 509 | 715 | 3291
2028 | 438 | 314 | 451 | 42 | 288 | 463 | 510 | 115 | 213 | 670 | 950 | 4454
2029 | 588 | 413 | 602 | 57 | 390 | 612 | 675 | 145 | 272 | 860 | 1227 | 5841
2030 | 764 | 527 | 779 | 74 | 511 | 788 | 869 | 180 | 340 | 1083 | 1548 | 7463
2031 | 964 | 656 | 979 | 94 | 647 | 987 | 1088 | 219 | 416 | 1334 | 1906 | 9290
2032 | 1189 | 800 | 1205 | 117 | 802 | 1211 | 1337 | 262 | 500 | 1615 | 2306 | 11344
2033 | 1442 | 961 | 1457 | 142 | 976 | 1463 | 1616 | 310 | 593 | 1929 | 2750 | 13639
2034 | 1724 | 1139 | 1738 | 170 | 1169 | 1743 | 1927 | 362 | 695 | 2278 | 3241 | 16186
2035 | 2034 | 1335 | 2048 | 201 | 1383 | 2054 | 2272 | 418 | 807 | 2662 | 3778 | 18992
2036 | 2346 | 1531 | 2358 | 233 | 1597 | 2366 | 2620 | 475 | 919 | 3048 | 4315 | 21808
2037 | 2655 | 1725 | 2666 | 264 | 1810 | 2678 | 2966 | 531 | 1030 | 3432 | 4845 | 24602
2038 | 2957 | 1914 | 2968 | 294 | 2018 | 2985 | 3308 | 585 | 1137 | 3809 | 5363 | 27338
2039 | 3250 | 2097 | 3260 | 323 | 2220 | 3285 | 3640 | 636 | 1241 | 4176 | 5862 | 29990
2040 | 3531 | 2272 | 3541 | 352 | 2415 | 3574 | 3961 | 685 | 1340 | 4530 | 6338 | 32539
2041 | 3797 | 2437 | 3807 | 378 | 2599 | 3851 | 4267 | 731 | 1434 | 4867 | 6787 | 34955
2042 | 4047 | 2591 | 4056 | 403 | 2771 | 4112 | 4556 | 774 | 1521 | 5185 | 7207 | 37223
2043 | 4278 | 2734 | 4288 | 426 | 2931 | 4357 | 4827 | 814 | 1603 | 5483 | 7597 | 39338
2044 | 4489 | 2866 | 4500 | 447 | 3077 | 4585 | 5078 | 850 | 1678 | 5761 | 7957 | 41288
2045 | 4680 | 2985 | 4693 | 466 | 3209 | 4795 | 5308 | 883 | 1747 | 6015 | 8284 | 43065
2046 | 4846 | 3088 | 4861 | 482 | 3323 | 4982 | 5512 | 912 | 1808 | 6241 | 8572 | 44627
2047 | 4987 | 3176 | 5004 | 495 | 3420 | 5144 | 5691 | 937 | 1861 | 6437 | 8819 | 45971
2048 | 5102 | 3249 | 5121 | 506 | 3498 | 5282 | 5842 | 958 | 1905 | 6603 | 9024 | 47090
2049 | 5192 | 3307 | 5214 | 514 | 3559 | 5395 | 5966 | 975 | 1941 | 6739 | 9190 | 47992
2050 | 5258 | 3349 | 5282 | 520 | 3603 | 5485 | 6064 | 988 | 1969 | 6846 | 9315 | 48679
2051 | 5289 | 3371 | 5316 | 523 | 3623 | 5540 | 6126 | 995 | 1986 | 6911 | 9384 | 49064
2052 | 5295 | 3377 | 5324 | 522 | 3625 | 5571 | 6161 | 998 | 1994 | 6946 | 9411 | 49224
2053 | 5286 | 3374 | 5318 | 520 | 3617 | 5588 | 6182 | 999 | 1997 | 6963 | 9416 | 49260

## I-11c
Table I-11c: Electric Vehicle Summer Coincident Peak Demand
Reflects Total Cumulative Impacts
Total Increase in Summer Coincident Peak Demand by Zone - MW
Year | A | B | C | D | E | F | G | H | I | J | K | NYCA
2023 | 8 | 8 | 9 | 1 | 5 | 10 | 12 | 4 | 7 | 25 | 27 | 116
2024 | 14 | 12 | 15 | 1 | 8 | 17 | 19 | 6 | 10 | 33 | 41 | 176
2025 | 22 | 18 | 23 | 2 | 14 | 25 | 28 | 8 | 14 | 44 | 59 | 257
2026 | 33 | 25 | 35 | 3 | 21 | 37 | 41 | 10 | 19 | 59 | 81 | 364
2027 | 48 | 36 | 50 | 5 | 31 | 52 | 57 | 14 | 25 | 78 | 110 | 506
2028 | 67 | 48 | 69 | 6 | 44 | 70 | 78 | 17 | 32 | 102 | 145 | 678
2029 | 89 | 62 | 91 | 9 | 59 | 92 | 102 | 22 | 41 | 130 | 185 | 882
2030 | 114 | 79 | 116 | 11 | 76 | 117 | 129 | 27 | 51 | 161 | 231 | 1112
2031 | 142 | 97 | 144 | 14 | 95 | 145 | 160 | 32 | 61 | 197 | 281 | 1368
2032 | 173 | 117 | 176 | 17 | 117 | 177 | 195 | 38 | 73 | 235 | 336 | 1654
2033 | 208 | 139 | 210 | 20 | 141 | 211 | 233 | 45 | 85 | 278 | 397 | 1967
2034 | 246 | 162 | 248 | 24 | 167 | 249 | 275 | 52 | 99 | 325 | 462 | 2309
2035 | 287 | 188 | 289 | 28 | 195 | 289 | 320 | 59 | 114 | 375 | 532 | 2676
2036 | 327 | 213 | 328 | 32 | 222 | 330 | 365 | 66 | 128 | 425 | 601 | 3037
2037 | 365 | 237 | 367 | 36 | 249 | 369 | 408 | 73 | 142 | 472 | 667 | 3385
2038 | 402 | 260 | 404 | 40 | 275 | 406 | 450 | 80 | 155 | 518 | 730 | 3720
2039 | 437 | 282 | 438 | 43 | 299 | 442 | 489 | 86 | 167 | 562 | 788 | 4033
2040 | 469 | 302 | 471 | 47 | 321 | 475 | 526 | 91 | 178 | 602 | 842 | 4324
2041 | 499 | 320 | 500 | 50 | 341 | 506 | 560 | 96 | 188 | 639 | 891 | 4590
2042 | 525 | 336 | 526 | 52 | 360 | 534 | 591 | 100 | 197 | 673 | 935 | 4829
2043 | 549 | 351 | 550 | 55 | 376 | 559 | 619 | 104 | 206 | 703 | 974 | 5046
2044 | 569 | 363 | 570 | 57 | 390 | 581 | 644 | 108 | 213 | 730 | 1009 | 5234
2045 | 586 | 374 | 588 | 58 | 402 | 601 | 665 | 111 | 219 | 754 | 1038 | 5396
2046 | 607 | 387 | 609 | 60 | 416 | 624 | 691 | 114 | 227 | 782 | 1074 | 5591
2047 | 625 | 398 | 627 | 62 | 428 | 645 | 713 | 117 | 233 | 807 | 1105 | 5760
2048 | 639 | 407 | 642 | 63 | 438 | 662 | 732 | 120 | 239 | 827 | 1130 | 5899
2049 | 650 | 414 | 653 | 64 | 446 | 676 | 747 | 122 | 243 | 844 | 1151 | 6010
2050 | 658 | 419 | 661 | 65 | 451 | 687 | 759 | 124 | 247 | 857 | 1166 | 6094
2051 | 663 | 423 | 666 | 66 | 454 | 694 | 768 | 125 | 249 | 866 | 1176 | 6150
2052 | 665 | 424 | 668 | 66 | 455 | 699 | 773 | 125 | 250 | 872 | 1181 | 6178
2053 | 664 | 424 | 668 | 65 | 454 | 702 | 777 | 126 | 251 | 875 | 1183 | 6189
Note: The baseline electric vehicle peak forecast assumes an increasing share of managed charging over time.

## I-11d
Table I-11d: Electric Vehicle Winter Coincident Peak Demand
Reflects Total Cumulative Impacts
Total Increase in Winter Coincident Peak Demand by Zone - MW
Year | A | B | C | D | E | F | G | H | I | J | K | NYCA
2023-24 | 11 | 10 | 11 | 1 | 6 | 13 | 15 | 5 | 9 | 31 | 35 | 147
2024-25 | 18 | 15 | 19 | 2 | 10 | 21 | 24 | 7 | 13 | 42 | 52 | 223
2025-26 | 28 | 23 | 30 | 3 | 17 | 32 | 36 | 10 | 18 | 56 | 75 | 328
2026-27 | 42 | 32 | 44 | 4 | 27 | 47 | 52 | 13 | 24 | 75 | 103 | 463
2027-28 | 62 | 45 | 64 | 6 | 40 | 66 | 73 | 17 | 32 | 100 | 140 | 645
2028-29 | 85 | 61 | 88 | 8 | 56 | 90 | 99 | 22 | 41 | 130 | 185 | 865
2029-30 | 113 | 79 | 116 | 11 | 75 | 118 | 130 | 28 | 52 | 165 | 236 | 1123
2030-31 | 145 | 100 | 148 | 14 | 97 | 150 | 165 | 34 | 65 | 206 | 295 | 1419
2031-32 | 181 | 123 | 184 | 18 | 122 | 186 | 205 | 41 | 78 | 251 | 359 | 1748
2032-33 | 221 | 149 | 224 | 22 | 149 | 226 | 249 | 49 | 93 | 301 | 429 | 2112
2033-34 | 266 | 177 | 268 | 26 | 180 | 269 | 298 | 57 | 109 | 355 | 507 | 2512
2034-35 | 314 | 207 | 317 | 31 | 213 | 317 | 351 | 66 | 127 | 415 | 590 | 2948
2035-36 | 366 | 240 | 369 | 36 | 249 | 370 | 409 | 75 | 145 | 479 | 680 | 3418
2036-37 | 417 | 272 | 420 | 41 | 284 | 421 | 466 | 85 | 164 | 542 | 768 | 3880
2037-38 | 467 | 303 | 469 | 46 | 318 | 471 | 522 | 93 | 181 | 603 | 852 | 4325
2038-39 | 514 | 333 | 516 | 51 | 351 | 519 | 575 | 102 | 198 | 662 | 932 | 4753
2039-40 | 558 | 360 | 560 | 56 | 381 | 564 | 625 | 109 | 213 | 717 | 1007 | 5150
2040-41 | 599 | 386 | 601 | 60 | 410 | 607 | 672 | 116 | 227 | 769 | 1076 | 5523
2041-42 | 637 | 409 | 639 | 63 | 436 | 646 | 716 | 123 | 240 | 816 | 1139 | 5864
2042-43 | 671 | 430 | 672 | 67 | 459 | 682 | 755 | 128 | 252 | 860 | 1195 | 6171
2043-44 | 701 | 448 | 702 | 70 | 480 | 714 | 791 | 133 | 263 | 898 | 1245 | 6445
2044-45 | 727 | 464 | 729 | 72 | 498 | 743 | 822 | 138 | 272 | 933 | 1288 | 6686
2045-46 | 749 | 478 | 751 | 75 | 514 | 767 | 850 | 141 | 280 | 963 | 1326 | 6894
2046-47 | 776 | 494 | 778 | 77 | 532 | 797 | 882 | 146 | 289 | 999 | 1372 | 7142
2047-48 | 798 | 508 | 801 | 79 | 547 | 823 | 911 | 150 | 298 | 1030 | 1411 | 7356
2048-49 | 816 | 520 | 820 | 81 | 560 | 845 | 935 | 153 | 305 | 1057 | 1444 | 7536
2049-50 | 831 | 529 | 834 | 82 | 569 | 863 | 954 | 156 | 311 | 1078 | 1470 | 7677
2050-51 | 841 | 536 | 845 | 83 | 576 | 877 | 970 | 158 | 315 | 1095 | 1490 | 7786
2051-52 | 847 | 540 | 851 | 84 | 580 | 887 | 981 | 159 | 318 | 1107 | 1503 | 7857
2052-53 | 849 | 541 | 854 | 84 | 581 | 893 | 988 | 160 | 320 | 1114 | 1509 | 7893
2053-54 | 848 | 542 | 854 | 84 | 581 | 897 | 992 | 160 | 321 | 1118 | 1511 | 7908
Note: The baseline electric vehicle peak forecast assumes an increasing share of managed charging over time.

## I-12a
Table I-12a: Energy Storage Nameplate Capacity, Behind-the-Meter
Reflects Total Cumulative Nameplate Capacity of Behind-the-Meter Storage
Nameplate Capacity by Zone - MW
Year | A | B | C | D | E | F | G | H | I | J | K | NYCA
2023 | 13 | 8 | 72 | 0 | 43 | 36 | 74 | 8 | 10 | 22 | 34 | 320
2024 | 25 | 12 | 83 | 0 | 47 | 47 | 103 | 23 | 27 | 80 | 43 | 490
2025 | 37 | 15 | 96 | 0 | 53 | 59 | 128 | 33 | 39 | 130 | 53 | 643
2026 | 48 | 19 | 107 | 0 | 57 | 70 | 152 | 45 | 51 | 184 | 62 | 795
2027 | 58 | 22 | 119 | 0 | 62 | 81 | 174 | 57 | 65 | 259 | 72 | 969
2028 | 69 | 26 | 130 | 1 | 66 | 92 | 183 | 66 | 74 | 340 | 81 | 1128
2029 | 79 | 29 | 140 | 1 | 70 | 102 | 192 | 74 | 82 | 404 | 91 | 1264
2030 | 88 | 33 | 149 | 1 | 74 | 111 | 200 | 79 | 86 | 448 | 100 | 1369
2031 | 97 | 36 | 159 | 1 | 78 | 120 | 205 | 81 | 88 | 473 | 110 | 1448
2032 | 103 | 39 | 167 | 2 | 81 | 127 | 210 | 83 | 90 | 492 | 119 | 1513
2033 | 111 | 42 | 174 | 2 | 84 | 134 | 214 | 85 | 91 | 506 | 129 | 1572
2034 | 117 | 44 | 181 | 2 | 87 | 141 | 219 | 86 | 93 | 519 | 138 | 1627
2035 | 123 | 47 | 187 | 2 | 89 | 147 | 221 | 87 | 94 | 530 | 148 | 1675
2036 | 128 | 49 | 192 | 2 | 91 | 152 | 225 | 89 | 95 | 542 | 157 | 1722
2037 | 132 | 51 | 196 | 2 | 93 | 156 | 228 | 90 | 96 | 554 | 167 | 1765
2038 | 135 | 52 | 201 | 2 | 95 | 159 | 231 | 91 | 97 | 566 | 176 | 1805
2039 | 138 | 53 | 204 | 3 | 96 | 163 | 235 | 92 | 99 | 579 | 186 | 1848
2040 | 142 | 55 | 208 | 3 | 98 | 165 | 240 | 94 | 100 | 592 | 195 | 1892
2041 | 144 | 56 | 210 | 4 | 99 | 169 | 243 | 96 | 102 | 605 | 205 | 1933
2042 | 146 | 57 | 211 | 4 | 99 | 170 | 249 | 97 | 104 | 619 | 214 | 1970
2043 | 148 | 58 | 214 | 5 | 100 | 172 | 254 | 98 | 105 | 632 | 224 | 2010
2044 | 150 | 58 | 216 | 5 | 101 | 174 | 258 | 100 | 107 | 645 | 233 | 2047
2045 | 151 | 59 | 218 | 5 | 102 | 176 | 261 | 102 | 108 | 656 | 243 | 2081
2046 | 153 | 60 | 219 | 5 | 103 | 177 | 266 | 103 | 110 | 668 | 252 | 2116
2047 | 154 | 60 | 221 | 5 | 103 | 179 | 269 | 105 | 111 | 678 | 261 | 2146
2048 | 155 | 61 | 222 | 5 | 104 | 179 | 273 | 106 | 113 | 688 | 271 | 2177
2049 | 157 | 61 | 224 | 5 | 104 | 181 | 276 | 107 | 114 | 696 | 280 | 2205
2050 | 157 | 62 | 225 | 6 | 105 | 182 | 280 | 108 | 115 | 704 | 290 | 2234
2051 | 159 | 62 | 226 | 6 | 106 | 183 | 283 | 109 | 116 | 711 | 299 | 2260
2052 | 159 | 63 | 226 | 6 | 107 | 184 | 286 | 110 | 118 | 717 | 309 | 2285
2053 | 161 | 63 | 228 | 6 | 107 | 185 | 289 | 111 | 119 | 723 | 318 | 2310
Note: The storage capacity forecast includes only behind-the-meter resources, which reflect only a portion of the State’s energy storage targets.
These targets are expected to be met largely through interconnecting wholesale energy storage projects.
Pumped Storage is not included. See Table III-2 for current resources.

## I-12b
Table I-12b: Energy Storage Energy Impacts
Reflects Total Cumulative Impacts - Including Wholesale and Behind-the-Meter
Annual Net Electricity Consumption by Zone - GWh
Year | A | B | C | D | E | F | G | H | I | J | K | NYCA
2023 | 2 | 1 | 16 | 3 | 6 | 8 | 11 | 1 | 1 | 3 | 5 | 57
2024 | 7 | 2 | 21 | 3 | 8 | 11 | 48 | 12 | 6 | 21 | 20 | 159
2025 | 9 | 2 | 25 | 3 | 10 | 15 | 56 | 21 | 11 | 60 | 35 | 247
2026 | 34 | 3 | 29 | 3 | 12 | 18 | 64 | 32 | 15 | 77 | 87 | 374
2027 | 36 | 3 | 46 | 3 | 14 | 21 | 72 | 42 | 19 | 215 | 102 | 573
2028 | 38 | 4 | 53 | 3 | 16 | 26 | 81 | 59 | 25 | 244 | 129 | 678
2029 | 41 | 5 | 59 | 3 | 19 | 30 | 90 | 76 | 31 | 271 | 156 | 781
2030 | 44 | 5 | 66 | 4 | 22 | 35 | 99 | 92 | 36 | 295 | 183 | 881
2031 | 46 | 6 | 72 | 4 | 25 | 39 | 108 | 108 | 41 | 317 | 209 | 975
2032 | 48 | 6 | 78 | 4 | 27 | 43 | 117 | 124 | 46 | 337 | 236 | 1066
2033 | 50 | 7 | 85 | 4 | 30 | 47 | 126 | 140 | 50 | 357 | 263 | 1159
2034 | 52 | 7 | 91 | 4 | 33 | 51 | 134 | 156 | 55 | 376 | 290 | 1249
2035 | 54 | 8 | 97 | 4 | 35 | 55 | 143 | 172 | 60 | 396 | 317 | 1341
2036 | 56 | 8 | 102 | 5 | 38 | 59 | 151 | 188 | 65 | 415 | 343 | 1430
2037 | 58 | 9 | 108 | 5 | 40 | 63 | 160 | 204 | 69 | 435 | 370 | 1521
2038 | 60 | 9 | 114 | 5 | 43 | 66 | 168 | 220 | 74 | 454 | 397 | 1610
2039 | 61 | 9 | 120 | 5 | 45 | 70 | 177 | 236 | 79 | 473 | 424 | 1699
2040 | 63 | 10 | 125 | 5 | 47 | 73 | 186 | 252 | 83 | 493 | 450 | 1787
2041 | 65 | 10 | 131 | 6 | 50 | 77 | 194 | 268 | 88 | 513 | 477 | 1879
2042 | 66 | 11 | 136 | 6 | 52 | 80 | 203 | 284 | 93 | 532 | 504 | 1967
2043 | 67 | 11 | 141 | 6 | 54 | 84 | 212 | 300 | 98 | 552 | 531 | 2056
2044 | 69 | 11 | 147 | 6 | 57 | 87 | 220 | 316 | 102 | 571 | 558 | 2144
2045 | 70 | 11 | 152 | 6 | 59 | 90 | 229 | 332 | 107 | 591 | 584 | 2231
2046 | 72 | 12 | 158 | 6 | 61 | 93 | 238 | 348 | 112 | 610 | 611 | 2321
2047 | 73 | 12 | 163 | 7 | 64 | 97 | 246 | 364 | 117 | 629 | 638 | 2410
2048 | 74 | 12 | 168 | 7 | 66 | 100 | 255 | 380 | 121 | 648 | 665 | 2496
2049 | 76 | 12 | 174 | 7 | 68 | 103 | 263 | 396 | 126 | 667 | 691 | 2583
2050 | 77 | 12 | 179 | 7 | 70 | 106 | 272 | 412 | 131 | 686 | 718 | 2670
2051 | 78 | 13 | 184 | 7 | 73 | 110 | 280 | 428 | 135 | 705 | 745 | 2758
2052 | 80 | 13 | 189 | 7 | 75 | 113 | 289 | 444 | 140 | 723 | 772 | 2845
2053 | 81 | 13 | 195 | 8 | 77 | 116 | 297 | 459 | 145 | 742 | 799 | 2932
Note: Both wholesale and behind-the-meter storage contribute to sytem net energy consumption.
Note: Values listed reflect net energy consumption due to round trip efficiency or battery losses.

## I-12c
Table I-12c: Energy Storage Peak Reductions, Behind-the-Meter
Reflects Total Cumulative Impacts
Reductions in Summer and Winter Coincident Peak Demand by Zone - MW
Year | A | B | C | D | E | F | G | H | I | J | K | NYCA
2023 | 10 | 6 | 58 | 0 | 34 | 29 | 44 | 5 | 6 | 13 | 29 | 234
2024 | 20 | 10 | 66 | 0 | 38 | 38 | 62 | 16 | 16 | 48 | 37 | 351
2025 | 30 | 12 | 77 | 0 | 42 | 47 | 77 | 22 | 23 | 78 | 45 | 453
2026 | 38 | 15 | 86 | 0 | 46 | 56 | 91 | 30 | 31 | 111 | 53 | 557
2027 | 46 | 18 | 95 | 0 | 50 | 65 | 104 | 38 | 39 | 155 | 61 | 671
2028 | 55 | 21 | 104 | 1 | 53 | 74 | 110 | 45 | 44 | 204 | 69 | 780
2029 | 63 | 23 | 112 | 1 | 56 | 82 | 115 | 50 | 49 | 243 | 77 | 871
2030 | 70 | 26 | 119 | 1 | 59 | 89 | 120 | 53 | 52 | 269 | 85 | 943
2031 | 78 | 29 | 127 | 1 | 62 | 96 | 123 | 55 | 53 | 284 | 94 | 1002
2032 | 82 | 31 | 134 | 2 | 65 | 102 | 126 | 56 | 54 | 295 | 101 | 1048
2033 | 89 | 34 | 139 | 2 | 67 | 107 | 128 | 57 | 55 | 304 | 110 | 1092
2034 | 94 | 35 | 145 | 2 | 70 | 113 | 131 | 58 | 56 | 311 | 117 | 1132
2035 | 98 | 38 | 150 | 2 | 71 | 118 | 133 | 59 | 56 | 318 | 126 | 1169
2036 | 102 | 39 | 154 | 2 | 73 | 122 | 135 | 60 | 57 | 325 | 133 | 1202
2037 | 106 | 41 | 157 | 2 | 74 | 125 | 137 | 61 | 58 | 332 | 142 | 1235
2038 | 108 | 42 | 161 | 2 | 76 | 127 | 139 | 61 | 58 | 340 | 150 | 1264
2039 | 110 | 42 | 163 | 2 | 77 | 130 | 141 | 62 | 59 | 347 | 158 | 1291
2040 | 114 | 44 | 166 | 2 | 78 | 132 | 144 | 63 | 60 | 355 | 166 | 1324
2041 | 115 | 45 | 168 | 3 | 79 | 135 | 146 | 65 | 61 | 363 | 174 | 1354
2042 | 117 | 46 | 169 | 3 | 79 | 136 | 149 | 65 | 62 | 371 | 182 | 1379
2043 | 118 | 46 | 171 | 4 | 80 | 138 | 152 | 66 | 63 | 379 | 190 | 1407
2044 | 120 | 46 | 173 | 4 | 81 | 139 | 155 | 68 | 64 | 387 | 198 | 1435
2045 | 121 | 47 | 174 | 4 | 82 | 141 | 157 | 69 | 65 | 394 | 207 | 1461
2046 | 122 | 48 | 175 | 4 | 82 | 142 | 160 | 70 | 66 | 401 | 214 | 1484
2047 | 123 | 48 | 177 | 4 | 82 | 143 | 161 | 71 | 67 | 407 | 222 | 1505
2048 | 124 | 49 | 178 | 4 | 83 | 143 | 164 | 72 | 68 | 413 | 230 | 1528
2049 | 126 | 49 | 179 | 4 | 83 | 145 | 166 | 72 | 68 | 417 | 238 | 1547
2050 | 126 | 50 | 180 | 5 | 84 | 146 | 168 | 73 | 69 | 422 | 247 | 1570
2051 | 127 | 50 | 181 | 5 | 85 | 146 | 170 | 74 | 70 | 426 | 254 | 1588
2052 | 127 | 50 | 181 | 5 | 86 | 147 | 172 | 74 | 71 | 430 | 263 | 1606
2053 | 129 | 50 | 182 | 5 | 86 | 148 | 173 | 75 | 71 | 434 | 270 | 1623
Note: Peak Reductions due to behind-the-meter storage. Wholesale market storage is assumed to be dispatched as generation.
Note: Peak reductions reflect estimated summer reductions for the year listed, along with reductions for the following winter.
For example, the values listed for 2023 reflect reductions to the 2023 summer peak and the 2023-24 winter peak.

## I-13a
Table I-13a: Building Electrification Annual Energy Usage
Reflects Cumulative Future Impacts
Total Annual Energy Usage by Zone - GWh
Year | A | B | C | D | E | F | G | H | I | J | K | NYCA
2023 | 94 | 67 | 98 | 9 | 49 | 76 | 61 | 21 | 44 | 285 | 150 | 954
2024 | 147 | 91 | 161 | 15 | 78 | 115 | 95 | 37 | 72 | 426 | 237 | 1474
2025 | 224 | 136 | 249 | 22 | 120 | 174 | 146 | 59 | 112 | 647 | 364 | 2253
2026 | 319 | 192 | 356 | 30 | 172 | 247 | 208 | 84 | 161 | 924 | 519 | 3212
2027 | 441 | 266 | 490 | 42 | 236 | 343 | 289 | 117 | 223 | 1283 | 717 | 4447
2028 | 580 | 352 | 643 | 55 | 311 | 451 | 382 | 154 | 292 | 1693 | 943 | 5856
2029 | 748 | 459 | 824 | 70 | 399 | 583 | 492 | 196 | 374 | 2192 | 1214 | 7551
2030 | 938 | 581 | 1030 | 89 | 500 | 732 | 619 | 244 | 468 | 2761 | 1523 | 9485
2031 | 1152 | 720 | 1260 | 108 | 614 | 900 | 763 | 297 | 573 | 3402 | 1869 | 11658
2032 | 1402 | 885 | 1527 | 131 | 746 | 1098 | 931 | 359 | 694 | 4161 | 2275 | 14209
2033 | 1674 | 1067 | 1816 | 156 | 889 | 1314 | 1114 | 425 | 826 | 4989 | 2716 | 16986
2034 | 1964 | 1260 | 2124 | 182 | 1042 | 1545 | 1310 | 496 | 967 | 5874 | 3186 | 19950
2035 | 2270 | 1466 | 2447 | 209 | 1203 | 1788 | 1518 | 571 | 1115 | 6812 | 3683 | 23082
2036 | 2596 | 1687 | 2790 | 238 | 1374 | 2048 | 1740 | 638 | 1272 | 7818 | 4212 | 26413
2037 | 2918 | 1907 | 3128 | 268 | 1543 | 2305 | 1959 | 708 | 1427 | 8809 | 4734 | 29706
2038 | 3242 | 2129 | 3469 | 297 | 1713 | 2564 | 2181 | 783 | 1582 | 9814 | 5261 | 33035
2039 | 3559 | 2347 | 3799 | 325 | 1878 | 2817 | 2400 | 854 | 1735 | 10801 | 5777 | 36292
2040 | 3867 | 2559 | 4120 | 352 | 2039 | 3064 | 2613 | 915 | 1882 | 11764 | 6278 | 39453
2041 | 4143 | 2750 | 4407 | 377 | 2183 | 3285 | 2805 | 967 | 2015 | 12629 | 6728 | 42289
2042 | 4396 | 2923 | 4670 | 400 | 2316 | 3488 | 2982 | 1012 | 2137 | 13427 | 7142 | 44893
2043 | 4617 | 3075 | 4901 | 419 | 2431 | 3666 | 3138 | 1050 | 2244 | 14128 | 7507 | 47176
2044 | 4815 | 3209 | 5106 | 437 | 2535 | 3824 | 3280 | 1088 | 2341 | 14760 | 7834 | 49229
2045 | 4973 | 3317 | 5271 | 451 | 2617 | 3951 | 3394 | 1111 | 2419 | 15267 | 8097 | 50868
2046 | 5108 | 3408 | 5411 | 463 | 2688 | 4059 | 3494 | 1137 | 2485 | 15704 | 8323 | 52280
2047 | 5216 | 3480 | 5523 | 473 | 2744 | 4145 | 3575 | 1152 | 2540 | 16060 | 8507 | 53415
2048 | 5313 | 3544 | 5624 | 481 | 2795 | 4223 | 3650 | 1163 | 2590 | 16384 | 8673 | 54440
2049 | 5375 | 3586 | 5690 | 487 | 2827 | 4273 | 3701 | 1173 | 2622 | 16594 | 8782 | 55110
2050 | 5426 | 3618 | 5742 | 491 | 2854 | 4314 | 3743 | 1179 | 2648 | 16768 | 8871 | 55654
2051 | 5464 | 3642 | 5782 | 495 | 2874 | 4344 | 3778 | 1175 | 2670 | 16908 | 8942 | 56074
2052 | 5499 | 3663 | 5818 | 498 | 2892 | 4373 | 3811 | 1179 | 2691 | 17044 | 9011 | 56479
2053 | 5513 | 3672 | 5833 | 499 | 2899 | 4384 | 3830 | 1166 | 2701 | 17111 | 9044 | 56652
Note: Reflects end-use electrification of space heating, water heating, cooking, and other end-uses.

## I-13b
Table I-13b: Building Electrification Summer Coincident Peak Demand
Reflects Cumulative Future Impacts
Total Increase in Summer Coincident Peak Demand by Zone - MW
Year | A | B | C | D | E | F | G | H | I | J | K | NYCA
2023 | 6 | 5 | 5 | 1 | 3 | 5 | 4 | 1 | 3 | 31 | 9 | 73
2024 | 8 | 7 | 5 | 1 | 4 | 7 | 6 | 1 | 5 | 42 | 13 | 99
2025 | 10 | 9 | 9 | 1 | 5 | 9 | 8 | 2 | 6 | 57 | 17 | 133
2026 | 13 | 12 | 12 | 1 | 6 | 11 | 10 | 3 | 8 | 73 | 22 | 171
2027 | 17 | 15 | 15 | 2 | 8 | 15 | 13 | 3 | 10 | 93 | 28 | 219
2028 | 21 | 19 | 18 | 2 | 10 | 18 | 16 | 4 | 13 | 116 | 35 | 272
2029 | 25 | 23 | 24 | 2 | 12 | 22 | 19 | 5 | 16 | 140 | 42 | 330
2030 | 31 | 28 | 27 | 3 | 15 | 26 | 23 | 6 | 19 | 168 | 50 | 396
2031 | 36 | 32 | 32 | 3 | 18 | 31 | 28 | 7 | 22 | 199 | 59 | 467
2032 | 42 | 38 | 37 | 4 | 21 | 36 | 32 | 8 | 26 | 233 | 70 | 547
2033 | 49 | 44 | 44 | 5 | 24 | 42 | 38 | 9 | 30 | 270 | 81 | 636
2034 | 56 | 51 | 49 | 5 | 28 | 48 | 44 | 11 | 35 | 311 | 93 | 731
2035 | 64 | 58 | 55 | 6 | 31 | 55 | 50 | 12 | 39 | 353 | 106 | 829
2036 | 71 | 65 | 61 | 7 | 35 | 62 | 56 | 14 | 44 | 396 | 119 | 930
2037 | 79 | 72 | 69 | 8 | 39 | 68 | 62 | 15 | 49 | 439 | 132 | 1032
2038 | 87 | 79 | 77 | 8 | 43 | 75 | 68 | 17 | 53 | 483 | 145 | 1135
2039 | 95 | 86 | 83 | 9 | 46 | 82 | 74 | 18 | 58 | 526 | 158 | 1235
2040 | 102 | 92 | 89 | 10 | 50 | 88 | 80 | 20 | 63 | 566 | 170 | 1330
2041 | 109 | 99 | 96 | 10 | 53 | 94 | 86 | 21 | 67 | 606 | 182 | 1423
2042 | 115 | 105 | 100 | 11 | 57 | 100 | 92 | 23 | 71 | 644 | 193 | 1511
2043 | 123 | 112 | 107 | 11 | 60 | 106 | 98 | 24 | 76 | 687 | 206 | 1610
2044 | 131 | 119 | 114 | 12 | 64 | 113 | 104 | 26 | 81 | 734 | 220 | 1718
2045 | 138 | 125 | 121 | 13 | 68 | 119 | 110 | 27 | 86 | 776 | 232 | 1815
2046 | 144 | 131 | 126 | 13 | 71 | 125 | 116 | 28 | 90 | 814 | 244 | 1902
2047 | 150 | 136 | 131 | 13 | 74 | 130 | 121 | 29 | 94 | 849 | 254 | 1981
2048 | 155 | 141 | 138 | 14 | 76 | 134 | 125 | 30 | 97 | 881 | 263 | 2054
2049 | 160 | 145 | 141 | 14 | 78 | 138 | 129 | 31 | 100 | 908 | 271 | 2115
2050 | 163 | 149 | 144 | 14 | 80 | 141 | 132 | 32 | 103 | 931 | 278 | 2167
2051 | 167 | 152 | 146 | 15 | 82 | 144 | 136 | 33 | 105 | 954 | 285 | 2219
2052 | 170 | 155 | 149 | 15 | 83 | 147 | 139 | 33 | 108 | 975 | 291 | 2265
2053 | 173 | 158 | 149 | 15 | 85 | 150 | 142 | 34 | 110 | 994 | 297 | 2307
Note: Reflects end-use electrification of space conditioning, water heating, cooking, and other end-uses.

## I-13c
Table I-13c: Building Electrification Winter Coincident Peak Demand
Reflects Cumulative Future Impacts
Total Increase in Winter Coincident Peak Demand by Zone - MW
Year | A | B | C | D | E | F | G | H | I | J | K | NYCA
2023-24 | 43 | 39 | 38 | 3 | 21 | 37 | 27 | 6 | 15 | 134 | 63 | 426
2024-25 | 93 | 84 | 80 | 7 | 46 | 80 | 59 | 13 | 33 | 291 | 137 | 923
2025-26 | 149 | 135 | 133 | 12 | 73 | 128 | 95 | 21 | 53 | 469 | 220 | 1488
2026-27 | 214 | 193 | 188 | 17 | 105 | 184 | 137 | 30 | 77 | 675 | 316 | 2136
2027-28 | 288 | 260 | 254 | 22 | 142 | 248 | 186 | 41 | 104 | 911 | 426 | 2882
2028-29 | 372 | 335 | 328 | 29 | 183 | 320 | 240 | 53 | 135 | 1177 | 550 | 3722
2029-30 | 462 | 417 | 409 | 36 | 227 | 398 | 300 | 66 | 168 | 1498 | 685 | 4666
2030-31 | 567 | 512 | 500 | 44 | 279 | 488 | 369 | 81 | 207 | 1842 | 842 | 5731
2031-32 | 681 | 615 | 602 | 53 | 335 | 587 | 445 | 98 | 249 | 2221 | 1012 | 6898
2032-33 | 806 | 728 | 712 | 62 | 396 | 695 | 529 | 116 | 295 | 2635 | 1200 | 8174
2033-34 | 939 | 848 | 829 | 72 | 461 | 809 | 618 | 135 | 345 | 3075 | 1398 | 9529
2034-35 | 1088 | 983 | 960 | 84 | 535 | 937 | 719 | 157 | 400 | 3571 | 1622 | 11056
2035-36 | 1233 | 1115 | 1088 | 95 | 606 | 1062 | 817 | 178 | 455 | 4059 | 1840 | 12548
2036-37 | 1377 | 1246 | 1214 | 106 | 677 | 1187 | 916 | 199 | 509 | 4543 | 2058 | 14032
2037-38 | 1521 | 1376 | 1341 | 117 | 748 | 1311 | 1015 | 220 | 564 | 5031 | 2276 | 15520
2038-39 | 1658 | 1500 | 1460 | 128 | 815 | 1429 | 1110 | 239 | 616 | 5492 | 2483 | 16930
2039-40 | 1790 | 1620 | 1578 | 138 | 879 | 1543 | 1202 | 259 | 666 | 5940 | 2684 | 18299
2040-41 | 1910 | 1729 | 1684 | 147 | 938 | 1646 | 1287 | 276 | 712 | 6349 | 2867 | 19545
2041-42 | 2016 | 1826 | 1777 | 155 | 990 | 1738 | 1363 | 292 | 753 | 6715 | 3030 | 20655
2042-43 | 2104 | 1906 | 1853 | 162 | 1034 | 1814 | 1427 | 305 | 787 | 7023 | 3167 | 21582
2043-44 | 2183 | 1978 | 1924 | 168 | 1072 | 1882 | 1485 | 316 | 818 | 7300 | 3289 | 22415
2044-45 | 2254 | 2042 | 1983 | 174 | 1107 | 1943 | 1538 | 326 | 846 | 7546 | 3400 | 23159
2045-46 | 2314 | 2098 | 2038 | 178 | 1136 | 1996 | 1584 | 335 | 870 | 7759 | 3495 | 23803
2046-47 | 2357 | 2137 | 2072 | 181 | 1157 | 2033 | 1619 | 342 | 887 | 7915 | 3565 | 24265
2047-48 | 2387 | 2165 | 2099 | 184 | 1172 | 2060 | 1645 | 346 | 901 | 8034 | 3617 | 24610
2048-49 | 2413 | 2190 | 2121 | 186 | 1185 | 2082 | 1669 | 350 | 912 | 8135 | 3661 | 24904
2049-50 | 2438 | 2213 | 2141 | 188 | 1197 | 2104 | 1691 | 354 | 922 | 8225 | 3703 | 25176
2050-51 | 2454 | 2228 | 2155 | 189 | 1205 | 2118 | 1708 | 356 | 930 | 8292 | 3734 | 25369
2051-52 | 2467 | 2240 | 2167 | 190 | 1210 | 2129 | 1722 | 358 | 936 | 8348 | 3758 | 25525
2052-53 | 2474 | 2247 | 2173 | 190 | 1214 | 2135 | 1733 | 359 | 940 | 8386 | 3775 | 25626
2053-54 | 2478 | 2252 | 2175 | 190 | 1216 | 2139 | 1742 | 360 | 944 | 8419 | 3787 | 25702
Note: Reflects end-use electrification of space heating, water heating, cooking, and other end-uses.

## I-13d
Table I-13d: Electrification Impacts by Scenario
Reflects Cumulative Impacts
NYCA Annual Energy Usage - GWh
Year | Baseline Forecast |  |  | Lower Demand Policy Scenario |  |  | Higher Demand Policy Scenario
| EV | Building | Total | EV | Building | Total | EV | Building | Total
2023 | 737 | 954 | 1691 | 677 | 1244 | 1921 | 810 | 1308 | 2118
2024 | 1112 | 1474 | 2586 | 986 | 2653 | 3639 | 1218 | 2803 | 4021
2025 | 1630 | 2253 | 3883 | 1378 | 4294 | 5672 | 1818 | 4547 | 6365
2026 | 2339 | 3212 | 5551 | 1894 | 6194 | 8088 | 2626 | 6574 | 9200
2027 | 3291 | 4447 | 7738 | 2575 | 8387 | 10962 | 3683 | 8924 | 12607
2028 | 4454 | 5856 | 10310 | 3400 | 10896 | 14296 | 4948 | 11623 | 16571
2029 | 5841 | 7551 | 13392 | 4380 | 13691 | 18071 | 6432 | 14646 | 21078
2030 | 7463 | 9485 | 16948 | 5531 | 16831 | 22362 | 8159 | 18054 | 26213
2031 | 9290 | 11658 | 20948 | 6856 | 20289 | 27145 | 10113 | 21822 | 31935
2032 | 11344 | 14209 | 25553 | 8383 | 24098 | 32481 | 12313 | 25991 | 38304
2033 | 13639 | 16986 | 30625 | 10133 | 28156 | 38289 | 14781 | 30458 | 45239
2034 | 16186 | 19950 | 36136 | 12090 | 32463 | 44553 | 17543 | 35224 | 52767
2035 | 18992 | 23082 | 42074 | 14209 | 36915 | 51124 | 20634 | 40183 | 60817
2036 | 21808 | 26413 | 48221 | 16387 | 41483 | 57870 | 23714 | 45298 | 69012
2037 | 24602 | 29706 | 54308 | 18551 | 45969 | 64520 | 26765 | 50372 | 77137
2038 | 27338 | 33035 | 60373 | 20658 | 50391 | 71049 | 29763 | 55410 | 85173
2039 | 29990 | 36292 | 66282 | 22683 | 54632 | 77315 | 32677 | 60291 | 92968
2040 | 32539 | 39453 | 71992 | 24614 | 58649 | 83263 | 35485 | 64976 | 100461
2041 | 34955 | 42289 | 77244 | 26434 | 62268 | 88702 | 38164 | 69270 | 107434
2042 | 37223 | 44893 | 82116 | 28137 | 65570 | 93707 | 40699 | 73246 | 113945
2043 | 39338 | 47176 | 86514 | 29714 | 68463 | 98177 | 43081 | 76820 | 119901
2044 | 41288 | 49229 | 90517 | 31158 | 71035 | 102193 | 45305 | 80064 | 125369
2045 | 43065 | 50868 | 93933 | 32451 | 73113 | 105564 | 47342 | 82800 | 130142
2046 | 44627 | 52280 | 96907 | 33575 | 74868 | 108443 | 49170 | 85203 | 134373
2047 | 45971 | 53415 | 99386 | 34514 | 76278 | 110792 | 50768 | 87242 | 138010
2048 | 47090 | 54440 | 101530 | 35265 | 77541 | 112806 | 52131 | 89124 | 141255
2049 | 47992 | 55110 | 103102 | 35830 | 78383 | 114213 | 53259 | 90564 | 143823
2050 | 48679 | 55654 | 104333 | 36216 | 79047 | 115263 | 54205 | 91815 | 146020
2051 | 49064 | 56074 | 105138 | 36393 | 79553 | 115946 | 54828 | 92878 | 147706
2052 | 49224 | 56479 | 105703 | 36392 | 79995 | 116387 | 55267 | 93860 | 149127
2053 | 49260 | 56652 | 105912 | 36296 | 80181 | 116477 | 55567 | 94562 | 150129
Note: Electric Vehicle annual energy usage from Tables I-1b, I-11b, I-15a, I-16a.
Includes light duty vehicles, medium and heavy duty vechiles, and buses.
Note: Building electrification annual energy usage from Tables I-1b, I-13a, I-15a, and I-16a.
Includes electrification of space heating, water heating, cooking, and other end uses.

## I-14
Table I-14: Large Loads Forecast
Reflects Cumulative Existing and Future Load Impacts of Large Load Projects
Annual Energy by Zone - GWh
Year | A | B | C | D | E | F | G | H | I | J | K | NYCA
2023 | 650 | 220 | 70 | 1270 | 130 | 0 | 0 | 0 | 0 | 0 | 0 | 2340
2024 | 850 | 1300 | 420 | 1290 | 280 | 0 | 0 | 0 | 0 | 0 | 0 | 4140
2025 | 1010 | 1470 | 2010 | 1290 | 400 | 0 | 0 | 0 | 0 | 0 | 0 | 6180
2026 | 1170 | 1720 | 3610 | 1290 | 450 | 0 | 0 | 0 | 0 | 0 | 0 | 8240
2027 | 1310 | 1720 | 4020 | 1520 | 450 | 0 | 0 | 0 | 0 | 0 | 0 | 9020
2028 | 1340 | 1720 | 4020 | 1780 | 450 | 0 | 0 | 0 | 0 | 0 | 0 | 9310
2029 | 1340 | 1720 | 4020 | 2000 | 450 | 0 | 0 | 0 | 0 | 0 | 0 | 9530
2030 | 1340 | 1720 | 4440 | 2080 | 450 | 0 | 0 | 0 | 0 | 0 | 0 | 10030
2031 | 1340 | 1720 | 4440 | 2080 | 450 | 0 | 0 | 0 | 0 | 0 | 0 | 10030
2032 | 1340 | 1720 | 4440 | 2080 | 450 | 0 | 0 | 0 | 0 | 0 | 0 | 10030
2033 | 1340 | 1720 | 4440 | 2080 | 450 | 0 | 0 | 0 | 0 | 0 | 0 | 10030
Summer Peak Demand by Zone - MW
Year | A | B | C | D | E | F | G | H | I | J | K | NYCA
2023 | 95 | 0 | 0 | 166 | 0 | 0 | 0 | 0 | 0 | 0 | 0 | 261
2024 | 110 | 151 | 50 | 169 | 37 | 0 | 0 | 0 | 0 | 0 | 0 | 517
2025 | 130 | 175 | 240 | 169 | 50 | 0 | 0 | 0 | 0 | 0 | 0 | 764
2026 | 150 | 200 | 430 | 169 | 55 | 0 | 0 | 0 | 0 | 0 | 0 | 1004
2027 | 170 | 200 | 480 | 213 | 55 | 0 | 0 | 0 | 0 | 0 | 0 | 1118
2028 | 170 | 200 | 480 | 241 | 55 | 0 | 0 | 0 | 0 | 0 | 0 | 1146
2029 | 170 | 200 | 480 | 269 | 55 | 0 | 0 | 0 | 0 | 0 | 0 | 1174
2030 | 170 | 200 | 530 | 269 | 55 | 0 | 0 | 0 | 0 | 0 | 0 | 1224
2031 | 170 | 200 | 530 | 269 | 55 | 0 | 0 | 0 | 0 | 0 | 0 | 1224
2032 | 170 | 200 | 530 | 269 | 55 | 0 | 0 | 0 | 0 | 0 | 0 | 1224
2033 | 170 | 200 | 530 | 269 | 55 | 0 | 0 | 0 | 0 | 0 | 0 | 1224
Winter Peak Demand by Zone - MW
Year | A | B | C | D | E | F | G | H | I | J | K | NYCA
2023-24 | 100 | 151 | 50 | 169 | 30 | 0 | 0 | 0 | 0 | 0 | 0 | 500
2024-25 | 120 | 151 | 150 | 169 | 45 | 0 | 0 | 0 | 0 | 0 | 0 | 635
2025-26 | 140 | 200 | 340 | 169 | 55 | 0 | 0 | 0 | 0 | 0 | 0 | 904
2026-27 | 160 | 200 | 460 | 169 | 55 | 0 | 0 | 0 | 0 | 0 | 0 | 1044
2027-28 | 170 | 200 | 480 | 213 | 55 | 0 | 0 | 0 | 0 | 0 | 0 | 1118
2028-29 | 170 | 200 | 480 | 241 | 55 | 0 | 0 | 0 | 0 | 0 | 0 | 1146
2029-30 | 170 | 200 | 510 | 269 | 55 | 0 | 0 | 0 | 0 | 0 | 0 | 1204
2030-31 | 170 | 200 | 530 | 269 | 55 | 0 | 0 | 0 | 0 | 0 | 0 | 1224
2031-32 | 170 | 200 | 530 | 269 | 55 | 0 | 0 | 0 | 0 | 0 | 0 | 1224
2032-33 | 170 | 200 | 530 | 269 | 55 | 0 | 0 | 0 | 0 | 0 | 0 | 1224
2033-34 | 170 | 200 | 530 | 269 | 55 | 0 | 0 | 0 | 0 | 0 | 0 | 1224
Notes:
Forecasts for 2034 onward match the final year forecasts in these tables.
These forecast values are embedded in the final annual energy, summer peak, and winter peak demand forecasts.
Table IV-7 lists the NYISO Interconnection Queue information for proposed interconnecting large loads. These forecast tables do not necessarily reflect the proposed date and MW values listed in Table IV-7, and include impacts for load projects not listed in the NYISO IQ as of March 15, 2023.

## I-15
Table I-15a: Summary of NYCA Lower Demand Policy Scenario Annual Energy Forecasts - GWh | [11 empty] | Table I-15b: Summary of NYCA Lower Demand Policy Scenario Summer Coincident Peak Demand Forecasts - MW | [11 empty] | Table I-15c: Summary of NYCA Lower Demand Policy Scenario Winter Coincident Peak Demand Forecasts - MW
Reflects Achievement of State Policy Targets | [11 empty] | Reflects Achievement of State Policy Targets | [11 empty] | Reflects Achievement of State Policy Targets
Year | (a) | (b) | (c) | (d) | (e) | (f) | (g) | (h) | (i) | (j) | (k) | Year | (a) | (b) | (c) | (d) | (e) | (f) | (g) | (h) | (i) | (j) | (k) | Year | (a) | (b) | (c) | (d) | (e) | (f) | (g) | (h) | (i) | (j) | (k)
|  | (-) | = a - b | (-) | (-) | (+) | (+) | (+) | (+) | (+) | = c-d-e+f+g+h+i+j |  |  | (-) | = a - b | (-) | (-) | (-) | (+) | (+) | (+) | (+) | = c-d-e-f+g+h+i+j |  |  | (-) | = a - b | (-) | (-) | (-) | (+) | (+) | (+) | (+) | = c-d-e-f+g+h+i+j
| Econometric Energy | EE and C&S | End-Use Energy | Solar PV, BTM | Non-Solar DG, BTM | Storage Net Energy Consumption | EV Energy | Building Electrification | Large Load Projects | Electrolysis | Lower Demand Scenario Annual Energy Forecast |  | Econometric Peak Demand | EE and C&S | End-Use Peak Demand | Solar PV, BTM | Non-Solar DG, BTM | BTM Storage Peak Reductions | EV Peak Demand | Building Electrification | Large Load Projects | Electrolysis | Lower Demand Scenario Summer Peak Forecast |  | Econometric Peak Demand | EE and C&S | End-Use Peak Demand | Solar PV, BTM | Non-Solar DG, BTM | BTM Storage Peak Reductions | EV Peak Demand | Building Electrification | Large Load Projects | Electrolysis | Lower Demand Scenario Winter Peak Forecast
2023 | 157090 | 3600 | 153490 | 5329 | 1969 | 57 | 677 | 1244 | 2340 | 0 | 150510 | 2023 | 33653 | 690 | 32963 | 1113 | 342 | 234 | 72 | 73 | 261 | 0 | 31680 | 2023-24 | 24034 | 590 | 23444 | 0 | 342 | 234 | 99 | 563 | 500 | 0 | 24030
2024 | 158611 | 7350 | 151261 | 6529 | 2130 | 159 | 986 | 2653 | 4140 | 0 | 150540 | 2024 | 34140 | 1340 | 32800 | 1133 | 367 | 351 | 105 | 99 | 517 | 0 | 31670 | 2024-25 | 24150 | 1140 | 23010 | 0 | 367 | 351 | 141 | 1712 | 635 | 0 | 24780
2025 | 159255 | 11410 | 147845 | 7719 | 2186 | 247 | 1378 | 4294 | 6180 | 221 | 150260 | 2025 | 34511 | 2110 | 32401 | 1165 | 376 | 453 | 146 | 133 | 764 | 0 | 31450 | 2025-26 | 24271 | 1740 | 22531 | 0 | 376 | 453 | 194 | 2930 | 904 | 0 | 25730
2026 | 159969 | 15430 | 144539 | 8834 | 2246 | 374 | 1894 | 6194 | 8240 | 479 | 150640 | 2026 | 34791 | 2880 | 31911 | 1190 | 387 | 557 | 198 | 171 | 1004 | 0 | 31150 | 2026-27 | 24446 | 2380 | 22066 | 0 | 387 | 557 | 264 | 4260 | 1044 | 0 | 26690
2027 | 160702 | 19410 | 141292 | 9827 | 2309 | 573 | 2575 | 8387 | 9020 | 839 | 150550 | 2027 | 35071 | 3740 | 31331 | 1202 | 398 | 671 | 263 | 219 | 1118 | 0 | 30660 | 2027-28 | 24526 | 3020 | 21506 | 0 | 398 | 671 | 355 | 5620 | 1118 | 0 | 27530
2028 | 161517 | 23180 | 138337 | 10654 | 2367 | 678 | 3400 | 10896 | 9310 | 1300 | 150900 | 2028 | 35346 | 4540 | 30806 | 1201 | 408 | 780 | 345 | 272 | 1146 | 0 | 30180 | 2028-29 | 24594 | 3650 | 20944 | 0 | 408 | 780 | 466 | 7152 | 1146 | 0 | 28520
2029 | 162179 | 26690 | 135489 | 11343 | 2411 | 781 | 4380 | 13691 | 9530 | 1853 | 151970 | 2029 | 35664 | 5320 | 30344 | 1186 | 417 | 871 | 446 | 330 | 1174 | 0 | 29820 | 2029-30 | 24717 | 4250 | 20467 | 0 | 417 | 871 | 599 | 8728 | 1204 | 0 | 29710
2030 | 162968 | 29710 | 133258 | 12024 | 2446 | 881 | 5531 | 16831 | 10030 | 2489 | 154550 | 2030 | 35900 | 5930 | 29970 | 1177 | 422 | 943 | 562 | 396 | 1224 | 0 | 29610 | 2030-31 | 24815 | 4810 | 20005 | 0 | 422 | 943 | 756 | 10480 | 1224 | 0 | 31100
2031 | 163880 | 32520 | 131360 | 12681 | 2503 | 975 | 6856 | 20289 | 10030 | 3154 | 157480 | 2031 | 36305 | 6540 | 29765 | 1161 | 433 | 1002 | 700 | 467 | 1224 | 0 | 29560 | 2031-32 | 24926 | 5350 | 19576 | 0 | 433 | 1002 | 940 | 12355 | 1224 | 0 | 32660
2032 | 164841 | 35200 | 129641 | 13330 | 2540 | 1066 | 8383 | 24098 | 10030 | 3842 | 161190 | 2032 | 36718 | 7130 | 29588 | 1143 | 439 | 1048 | 861 | 547 | 1224 | 0 | 29590 | 2032-33 | 25076 | 5930 | 19146 | 0 | 439 | 1048 | 1154 | 14253 | 1224 | 0 | 34290
2033 | 165895 | 37680 | 128215 | 14012 | 2586 | 1159 | 10133 | 28156 | 10030 | 4535 | 165630 | 2033 | 37094 | 7650 | 29444 | 1118 | 448 | 1092 | 1044 | 636 | 1224 | 0 | 29690 | 2033-34 | 25156 | 6480 | 18676 | 0 | 448 | 1092 | 1397 | 16223 | 1224 | 0 | 35980
2034 | 167090 | 40020 | 127070 | 14649 | 2622 | 1249 | 12090 | 32463 | 10030 | 5279 | 170910 | 2034 | 37504 | 8190 | 29314 | 1084 | 453 | 1132 | 1250 | 731 | 1224 | 0 | 29850 | 2034-35 | 25359 | 7060 | 18299 | 0 | 453 | 1132 | 1673 | 18459 | 1224 | 0 | 38070
2035 | 168187 | 42260 | 125927 | 15233 | 2656 | 1341 | 14209 | 36915 | 10030 | 6157 | 176690 | 2035 | 37875 | 8680 | 29195 | 1044 | 458 | 1169 | 1473 | 829 | 1224 | 0 | 30050 | 2035-36 | 25612 | 7640 | 17972 | 0 | 458 | 1169 | 1975 | 20576 | 1224 | 0 | 40120
2036 | 169114 | 44330 | 124784 | 15777 | 2682 | 1430 | 16387 | 41483 | 10030 | 6935 | 182590 | 2036 | 38193 | 9130 | 29063 | 997 | 463 | 1202 | 1705 | 930 | 1224 | 0 | 30260 | 2036-37 | 25744 | 8240 | 17504 | 0 | 463 | 1202 | 2284 | 22573 | 1224 | 0 | 41920
2037 | 170036 | 46260 | 123776 | 16280 | 2714 | 1521 | 18551 | 45969 | 10030 | 7677 | 188530 | 2037 | 38495 | 9540 | 28955 | 944 | 469 | 1235 | 1937 | 1032 | 1224 | 0 | 30500 | 2037-38 | 25984 | 8840 | 17144 | 0 | 469 | 1235 | 2594 | 24582 | 1224 | 0 | 43840
2038 | 171048 | 48150 | 122898 | 16746 | 2757 | 1610 | 20658 | 50391 | 10030 | 8416 | 194500 | 2038 | 38800 | 9940 | 28860 | 891 | 476 | 1264 | 2162 | 1135 | 1224 | 0 | 30750 | 2038-39 | 26249 | 9490 | 16759 | 0 | 476 | 1264 | 2898 | 26419 | 1224 | 0 | 45560
2039 | 172276 | 50000 | 122276 | 17185 | 2778 | 1699 | 22683 | 54632 | 10030 | 9143 | 200500 | 2039 | 39110 | 10350 | 28760 | 830 | 480 | 1291 | 2382 | 1235 | 1224 | 0 | 31000 | 2039-40 | 26372 | 10140 | 16232 | 0 | 480 | 1291 | 3193 | 28162 | 1224 | 0 | 47040
2040 | 173547 | 51960 | 121587 | 17583 | 2816 | 1787 | 24614 | 58649 | 10030 | 9842 | 206110 | 2040 | 39395 | 10710 | 28685 | 767 | 487 | 1324 | 2589 | 1330 | 1224 | 0 | 31250 | 2040-41 | 26571 | 10810 | 15761 | 0 | 487 | 1324 | 3470 | 29686 | 1224 | 0 | 48330
2041 | 174736 | 53910 | 120826 | 17959 | 2848 | 1879 | 26434 | 62268 | 10030 | 10500 | 211130 | 2041 | 39706 | 11100 | 28606 | 707 | 492 | 1354 | 2790 | 1423 | 1224 | 0 | 31490 | 2041-42 | 26742 | 11490 | 15252 | 0 | 492 | 1354 | 3739 | 31061 | 1224 | 0 | 49430
2042 | 175886 | 55840 | 120046 | 18310 | 2873 | 1967 | 28137 | 65570 | 10030 | 11113 | 215680 | 2042 | 39975 | 11440 | 28535 | 648 | 497 | 1379 | 2974 | 1511 | 1224 | 0 | 31720 | 2042-43 | 26793 | 12200 | 14593 | 0 | 497 | 1379 | 3989 | 32180 | 1224 | 0 | 50110
2043 | 176904 | 57530 | 119374 | 18623 | 2889 | 2056 | 29714 | 68463 | 10030 | 11675 | 219800 | 2043 | 40238 | 11770 | 28468 | 593 | 500 | 1407 | 3148 | 1610 | 1224 | 0 | 31950 | 2043-44 | 26991 | 12830 | 14161 | 0 | 500 | 1407 | 4222 | 33200 | 1224 | 0 | 50900
2044 | 177762 | 59250 | 118512 | 18916 | 2920 | 2144 | 31158 | 71035 | 10030 | 12187 | 223230 | 2044 | 40429 | 12040 | 28389 | 540 | 505 | 1435 | 3309 | 1718 | 1224 | 0 | 32160 | 2044-45 | 27232 | 13510 | 13722 | 0 | 505 | 1435 | 4436 | 34098 | 1224 | 0 | 51540
2045 | 178686 | 60970 | 117716 | 19182 | 2949 | 2231 | 32451 | 73113 | 10030 | 12670 | 226080 | 2045 | 40636 | 12310 | 28326 | 494 | 510 | 1461 | 3450 | 1815 | 1224 | 0 | 32350 | 2045-46 | 27440 | 14190 | 13250 | 0 | 510 | 1461 | 4633 | 34904 | 1224 | 0 | 52040
2046 | 179395 | 62640 | 116755 | 19442 | 2963 | 2321 | 33575 | 74868 | 10030 | 13076 | 228220 | 2046 | 40845 | 12590 | 28255 | 453 | 513 | 1484 | 3579 | 1902 | 1224 | 0 | 32510 | 2046-47 | 27674 | 14870 | 12804 | 0 | 513 | 1484 | 4801 | 35448 | 1224 | 0 | 52280
2047 | 180429 | 64450 | 115979 | 19674 | 2980 | 2410 | 34514 | 76278 | 10030 | 13423 | 229980 | 2047 | 41054 | 12860 | 28194 | 422 | 516 | 1505 | 3684 | 1981 | 1224 | 0 | 32640 | 2047-48 | 27858 | 15590 | 12268 | 0 | 516 | 1505 | 4945 | 35844 | 1224 | 0 | 52260
2048 | 181452 | 66270 | 115182 | 19889 | 3015 | 2496 | 35265 | 77541 | 10030 | 13720 | 231330 | 2048 | 41256 | 13110 | 28146 | 393 | 522 | 1528 | 3769 | 2054 | 1224 | 0 | 32750 | 2048-49 | 28068 | 16310 | 11758 | 0 | 522 | 1528 | 5062 | 36176 | 1224 | 0 | 52170
2049 | 182392 | 68020 | 114372 | 20069 | 3026 | 2583 | 35830 | 78383 | 10030 | 13967 | 232070 | 2049 | 41524 | 13380 | 28144 | 376 | 524 | 1547 | 3834 | 2115 | 1224 | 0 | 32870 | 2049-50 | 28376 | 17030 | 11346 | 0 | 524 | 1547 | 5152 | 36519 | 1224 | 0 | 52170
2050 | 183233 | 69770 | 113463 | 20252 | 3043 | 2670 | 36216 | 79047 | 10030 | 14169 | 232300 | 2050 | 41784 | 13630 | 28154 | 369 | 527 | 1570 | 3881 | 2167 | 1224 | 0 | 32960 | 2050-51 | 28612 | 17720 | 10892 | 0 | 527 | 1570 | 5217 | 36744 | 1224 | 0 | 51980
2051 | 184405 | 71550 | 112855 | 20427 | 3069 | 2758 | 36393 | 79553 | 10030 | 14307 | 232400 | 2051 | 42015 | 13860 | 28155 | 364 | 531 | 1588 | 3905 | 2219 | 1224 | 0 | 33020 | 2051-52 | 28734 | 18380 | 10354 | 0 | 531 | 1588 | 5246 | 36925 | 1224 | 0 | 51630
2052 | 185457 | 73310 | 112147 | 20505 | 3097 | 2845 | 36392 | 79995 | 10030 | 14393 | 232200 | 2052 | 42234 | 14070 | 28164 | 358 | 537 | 1606 | 3908 | 2265 | 1224 | 0 | 33060 | 2052-53 | 29113 | 19060 | 10053 | 0 | 537 | 1606 | 5255 | 37011 | 1224 | 0 | 51400
2053 | 186587 | 75020 | 111567 | 20588 | 3110 | 2932 | 36296 | 80181 | 10030 | 14442 | 231750 | 2053 | 42473 | 14320 | 28153 | 355 | 538 | 1623 | 3902 | 2307 | 1224 | 0 | 33070 | 2053-54 | 29132 | 19730 | 9402 | 0 | 538 | 1623 | 5246 | 37089 | 1224 | 0 | 50800
Reflects Achievement of State Policy Targets Year: (a) - Econometric Energy Forecast - Reflects impacts of projected weather trends and economic growth | (a) - Econometric Summer Peak Demand - Reflects impacts of projected weather trends and economic growth | [11 empty] | (a) - Econometric Winter Peak Demand - Reflects impacts of projected weather trendsand economic growth
Reflects Achievement of State Policy Targets Year: (b) - Table I-8a-L: Energy Efficiency and Codes & Standards Energy Impacts, Relative to 2022 | (b) - Table I-8b-L: Energy Efficiency and Codes & Standards Summer Coincident Peak Demand Reductions, Relative to 2022 | [11 empty] | (b) - Table I-8c-L: Energy Efficiency and Codes & Standards Winter Coincident Peak Demand Reductions, Relative to 2022-23
Reflects Achievement of State Policy Targets Year: (c) - End-Use Energy Consumption - Reflects projected end use energy consumption | (c) - End-Use Summer Peak Demand - Reflects projected end use summer coincident peak demand | [11 empty] | (c) - End-Use Winter Peak Demand - Reflects projected end use winter coincident peak demand
Reflects Achievement of State Policy Targets Year: (d) - Table I-9b-L: Solar PV Impacts, Behind-the-Meter - Total Reductions in Annual Energy | (d) - Table I-9c-L: Solar PV Impacts, Behind-the-Meter, Total Reductions in Summer Coincident Peak Demand | [11 empty] | (d) - The forecast of solar PV-related reductions to the winter peak is zero because the system typically peaks after sunset
Reflects Achievement of State Policy Targets Year: (e) - Table I-10b-L: Non-Solar Distributed Generation Impacts, Behind-the-Meter - Total Reductions in Annual Energy | (e) - Table I-10c-L: Non-Solar Distributed Generation Impacts, Behind-the-Meter, Total Reductions in Coincident Peak Demand | [11 empty] | (e) - Table I-10c-L: Non-Solar Distributed Generation Impacts, Behind-the-Meter, Total Reductions in Coincident Peak Demand
Reflects Achievement of State Policy Targets Year: (f) - Table I-12b-L: Storage Annual Net Energy Consumption, both wholesale and behind-the-meter (pumped storage is not included - see Table III-2 for current resources) | (f) - Table I-12c-L: Storage Impacts, Behind-the-Meter, Reductions in Coincident Peak Demand (pumped storage is not included - see Table III-2 for current resources) | [11 empty] | (f) - Table I-12c-L: Storage Impacts, Behind-the-Meter, Reductions in Coincident Peak Demand (pumped storage is not included - see Table III-2 for current resources)
Reflects Achievement of State Policy Targets Year: (g) - Table I-11b-L: Electric Vehicle Energy Usage | (g) - Table I-11c-L: Electric Vehicle Summer Coincident Peak Demand | [11 empty] | (g) - Table I-11d-L: Electric Vehicle Winter Coincident Peak Demand
Reflects Achievement of State Policy Targets Year: (h) - Table I-13a-L: Building Electrification Energy Usage - future end-use electrification including heat pumps, water heating, cooking, and other end-uses | (h) - Table I-13b-L: Building Electrification Summer Coincident Peak Demand - future end-use electrification including heat pumps, water heating, cooking, and other end-uses | [11 empty] | (h) - Table I-13c-L: Building Electrification Winter Coincident Peak Demand - future end-use electrification including heat pumps, water heating, cooking, and other end-uses
Reflects Achievement of State Policy Targets Year: (i) - Table I-14-L: Large Loads Forecast - reflects existing plus future load growth | (i) - Table I-14-L: Large Loads Forecast - reflects existing plus future load growth | [11 empty] | (i) - Table I-14-L: Large Loads Forecast - reflects existing plus future load growth
Reflects Achievement of State Policy Targets Year: (j) - Table I-21-L: Electrolysis Annual Energy Impacts | (j) - There are no electrolysis peak demand impacts as hydrogen production is expected to occur non-coincident with system peak electric load | [11 empty] | (j) - There are no electrolysis peak demand impacts as hydrogen production is expected to occur non-coincident with system peak electric load
Reflects Achievement of State Policy Targets Year: (k) - Table I-2-L: Lower Demand Policy Scenario Annual Energy Forecast | (k) - Table I-3a-L: Lower Demand Policy Scenario Summer Coincident Peak Demand Forecast | [11 empty] | (k) - Table I-3b-L: Lower Demand Policy Scenario Winter Coincident Peak Demand Forecast

## I-16
Table I-16a: Summary of NYCA Higher Demand Policy Scenario Annual Energy Forecasts - GWh | [11 empty] | Table I-16b: Summary of NYCA Higher Demand Policy Scenario Summer Coincident Peak Demand Forecasts - MW | [11 empty] | Table I-16c: Summary of NYCA Higher Demand Policy Scenario Winter Coincident Peak Demand Forecasts - MW
Reflects Achievement of State Policy Targets | [11 empty] | Reflects Achievement of State Policy Targets | [11 empty] | Reflects Achievement of State Policy Targets
Year | (a) | (b) | (c) | (d) | (e) | (f) | (g) | (h) | (i) | (j) | (k) | Year | (a) | (b) | (c) | (d) | (e) | (f) | (g) | (h) | (i) | (j) | (k) | Year | (a) | (b) | (c) | (d) | (e) | (f) | (g) | (h) | (i) | (j) | (k)
|  | (-) | = a - b | (-) | (-) | (+) | (+) | (+) | (+) | (+) | = c-d-e+f+g+h+i+j |  |  | (-) | = a - b | (-) | (-) | (-) | (+) | (+) | (+) | (+) | = c-d-e-f+g+h+i+j |  |  | (-) | = a - b | (-) | (-) | (-) | (+) | (+) | (+) | (+) | = c-d-e-f+g+h+i+j
| Econometric Energy | EE and C&S | End-Use Energy | Solar PV, BTM | Non-Solar DG, BTM | Storage Net Energy Consumption | EV Energy | Building Electrification | Large Load Projects | Electrolysis | Higher Demand Scenario Annual Energy Forecast |  | Econometric Peak Demand | EE and C&S | End-Use Peak Demand | Solar PV, BTM | Non-Solar DG, BTM | BTM Storage Peak Reductions | EV Peak Demand | Building Electrification | Large Load Projects | Electrolysis | Higher Demand Scenario Summer Peak Forecast |  | Econometric Peak Demand | EE and C&S | End-Use Peak Demand | Solar PV, BTM | Non-Solar DG, BTM | BTM Storage Peak Reductions | EV Peak Demand | Building Electrification | Large Load Projects | Electrolysis | Higher Demand Scenario Winter Peak Forecast
2023 | 157263 | 3530 | 153733 | 5329 | 1969 | 57 | 810 | 1308 | 2340 | 0 | 150950 | 2023 | 33793 | 650 | 33143 | 1113 | 342 | 234 | 162 | 73 | 261 | 0 | 31950 | 2023-24 | 24047 | 570 | 23477 | 0 | 342 | 234 | 215 | 594 | 510 | 0 | 24220
2024 | 158989 | 7250 | 151739 | 6529 | 2130 | 159 | 1218 | 2803 | 4490 | 0 | 151750 | 2024 | 34469 | 1270 | 33199 | 1133 | 367 | 351 | 240 | 99 | 563 | 0 | 32250 | 2024-25 | 24192 | 1120 | 23072 | 0 | 367 | 351 | 320 | 1810 | 736 | 0 | 25220
2025 | 159861 | 11240 | 148621 | 7719 | 2186 | 247 | 1818 | 4547 | 7190 | 912 | 153430 | 2025 | 34961 | 2010 | 32951 | 1165 | 376 | 453 | 354 | 134 | 895 | 0 | 32340 | 2025-26 | 24358 | 1680 | 22678 | 0 | 376 | 453 | 474 | 3102 | 1065 | 0 | 26490
2026 | 160825 | 15190 | 145635 | 8834 | 2246 | 374 | 2626 | 6574 | 9720 | 1311 | 155160 | 2026 | 35411 | 2750 | 32661 | 1190 | 387 | 557 | 506 | 172 | 1195 | 0 | 32400 | 2026-27 | 24549 | 2270 | 22279 | 0 | 387 | 557 | 679 | 4521 | 1385 | 0 | 27920
2027 | 161786 | 19020 | 142766 | 9827 | 2309 | 573 | 3683 | 8924 | 13080 | 1880 | 158770 | 2027 | 35897 | 3540 | 32357 | 1202 | 398 | 671 | 704 | 221 | 1619 | 0 | 32630 | 2027-28 | 24676 | 2870 | 21806 | 0 | 398 | 671 | 945 | 5979 | 1779 | 0 | 29440
2028 | 162902 | 22690 | 140212 | 10654 | 2367 | 678 | 4948 | 11623 | 16020 | 2720 | 163180 | 2028 | 36339 | 4290 | 32049 | 1201 | 408 | 780 | 937 | 276 | 1967 | 0 | 32840 | 2028-29 | 24793 | 3420 | 21373 | 0 | 408 | 780 | 1254 | 7629 | 2012 | 0 | 31080
2029 | 163860 | 26050 | 137810 | 11337 | 2411 | 781 | 6432 | 14646 | 16950 | 3769 | 166640 | 2029 | 36921 | 5000 | 31921 | 1185 | 417 | 871 | 1212 | 335 | 2085 | 0 | 33080 | 2029-30 | 24953 | 3960 | 20993 | 0 | 417 | 871 | 1620 | 9335 | 2130 | 0 | 32790
2030 | 164956 | 28900 | 136056 | 11879 | 2446 | 881 | 8159 | 18054 | 17680 | 4975 | 171480 | 2030 | 37407 | 5560 | 31847 | 1160 | 422 | 943 | 1529 | 404 | 2165 | 0 | 33420 | 2030-31 | 25104 | 4430 | 20674 | 0 | 422 | 943 | 2047 | 11239 | 2165 | 0 | 34760
2031 | 166213 | 31520 | 134693 | 12325 | 2503 | 975 | 10113 | 21822 | 17680 | 6165 | 176620 | 2031 | 38000 | 6070 | 31930 | 1127 | 433 | 1002 | 1887 | 480 | 2165 | 0 | 33900 | 2031-32 | 25273 | 4890 | 20383 | 0 | 433 | 1002 | 2528 | 13289 | 2195 | 0 | 36960
2032 | 167521 | 34000 | 133521 | 12727 | 2540 | 1066 | 12313 | 25991 | 18100 | 7326 | 183050 | 2032 | 38477 | 6590 | 31887 | 1090 | 439 | 1048 | 2291 | 564 | 2215 | 0 | 34380 | 2032-33 | 25464 | 5340 | 20124 | 0 | 439 | 1048 | 3067 | 15371 | 2215 | 0 | 39290
2033 | 168957 | 36270 | 132687 | 13106 | 2586 | 1159 | 14781 | 30458 | 18100 | 8447 | 189940 | 2033 | 38974 | 7050 | 31924 | 1047 | 448 | 1092 | 2740 | 658 | 2215 | 0 | 34950 | 2033-34 | 25601 | 5770 | 19831 | 0 | 448 | 1092 | 3669 | 17545 | 2215 | 0 | 41720
2034 | 170573 | 38380 | 132193 | 13458 | 2622 | 1249 | 17543 | 35224 | 18100 | 9571 | 197800 | 2034 | 39426 | 7450 | 31976 | 999 | 453 | 1132 | 3243 | 760 | 2215 | 0 | 35610 | 2034-35 | 25864 | 6160 | 19704 | 0 | 453 | 1132 | 4339 | 20027 | 2215 | 0 | 44700
2035 | 172062 | 40420 | 131642 | 13775 | 2656 | 1341 | 20634 | 40183 | 18100 | 10891 | 206360 | 2035 | 39871 | 7840 | 32031 | 947 | 458 | 1169 | 3801 | 867 | 2215 | 0 | 36340 | 2035-36 | 26189 | 6630 | 19559 | 0 | 458 | 1169 | 5089 | 22394 | 2215 | 0 | 47630
2036 | 173415 | 42300 | 131115 | 14068 | 2682 | 1430 | 23714 | 45298 | 18100 | 12593 | 215500 | 2036 | 40355 | 8220 | 32135 | 892 | 463 | 1202 | 4352 | 975 | 2215 | 0 | 37120 | 2036-37 | 26381 | 7050 | 19331 | 0 | 463 | 1202 | 5825 | 24644 | 2215 | 0 | 50350
2037 | 174804 | 43990 | 130814 | 14336 | 2714 | 1521 | 26765 | 50372 | 18100 | 14868 | 225390 | 2037 | 40842 | 8570 | 32272 | 837 | 469 | 1235 | 4888 | 1086 | 2215 | 0 | 37920 | 2037-38 | 26692 | 7440 | 19252 | 0 | 469 | 1235 | 6545 | 26932 | 2215 | 0 | 53240
2038 | 176291 | 45620 | 130671 | 14582 | 2757 | 1610 | 29763 | 55410 | 18100 | 17525 | 235740 | 2038 | 41300 | 8870 | 32430 | 783 | 476 | 1264 | 5408 | 1200 | 2215 | 0 | 38730 | 2038-39 | 27035 | 7860 | 19175 | 0 | 476 | 1264 | 7244 | 29046 | 2215 | 0 | 55940
2039 | 177988 | 47210 | 130778 | 14816 | 2778 | 1699 | 32677 | 60291 | 18100 | 20269 | 246220 | 2039 | 41887 | 9180 | 32707 | 723 | 480 | 1291 | 5909 | 1313 | 2215 | 0 | 39650 | 2039-40 | 27235 | 8310 | 18925 | 0 | 480 | 1291 | 7913 | 31078 | 2215 | 0 | 58360
2040 | 179828 | 48890 | 130938 | 15023 | 2816 | 1787 | 35485 | 64976 | 18100 | 22803 | 256250 | 2040 | 42491 | 9480 | 33011 | 665 | 487 | 1324 | 6379 | 1421 | 2215 | 0 | 40550 | 2040-41 | 27522 | 8750 | 18772 | 0 | 487 | 1324 | 8548 | 32886 | 2215 | 0 | 60610
2041 | 181607 | 50630 | 130977 | 15218 | 2848 | 1879 | 38164 | 69270 | 18100 | 25036 | 265360 | 2041 | 43091 | 9790 | 33301 | 610 | 492 | 1354 | 6822 | 1528 | 2215 | 0 | 41410 | 2041-42 | 27781 | 9170 | 18611 | 0 | 492 | 1354 | 9140 | 34550 | 2215 | 0 | 62670
2042 | 183317 | 52280 | 131037 | 15399 | 2873 | 1967 | 40699 | 73246 | 18100 | 27093 | 273870 | 2042 | 43538 | 10070 | 33468 | 556 | 497 | 1379 | 7230 | 1629 | 2215 | 0 | 42110 | 2042-43 | 27910 | 9630 | 18280 | 0 | 497 | 1379 | 9687 | 35944 | 2215 | 0 | 64250
2043 | 184975 | 53660 | 131315 | 15560 | 2889 | 2056 | 43081 | 76820 | 18100 | 29047 | 281970 | 2043 | 43921 | 10310 | 33611 | 506 | 500 | 1407 | 7600 | 1747 | 2215 | 0 | 42760 | 2043-44 | 28202 | 10040 | 18162 | 0 | 500 | 1407 | 10192 | 37248 | 2215 | 0 | 65910
2044 | 186453 | 54990 | 131463 | 15707 | 2920 | 2144 | 45305 | 80064 | 18100 | 30911 | 289360 | 2044 | 44267 | 10510 | 33757 | 459 | 505 | 1435 | 7942 | 1875 | 2215 | 0 | 43390 | 2044-45 | 28545 | 10420 | 18125 | 0 | 505 | 1435 | 10652 | 38428 | 2215 | 0 | 67480
2045 | 188031 | 56290 | 131741 | 15841 | 2949 | 2231 | 47342 | 82800 | 18100 | 32576 | 296000 | 2045 | 44650 | 10730 | 33920 | 418 | 510 | 1461 | 8242 | 1992 | 2215 | 0 | 43980 | 2045-46 | 28864 | 10820 | 18044 | 0 | 510 | 1461 | 11060 | 39522 | 2215 | 0 | 68870
2046 | 189439 | 57520 | 131919 | 15974 | 2963 | 2321 | 49170 | 85203 | 18100 | 34014 | 301790 | 2046 | 44988 | 10900 | 34088 | 380 | 513 | 1484 | 8503 | 2101 | 2215 | 0 | 44530 | 2046-47 | 29210 | 11200 | 18010 | 0 | 513 | 1484 | 11414 | 40338 | 2215 | 0 | 69980
2047 | 191215 | 58830 | 132385 | 16089 | 2980 | 2410 | 50768 | 87242 | 18100 | 35284 | 307120 | 2047 | 45378 | 11100 | 34278 | 352 | 516 | 1505 | 8719 | 2201 | 2215 | 0 | 45040 | 2047-48 | 29494 | 11650 | 17844 | 0 | 516 | 1505 | 11707 | 40995 | 2215 | 0 | 70740
2048 | 192969 | 60140 | 132829 | 16201 | 3015 | 2496 | 52131 | 89124 | 18100 | 36456 | 311920 | 2048 | 45778 | 11300 | 34478 | 328 | 522 | 1528 | 8948 | 2297 | 2215 | 0 | 45560 | 2048-49 | 29829 | 12050 | 17779 | 0 | 522 | 1528 | 12019 | 41577 | 2215 | 0 | 71540
2049 | 194670 | 61410 | 133260 | 16290 | 3026 | 2583 | 53259 | 90564 | 18100 | 37570 | 316020 | 2049 | 46182 | 11470 | 34712 | 313 | 524 | 1547 | 9138 | 2379 | 2215 | 0 | 46060 | 2049-50 | 30267 | 12470 | 17797 | 0 | 524 | 1547 | 12277 | 42192 | 2215 | 0 | 72410
2050 | 196246 | 62630 | 133616 | 16384 | 3043 | 2670 | 54205 | 91815 | 18100 | 38621 | 319600 | 2050 | 46629 | 11650 | 34979 | 306 | 527 | 1570 | 9296 | 2453 | 2215 | 0 | 46540 | 2050-51 | 30639 | 12860 | 17779 | 0 | 527 | 1570 | 12493 | 42680 | 2215 | 0 | 73070
2051 | 198211 | 63900 | 134311 | 16477 | 3069 | 2758 | 54828 | 92878 | 18100 | 39631 | 322960 | 2051 | 47059 | 11820 | 35239 | 302 | 531 | 1588 | 9397 | 2530 | 2215 | 0 | 46960 | 2051-52 | 30882 | 13260 | 17622 | 0 | 531 | 1588 | 12631 | 43111 | 2215 | 0 | 73460
2052 | 200027 | 65150 | 134877 | 16547 | 3097 | 2845 | 55267 | 93860 | 18100 | 40615 | 325920 | 2052 | 47473 | 11980 | 35493 | 297 | 537 | 1606 | 9465 | 2597 | 2215 | 0 | 47330 | 2052-53 | 31366 | 13640 | 17726 | 0 | 537 | 1606 | 12726 | 43426 | 2215 | 0 | 73950
2053 | 201919 | 66370 | 135549 | 16620 | 3110 | 2932 | 55567 | 94562 | 18100 | 41600 | 328580 | 2053 | 47705 | 12130 | 35575 | 294 | 538 | 1623 | 9514 | 2661 | 2215 | 0 | 47510 | 2053-54 | 31519 | 14020 | 17499 | 0 | 538 | 1623 | 12795 | 43742 | 2215 | 0 | 74090
Reflects Achievement of State Policy Targets Year: (a) - Econometric Energy Forecast - Reflects impacts of projected weather trends and economic growth | (a) - Econometric Summer Peak Demand - Reflects impacts of projected weather trends and economic growth | [11 empty] | (a) - Econometric Winter Peak Demand - Reflects impacts of projected weather trends and economic growth
Reflects Achievement of State Policy Targets Year: (b) - Table I-8a-H: Energy Efficiency and Codes & Standards Energy Impacts, Relative to 2022 | (b) - Table I-8b-H: Energy Efficiency and Codes & Standards Summer Coincident Peak Demand Reductions, Relative to 2022 | [11 empty] | (b) - Table I-8c-H: Energy Efficiency and Codes & Standards Winter Coincident Peak Demand Reductions, Relative to 2022-23
Reflects Achievement of State Policy Targets Year: (c) - End-Use Energy Consumption - Reflects projected end use energy consumption | (c) - End-Use Summer Peak Demand - Reflects projected end use summer coincident peak demand | [11 empty] | (c) - End-Use Winter Peak Demand - Reflects projected end use winter coincident peak demand
Reflects Achievement of State Policy Targets Year: (d) - Table I-9b-H: Solar PV Impacts, Behind-the-Meter - Total Reductions in Annual Energy | (d) - Table I-9c-H: Solar PV Impacts, Behind-the-Meter, Total Reductions in Summer Coincident Peak Demand | [11 empty] | (d) - The forecast of solar PV-related reductions to the winter peak is zero because the system typically peaks after sunset
Reflects Achievement of State Policy Targets Year: (e) - Table I-10b-H: Non-Solar Distributed Generation Impacts, Behind-the-Meter - Total Reductions in Annual Energy | (e) - Table I-10c-H: Non-Solar Distributed Generation Impacts, Behind-the-Meter, Total Reductions in Coincident Peak Demand | [11 empty] | (e) - Table I-10c-H: Non-Solar Distributed Generation Impacts, Behind-the-Meter, Total Reductions in Coincident Peak Demand
Reflects Achievement of State Policy Targets Year: (f) - Table I-12b-H: Storage Annual Net Energy Consumption, both wholesale and behind-the-meter (pumped storage is not included - see Table III-2 for current resources) | (f) - Table I-12c-H: Storage Impacts, Behind-the-Meter, Reductions in Coincident Peak Demand (pumped storage is not included - see Table III-2 for current resources) | [11 empty] | (f) - Table I-12c-H: Storage Impacts, Behind-the-Meter, Reductions in Coincident Peak Demand (pumped storage is not included - see Table III-2 for current resources)
Reflects Achievement of State Policy Targets Year: (g) - Table I-11b-H: Electric Vehicle Energy Usage | (g) - Table I-11c-H: Electric Vehicle Summer Coincident Peak Demand | [11 empty] | (g) - Table I-11d-H: Electric Vehicle Winter Coincident Peak Demand
Reflects Achievement of State Policy Targets Year: (h) - Table I-13a-H: Building Electrification Energy Usage - future end-use electrification including heat pumps, water heating, cooking, and other end-uses | (h) - Table I-13b-H: Building Electrification Summer Coincident Peak Demand - future end-use electrification including heat pumps, water heating, cooking, and other end-uses | [11 empty] | (h) - Table I-13c-H: Building Electrification Winter Coincident Peak Demand - future end-use electrification including heat pumps, water heating, cooking, and other end-uses
Reflects Achievement of State Policy Targets Year: (i) - Table I-14-H: Large Loads Forecast - reflects existing plus future load growth | (i) - Table I-14-H: Large Loads Forecast - reflects existing plus future load growth | [11 empty] | (i) - Table I-14-H: Large Loads Forecast - reflects existing plus future load growth
Reflects Achievement of State Policy Targets Year: (j) - Table I-21-H: Electrolysis Annual Energy Impacts | (j) - There are no electrolysis peak demand impacts as hydrogen production is expected to occur non-coincident with system peak electric load | [11 empty] | (j) - There are no electrolysis peak demand impacts as hydrogen production is expected to occur non-coincident with system peak electric load
Reflects Achievement of State Policy Targets Year: (k) - Table I-2-H: Higher Demand Policy Scenario Annual Energy Forecast | (k) - Table I-3a-H: Higher Demand Policy Scenario Summer Coincident Peak Demand Forecast | [11 empty] | (k) - Table I-3b-H: Higher Demand Policy Scenario Winter Coincident Peak Demand Forecast

## I-17
Table I-17: Projection of SCR and EDRP Enrollment
Special Case Resources - MW |  |  |  | Emergency Demand Response Program - MW
| Zone | Summer | Winter |  | Zone | Summer | Winter
| A | 209.6 | 147.5 |  | A | 0 | 0
| B | 29.7 | 18.3 |  | B | 0 | 0
| C | 90.1 | 63 |  | C | 0 | 0
| D | 217.8 | 207.4 |  | D | 0 | 0.1
| E | 33.1 | 17.9 |  | E | 0.3 | 0
| F | 114.2 | 56 |  | F | 0 | 0
| G | 36.1 | 24.7 |  | G | 0 | 0
| H | 10.9 | 8.8 |  | H | 0 | 0
| I | 32.2 | 18 |  | I | 0.3 | 0.1
| J | 418.6 | 223.3 |  | J | 7.8 | 0.3
| K | 33.7 | 16.6 |  | K | 0 | 0
| NYCA | 1226 | 801.5 |  | NYCA | 8.4 | 0.5
Note: SCR and EDRP values are based on the projected enrollment for Summer 2023 and Winter 2023-24.
Projected SCR enrollment is assumed to remain constant through the 2033-34 Capability Year in Table V-2.

## I-18
Table I-18: Historical NYCA System Peak Demand
New York Control Area System Coincident Peaks
Summer Coincident Peak Dates & Times |  |  |  | Winter Coincident Peak Dates & Times
May 1 through October 31 |  |  |  | November 1 through following April 30
Year | Date | Hour Beginning | Summer Peak MW | Year | Date | Hour Beginning | Winter Peak MW
1997 | 1997-07-15 | 14 | 28699 | 1997 - 98 | 1997-12-10 | 17 | 22445
1998 | 1998-07-22 | 16 | 28161 | 1998 - 99 | 1999-01-14 | 17 | 23878
1999 | 1999-07-06 | 13 | 30311 | 1999 - 00 | 2000-01-18 | 17 | 24041
2000 | 2000-06-26 | 16 | 28138 | 2000 - 01 | 2000-12-13 | 17 | 23774
2001 | 2001-08-09 | 14 | 30982 | 2001 - 02 | 2002-04-18 | 16 | 23713
2002 | 2002-07-29 | 16 | 30664 | 2002 - 03 | 2003-01-23 | 18 | 24454
2003 | 2003-06-26 | 16 | 30333 | 2003 - 04 | 2004-01-15 | 18 | 25262
2004 | 2004-06-09 | 16 | 28433 | 2004 - 05 | 2004-12-20 | 17 | 25541
2005 | 2005-07-26 | 16 | 32075 | 2005 - 06 | 2005-12-14 | 18 | 25060
2006 | 2006-08-02 | 13 | 33939 | 2006 - 07 | 2007-02-05 | 17 | 25057
2007 | 2007-08-08 | 16 | 32169 | 2007 - 08 | 2008-01-03 | 18 | 25021
2008 | 2008-06-09 | 16 | 32432 | 2008 - 09 | 2008-12-22 | 17 | 24673
2009 | 2009-08-17 | 15 | 30844 | 2009 - 10 | 2009-12-17 | 17 | 24074
2010 | 2010-07-06 | 16 | 33452 | 2010 - 11 | 2010-12-14 | 17 | 24654
2011 | 2011-07-22 | 15 | 33865 | 2011 - 12 | 2012-01-03 | 17 | 23901
2012 | 2012-07-17 | 16 | 32439 | 2012 - 13 | 2013-01-24 | 18 | 24658
2013 | 2013-07-19 | 16 | 33956 | 2013 - 14 | 2014-01-07 | 18 | 25738
2014 | 2014-09-02 | 15 | 29782 | 2014 - 15 | 2015-01-07 | 18 | 24648
2015 | 2015-07-29 | 16 | 31138 | 2015 - 16 | 2016-01-19 | 18 | 23317
2016 | 2016-08-11 | 16 | 32076 | 2016 - 17 | 2016-12-15 | 17 | 24164
2017 | 2017-07-19 | 17 | 29699 | 2017 - 18 | 2018-01-05 | 17 | 25081
2018 | 2018-08-29 | 16 | 31861 | 2018 - 19 | 2019-01-21 | 18 | 24728
2019 | 2019-07-20 | 16 | 30397 | 2019 - 20 | 2019-12-19 | 17 | 23253
2020 | 2020-07-27 | 17 | 30660 | 2020 - 21 | 2020-12-16 | 17 | 22542
2021* | 2021-06-29 | 17 | 30919 | 2021 - 22 | 2022-01-11 | 17 | 23237
2022 | 2022-07-20 | 17 | 30505 | 2022 - 23 | 2023-02-03 | 18 | 23369
Note: Record peaks are highlighted.
Note: Peak hours are reported as hour beginning (e.g., if the peak occurs during the 4 to 5 PM hour, the hour beginning value is 16).
Note: Beginning in 2021, the peak hour for purposes of the ICAP market weather normalization and forecast is constrained to
July and August non-holiday weekdays.
* The ICAP market peak hour in 2021 was 8/26/2021, hour beginning 16 (30,309 MW).
Note: Values reflect NYISO operational data metered peak load, before weather normalization and demand response addbacks.

## I-19
Table I-19: Weather Normalized Annual Energy and Seasonal Peak Demand
Historical System Weather Normalized Values
Year | WN Annual Energy (GWh) | Summer | WN Peak (MW) | Winter | WN Peak (MW)
2003 | 158141 | 2003 | 31410 | 2003 - 04 | 24900
2004 | 160843 | 2004 | 31400 | 2004 - 05 | 25250
2005 | 164105 | 2005 | 33068 | 2005 - 06 | 24770
2006 | 163200 | 2006 | 32992 | 2006 - 07 | 25030
2007 | 165922 | 2007 | 33444 | 2007 - 08 | 25490
2008 | 166950 | 2008 | 33670 | 2008 - 09 | 25016
2009 | 161680 | 2009 | 33063 | 2009 - 10 | 24537
2010 | 161838 | 2010 | 32453 | 2010 - 11 | 24452
2011 | 163123 | 2011 | 33019 | 2011 - 12 | 24630
2012 | 163081 | 2012 | 33106 | 2012 - 13 | 24630
2013 | 163610 | 2013 | 33497 | 2013 - 14 | 24610
2014 | 161113 | 2014 | 33291 | 2014 - 15 | 24500
2015 | 160352 | 2015 | 33226 | 2015 - 16 | 24220
2016 | 159203 | 2016 | 33225 | 2016 - 17 | 24416
2017 | 156747 | 2017 | 32914 | 2017 - 18 | 24265
2018 | 158435 | 2018 | 32512 | 2018 - 19 | 24114
2019 | 155848 | 2019 | 32357 | 2019 - 20 | 24123
2020 | 150310 | 2020 | 31723 | 2020 - 21 | 23890
2021 | 152147 | 2021 | 31528 | 2021 - 22 | 23708
2022 | 152058 | 2022 | 31709 | 2022 - 23 | 23674
Note: Historical summer peak weather normalized values are from the ICAP forecast process, and include estimated
demand response impacts added back. The NYCA aggregate design weather condition is 57th percentile
summer peak day weather.
Note: Weather normalized annual energy values for all prior years have been calculated using the current methodology,
and may differ slightly from values reported in prior Gold Books.

## I-20
Table I-20: Historical NYCA Peak Day Weather Distributions
Summer NYCA Peak Day Temperature - Daily Average (deg F)
Weather | A | B | C | D | E | F | G | H | I | J | K | NYCA
10th | 74 | 75 | 75 | 73 | 75 | 77 | 78 | 79 | 80 | 82 | 79 | 78
Baseline | 79 | 79 | 79 | 78 | 78 | 80 | 82 | 83 | 85 | 87 | 83 | 83
90th | 83 | 84 | 83 | 83 | 81 | 84 | 85 | 86 | 87 | 90 | 87 | 86
99th | 86 | 87 | 86 | 87 | 84 | 87 | 88 | 89 | 90 | 93 | 91 | 89
Summer NYCA Peak Day Temperature - Daily Maximum (deg F)
Weather | A | B | C | D | E | F | G | H | I | J | K | NYCA
10th | 82 | 85 | 85 | 82 | 85 | 87 | 89 | 89 | 88 | 89 | 87 | 87
Baseline | 87 | 89 | 90 | 88 | 89 | 91 | 94 | 94 | 95 | 95 | 92 | 91
90th | 91 | 94 | 95 | 94 | 93 | 96 | 97 | 98 | 98 | 98 | 98 | 95
99th | 95 | 97 | 98 | 98 | 96 | 99 | 100 | 102 | 102 | 102 | 103 | 99
Winter NYCA Peak Day Temperature - Daily Average (deg F)
Weather | A | B | C | D | E | F | G | H | I | J | K | NYCA
10th | 20 | 20 | 19 | 13 | 17 | 20 | 24 | 25 | 26 | 29 | 29 | 24
Baseline | 11 | 10 | 9 | 3 | 7 | 9 | 12 | 14 | 14 | 16 | 19 | 13
90th | 1 | 1 | -1 | -8 | -4 | -2 | 4 | 6 | 7 | 10 | 10 | 5
99th | -6 | -7 | -9 | -17 | -12 | -11 | -4 | -2 | 0 | 3 | 3 | -2
Winter NYCA Peak Day Temperature - Daily Minimum (deg F)
Weather | A | B | C | D | E | F | G | H | I | J | K | NYCA
10th | 15 | 14 | 13 | 6 | 10 | 14 | 18 | 19 | 21 | 24 | 23 | 19
Baseline | 5 | 5 | 3 | -5 | -1 | 2 | 6 | 8 | 8 | 11 | 14 | 8
90th | -4 | -5 | -8 | -16 | -12 | -9 | -3 | 0 | 1 | 4 | 4 | 0
99th | -12 | -12 | -16 | -25 | -21 | -18 | -11 | -8 | -7 | -4 | -4 | -8