## I-1a
Table I-1a: NYCA Baseline Energy and Demand Forecasts
Includes Impacts of Energy Saving Programs, Behind-the-Meter Generation, Electrification, & Large Loads
2024 Long Term Forecast1 - 2024 to 2054
Energy - GWh |  |  |  | Summer Peak Demand2 - MW |  |  |  | Winter Peak Demand2 - MW
Year | Low3 | Baseline4 | High3 | Year | Low3 | Baseline4, 5 | High3 | Year | Low3 | Baseline4 | High3
2023 |  | 149518 |  | 2023 |  | 31288 |  | 2023-24 |  | 23370
2024 | 149160 | 150540 | 151640 | 2024 | 31270 | 31541 | 31790 | 2024-25 | 23570 | 23800 | 24050
2025 | 148500 | 151020 | 154790 | 2025 | 31200 | 31650 | 32200 | 2025-26 | 23820 | 24210 | 24960
2026 | 149430 | 152990 | 159050 | 2026 | 31260 | 31900 | 32910 | 2026-27 | 24120 | 24730 | 25790
2027 | 149660 | 154530 | 162960 | 2027 | 31230 | 32110 | 33450 | 2027-28 | 24410 | 25270 | 26690
2028 | 149830 | 155100 | 167010 | 2028 | 31190 | 32130 | 33940 | 2028-29 | 24720 | 25760 | 27610
2029 | 150350 | 156660 | 171340 | 2029 | 31170 | 32340 | 34400 | 2029-30 | 25090 | 26350 | 28560
2030 | 151560 | 159050 | 176470 | 2030 | 31220 | 32580 | 34910 | 2030-31 | 25550 | 27020 | 29650
2031 | 153600 | 162360 | 182520 | 2031 | 31350 | 32880 | 35480 | 2031-32 | 26090 | 27900 | 30960
2032 | 156370 | 166530 | 189410 | 2032 | 31560 | 33320 | 36130 | 2032-33 | 26780 | 28850 | 32540
2033 | 159560 | 171380 | 196920 | 2033 | 31800 | 33830 | 36810 | 2033-34 | 27630 | 29950 | 34350
2034 | 162840 | 176040 | 204840 | 2034 | 32030 | 34210 | 37480 | 2034-35 | 28660 | 31480 | 36370
2035 | 166110 | 180640 | 213150 | 2035 | 32230 | 34520 | 38150 | 2035-36 | 29790 | 32990 | 38570
2036 | 169340 | 185190 | 221970 | 2036 | 32420 | 34870 | 38820 | 2036-37 | 31010 | 34490 | 40850
2037 | 172600 | 189800 | 231340 | 2037 | 32650 | 35280 | 39530 | 2037-38 | 32270 | 36100 | 43260
2038 | 175990 | 194470 | 241230 | 2038 | 32900 | 35700 | 40250 | 2038-39 | 33590 | 37740 | 45730
2039 | 179430 | 199390 | 251330 | 2039 | 33140 | 36100 | 40980 | 2039-40 | 34910 | 39520 | 48360
2040 | 182850 | 204080 | 261290 | 2040 | 33360 | 36450 | 41670 | 2040-41 | 36220 | 41200 | 50980
2041 | 186190 | 208540 | 270950 | 2041 | 33550 | 36740 | 42330 | 2041-42 | 37420 | 42850 | 53520
2042 | 189430 | 212740 | 280190 | 2042 | 33700 | 37000 | 42950 | 2042-43 | 38520 | 44200 | 55820
2043 | 192510 | 216910 | 288960 | 2043 | 33830 | 37210 | 43540 | 2043-44 | 39480 | 45410 | 57910
2044 | 195400 | 220660 | 297160 | 2044 | 33930 | 37400 | 44100 | 2044-45 | 40320 | 46430 | 59770
2045 | 198000 | 223970 | 304610 | 2045 | 34010 | 37570 | 44630 | 2045-46 | 41040 | 47400 | 61470
2046 | 200200 | 226610 | 311260 | 2046 | 34050 | 37710 | 45130 | 2046-47 | 41650 | 48230 | 62920
2047 | 202080 | 228970 | 317120 | 2047 | 34090 | 37820 | 45590 | 2047-48 | 42130 | 48880 | 64140
2048 | 203560 | 230680 | 322220 | 2048 | 34110 | 37910 | 46000 | 2048-49 | 42480 | 49350 | 65100
2049 | 204720 | 232030 | 326700 | 2049 | 34130 | 38000 | 46390 | 2049-50 | 42710 | 49640 | 65870
2050 | 205600 | 232860 | 330570 | 2050 | 34140 | 38080 | 46760 | 2050-51 | 42830 | 49840 | 66460
2051 | 206260 | 233690 | 333970 | 2051 | 34150 | 38160 | 47120 | 2051-52 | 42910 | 49950 | 66920
2052 | 206680 | 234030 | 336890 | 2052 | 34150 | 38210 | 47460 | 2052-53 | 42950 | 50040 | 67280
2053 | 206890 | 234210 | 338920 | 2053 | 34150 | 38260 | 47690 | 2053-54 | 42980 | 50080 | 67520
2054 | 206950 | 234110 | 340290 | 2054 | 34140 | 38300 | 47880 | 2054-55 | 42980 | 50110 | 67670
Average Annual Growth - Percent
Period | Low | Baseline | High | Period | Low | Baseline | High | Period | Low | Baseline | High
2024-29 | 0.1596% | 0.8131% | 2.598% | 2024-29 | -0.06396% | 0.5066% | 1.642% | 2024-29 | 1.29% | 2.143% | 3.751%
2029-34 | 1.661% | 2.474% | 3.91% | 2029-34 | 0.5518% | 1.156% | 1.791% | 2029-34 | 2.846% | 3.894% | 5.469%
2034-39 | 2.038% | 2.653% | 4.539% | 2034-39 | 0.6931% | 1.105% | 1.868% | 2034-39 | 4.361% | 5.108% | 6.593%
2039-44 | 1.78% | 2.134% | 3.647% | 2039-44 | 0.4768% | 0.7202% | 1.523% | 2039-44 | 3.099% | 3.497% | 4.719%
2024-34 | 0.9171% | 1.694% | 3.508% | 2024-34 | 0.243% | 0.8462% | 1.79% | 2024-34 | 2.16% | 3.227% | 5.123%
2034-44 | 2% | 2.535% | 4.507% | 2034-44 | 0.5932% | 0.9325% | 1.766% | 2034-44 | 4.068% | 4.749% | 6.434%
2044-54 | 0.5911% | 0.6095% | 1.451% | 2044-54 | 0.06189% | 0.2406% | 0.8571% | 2044-54 | 0.6597% | 0.7926% | 1.322%
2024-44 | 1.55% | 2.329% | 4.798% | 2024-44 | 0.4253% | 0.9288% | 1.936% | 2024-44 | 3.553% | 4.754% | 7.426%
2024-54 | 1.291% | 1.85% | 4.147% | 2024-54 | 0.3059% | 0.7143% | 1.687% | 2024-54 | 2.745% | 3.685% | 6.046%
Notes
1. All results in the Section I tables include transmission & distribution losses.
2. Summer Capability period is from May 1 to October 31. Winter Capability period is from November 1 of the current year to April 30 of the next year.
3. The low and high columns reflect the Lower Demand and Higher Demand Scenario forecasts under expected weather conditions, which are summarized in Tables I-15 and I-16.
These do not reflect the 90th and 10th percentile forecasts due to weather, which are found in Tables I-6 and I-7.
4. Energy and peak figures for 2023 are weather-normalized. The values for the actual annual energy, summer peak, and winter peak are reported in Tables I-2, I-3a, and I-3b respectively.
5. The 2024 NYCA summer peak forecast is the same as the 2024 ICAP forecast.

## I-1b,c,d
Table I-1b: Summary of NYCA Baseline Annual Energy Forecasts - GWh | [10 empty] | Table I-1c: Summary of NYCA Baseline Summer Coincident Peak Demand Forecasts - MW | [10 empty] | Table I-1d: Summary of NYCA Baseline Winter Coincident Peak Demand Forecasts - MW
Year | (a) | (b) | (c) | (d) | (e) | (f) | (g) | (h) | (i) | (j) | Year | (a) | (b) | (c) | (d) | (e) | (f) | (g) | (h) | (i) | (j) | Year | (a) | (b) | (c) | (d) | (e) | (f) | (g) | (h) | (i) | (j)
|  | (-) | (-) | (-) | (+) | (+) | (+) | (+) | =a-b-c-d+e+f+g+h |  |  |  | (-) | (-) | (-) | (-) | (+) | (+) | (+) | =a-b-c-d-e+f+g+h |  |  |  | (-) | (-) | (-) | (-) | (+) | (+) | (+) | =a-b-c-d-e+f+g+h
| Econometric Energy | EE and C&S | Solar PV, BTM | Non-Solar DG, BTM | Storage Net Energy Consumption | EV Energy | Building Electrification | Large Load Projects | Baseline Annual Energy Forecast | Forecast Prior to Large Load Growth |  | Econometric Peak Demand | EE and C&S | Solar PV, BTM | Non-Solar DG, BTM | BTM Storage Peak Reductions | EV Peak Demand | Building Electrification | Large Load Projects | Baseline Summer Peak Forecast | Forecast Prior to Large Load Growth |  | Econometric Peak Demand | EE and C&S | Solar PV, BTM | Non-Solar DG, BTM | BTM Storage Peak Reductions | EV Peak Demand | Building Electrification | Large Load Projects | Baseline Winter Peak Forecast | Forecast Prior to Large Load Growth
2024 | 156906.5625 | 2422 | 6285 | 2013 | 115.4375 | 1124 | 254 | 2860 | 150540 | 150540 | 2024 | 33503 | 406 | 1505 | 351 | 239 | 158 | 13 | 368 | 31541 | 31541 | 2024-25 | 23900 | 349 | 0 | 351 | 239 | 293 | 174 | 372 | 23800 | 23800
2025 | 158038.5625 | 4973 | 7402 | 2068 | 247.4375 | 1652 | 565 | 4960 | 151020 | 148920 | 2025 | 33781 | 864 | 1503 | 361 | 297 | 233 | 31 | 630 | 31650 | 31388 | 2025-26 | 24091 | 722 | 0 | 361 | 297 | 398 | 318 | 783 | 24210 | 23799
2026 | 158188.5625 | 7288 | 8459 | 2101 | 352.4375 | 2374 | 1253 | 8670 | 152990 | 147180 | 2026 | 33931 | 1300 | 1496 | 367 | 356 | 337 | 60 | 1091 | 31900 | 31177 | 2026-27 | 24281 | 1065 | 0 | 367 | 356 | 579 | 457 | 1201 | 24730 | 23901
2027 | 158720.5625 | 9588 | 9448 | 2133 | 618.4375 | 3345 | 2085 | 10930 | 154530 | 146460 | 2027 | 34159 | 1773 | 1482 | 372 | 423 | 492 | 100 | 1409 | 32110 | 31069 | 2027-28 | 24597 | 1414 | 0 | 372 | 423 | 825 | 648 | 1409 | 25270 | 24233
2028 | 159351.5625 | 11832 | 10329 | 2164 | 713.4375 | 4501 | 3089 | 11770 | 155100 | 146190 | 2028 | 34341 | 2241 | 1469 | 378 | 492 | 692 | 148 | 1529 | 32130 | 30969 | 2028-29 | 24797 | 1759 | 0 | 378 | 492 | 1126 | 937 | 1529 | 25760 | 24603
2029 | 160319.5625 | 14073 | 11089 | 2193 | 810.4375 | 5846 | 4189 | 12850 | 156660 | 146670 | 2029 | 34613 | 2706 | 1439 | 383 | 562 | 928 | 206 | 1683 | 32340 | 31025 | 2029-30 | 24899 | 2112 | 0 | 383 | 562 | 1474 | 1351 | 1683 | 26350 | 25039
2030 | 161164.5625 | 16319 | 11723 | 2222 | 907.4375 | 7394 | 5518 | 14330 | 159050 | 147580 | 2030 | 34786 | 3146 | 1394 | 388 | 638 | 1191 | 275 | 1894 | 32580 | 31054 | 2030-31 | 24856 | 2470 | 0 | 388 | 638 | 1850 | 1916 | 1894 | 27020 | 25498
2031 | 163110.5625 | 18551 | 12238 | 2251 | 995.4375 | 9114 | 7050 | 15130 | 162360 | 150090 | 2031 | 35079 | 3593 | 1342 | 392 | 714 | 1480 | 353 | 2009 | 32880 | 31239 | 2031-32 | 24941 | 2840 | 0 | 392 | 714 | 2255 | 2641 | 2009 | 27900 | 26263
2032 | 165341.5625 | 20760 | 12652 | 2278 | 1080.4375 | 11011 | 8847 | 15940 | 166530 | 153450 | 2032 | 35490 | 4041 | 1282 | 397 | 794 | 1785 | 435 | 2124 | 33320 | 31564 | 2032-33 | 24935 | 3221 | 0 | 397 | 794 | 2675 | 3528 | 2124 | 28850 | 27098
2033 | 167605.5625 | 22896 | 12990 | 2306 | 1171.4375 | 13126 | 10929 | 16740 | 171380 | 157500 | 2033 | 35925 | 4464 | 1224 | 402 | 871 | 2101 | 526 | 2239 | 33830 | 31959 | 2033-34 | 24915 | 3602 | 0 | 402 | 871 | 3102 | 4569 | 2239 | 29950 | 28083
2034 | 169462.5625 | 24891 | 13252 | 2329 | 1259.4375 | 15459 | 13181 | 17150 | 176040 | 161750 | 2034 | 36261 | 4862 | 1168 | 406 | 953 | 2420 | 621 | 2297 | 34210 | 32281 | 2034-35 | 25232 | 3974 | 0 | 406 | 953 | 3534 | 5750 | 2297 | 31480 | 29555
2035 | 170951.5625 | 26747 | 13497 | 2352 | 1347.4375 | 18014 | 15773 | 17150 | 180640 | 166350 | 2035 | 36540 | 5228 | 1108 | 410 | 1034 | 2741 | 722 | 2297 | 34520 | 32591 | 2035-36 | 25463 | 4338 | 0 | 410 | 1034 | 3959 | 7053 | 2297 | 32990 | 31065
2036 | 171987.5625 | 28464 | 13750 | 2375 | 1434.4375 | 20543 | 18664 | 17150 | 185190 | 170900 | 2036 | 36832 | 5570 | 1042 | 414 | 1115 | 3056 | 826 | 2297 | 34870 | 32941 | 2036-37 | 25591 | 4693 | 0 | 414 | 1115 | 4375 | 8449 | 2297 | 34490 | 32565
2037 | 172793.5625 | 30063 | 13974 | 2396 | 1524.4375 | 23025 | 21740 | 17150 | 189800 | 175510 | 2037 | 37170 | 5888 | 988 | 418 | 1193 | 3367 | 933 | 2297 | 35280 | 33351 | 2037-38 | 25773 | 5051 | 0 | 418 | 1193 | 4774 | 9918 | 2297 | 36100 | 34175
2038 | 173447.5625 | 31616 | 14185 | 2419 | 1613.4375 | 25421 | 25058 | 17150 | 194470 | 180180 | 2038 | 37520 | 6192 | 937 | 421 | 1273 | 3664 | 1042 | 2297 | 35700 | 33771 | 2038-39 | 25980 | 5416 | 0 | 421 | 1273 | 5150 | 11423 | 2297 | 37740 | 35815
2039 | 174189.5625 | 33125 | 14384 | 2442 | 1700.4375 | 27706 | 28595 | 17150 | 199390 | 185100 | 2039 | 37854 | 6491 | 877 | 426 | 1352 | 3946 | 1149 | 2297 | 36100 | 34171 | 2039-40 | 26341 | 5782 | 0 | 426 | 1352 | 5507 | 12935 | 2297 | 39520 | 37595
2040 | 174771.5625 | 34614 | 14555 | 2461 | 1788.4375 | 29869 | 32131 | 17150 | 204080 | 189790 | 2040 | 38110 | 6756 | 811 | 429 | 1427 | 4210 | 1256 | 2297 | 36450 | 34521 | 2040-41 | 26655 | 6149 | 0 | 429 | 1427 | 5833 | 14420 | 2297 | 41200 | 39275
2041 | 175282.5625 | 36065 | 14722 | 2480 | 1881.4375 | 31878 | 35615 | 17150 | 208540 | 194250 | 2041 | 38337 | 7026 | 745 | 433 | 1506 | 4454 | 1362 | 2297 | 36740 | 34811 | 2041-42 | 27021 | 6508 | 0 | 433 | 1506 | 6134 | 15845 | 2297 | 42850 | 40925
2042 | 175748.5625 | 37488 | 14870 | 2498 | 1971.4375 | 33731 | 38995 | 17150 | 212740 | 198450 | 2042 | 38524 | 7269 | 679 | 435 | 1577 | 4678 | 1461 | 2297 | 37000 | 35071 | 2042-43 | 27197 | 6871 | 0 | 435 | 1577 | 6403 | 17186 | 2297 | 44200 | 42275
2043 | 176512.5625 | 38822 | 15005 | 2517 | 2062.4375 | 35421 | 42108 | 17150 | 216910 | 202620 | 2043 | 38696 | 7513 | 623 | 439 | 1647 | 4878 | 1561 | 2297 | 37210 | 35281 | 2043-44 | 27381 | 7227 | 0 | 439 | 1647 | 6635 | 18410 | 2297 | 45410 | 43485
2044 | 177282.5625 | 40075 | 15130 | 2537 | 2148.4375 | 36937 | 44884 | 17150 | 220660 | 206370 | 2044 | 38823 | 7718 | 560 | 442 | 1711 | 5056 | 1655 | 2297 | 37400 | 35471 | 2044-45 | 27522 | 7569 | 0 | 442 | 1711 | 6834 | 19499 | 2297 | 46430 | 44505
2045 | 178048.5625 | 41275 | 15245 | 2550 | 2239.4375 | 38280 | 47322 | 17150 | 223970 | 209680 | 2045 | 38956 | 7917 | 502 | 445 | 1771 | 5208 | 1744 | 2297 | 37570 | 35641 | 2045-46 | 27791 | 7907 | 0 | 445 | 1771 | 7004 | 20431 | 2297 | 47400 | 45475
2046 | 178763.5625 | 42454 | 15352 | 2562 | 2327.4375 | 39417 | 49320 | 17150 | 226610 | 212320 | 2046 | 39086 | 8111 | 450 | 446 | 1826 | 5337 | 1823 | 2297 | 37710 | 35781 | 2046-47 | 28117 | 8249 | 0 | 446 | 1826 | 7140 | 21197 | 2297 | 48230 | 46305
2047 | 179733.5625 | 43593 | 15444 | 2576 | 2413.4375 | 40344 | 50942 | 17150 | 228970 | 214680 | 2047 | 39198 | 8286 | 403 | 449 | 1875 | 5443 | 1895 | 2297 | 37820 | 35891 | 2047-48 | 28457 | 8587 | 0 | 449 | 1875 | 7246 | 21791 | 2297 | 48880 | 46955
2048 | 180485.5625 | 44713 | 15544 | 2589 | 2500.4375 | 41064 | 52326 | 17150 | 230680 | 216390 | 2048 | 39318 | 8450 | 364 | 451 | 1922 | 5526 | 1956 | 2297 | 37910 | 35981 | 2048-49 | 28805 | 8919 | 0 | 451 | 1922 | 7322 | 22218 | 2297 | 49350 | 47425
2049 | 181523.5625 | 45821 | 15628 | 2603 | 2583.4375 | 41602 | 53223 | 17150 | 232030 | 217740 | 2049 | 39474 | 8620 | 331 | 454 | 1964 | 5589 | 2009 | 2297 | 38000 | 36071 | 2049-50 | 29147 | 9251 | 0 | 454 | 1964 | 7373 | 22492 | 2297 | 49640 | 47715
2050 | 182271.5625 | 46909 | 15696 | 2615 | 2667.4375 | 41979 | 54012 | 17150 | 232860 | 218570 | 2050 | 39641 | 8776 | 304 | 456 | 2001 | 5629 | 2050 | 2297 | 38080 | 36151 | 2050-51 | 29530 | 9565 | 0 | 456 | 2001 | 7400 | 22635 | 2297 | 49840 | 47915
2051 | 183458.5625 | 47961 | 15769 | 2628 | 2749.4375 | 42127 | 54563 | 17150 | 233690 | 219400 | 2051 | 39828 | 8925 | 278 | 459 | 2036 | 5656 | 2077 | 2297 | 38160 | 36231 | 2051-52 | 29922 | 9871 | 0 | 459 | 2036 | 7409 | 22688 | 2297 | 49950 | 48025
2052 | 184308.5625 | 48995 | 15840 | 2642 | 2831.4375 | 42170 | 55047 | 17150 | 234030 | 219740 | 2052 | 40010 | 9064 | 267 | 461 | 2063 | 5669 | 2089 | 2297 | 38210 | 36281 | 2052-53 | 30334 | 10171 | 0 | 461 | 2063 | 7407 | 22697 | 2297 | 50040 | 48115
2053 | 185320.5625 | 50040 | 15905 | 2655 | 2911.4375 | 42131 | 55297 | 17150 | 234210 | 219920 | 2053 | 40228 | 9212 | 256 | 464 | 2093 | 5671 | 2089 | 2297 | 38260 | 36331 | 2053-54 | 30704 | 10480 | 0 | 464 | 2093 | 7393 | 22723 | 2297 | 50080 | 48155
2054 | 186014.5625 | 51033 | 15950 | 2668 | 2995.4375 | 42092 | 55509 | 17150 | 234110 | 219820 | 2054 | 40452 | 9348 | 253 | 465 | 2120 | 5664 | 2073 | 2297 | 38300 | 36371 | 2054-55 | 31051 | 10781 | 0 | 465 | 2120 | 7379 | 22749 | 2297 | 50110 | 48185
Table I-1b: Summary of NYCA Baseline Annual Energy Forecasts - GWh Year: (a) - Econometric Energy Forecast - Reflects impacts of projected weather trends and economic growth | (a) - Econometric Summer Peak Demand - Reflects impacts of projected weather trends and economic growth | [10 empty] | (a) - Econometric Winter Peak Demand - Reflects impacts of projected weather trends and economic growth
Table I-1b: Summary of NYCA Baseline Annual Energy Forecasts - GWh Year: (b) - Table I-8a: Energy Efficiency and Codes & Standards Energy Impacts, Relative to 2023 | (b) - Table I-8b: Energy Efficiency and Codes & Standards Summer Coincident Peak Demand Reductions, Relative to 2023 | [10 empty] | (b) - Table I-8c: Energy Efficiency and Codes & Standards Winter Coincident Peak Demand Reductions, Relative to 2023-24
Table I-1b: Summary of NYCA Baseline Annual Energy Forecasts - GWh Year: (c) - Table I-9b: Solar PV Impacts, Behind-the-Meter - Total Reductions in Annual Energy | (c) - Table I-9c: Solar PV Impacts, Behind-the-Meter, Total Reductions in Summer Coincident Peak Demand | [10 empty] | (c) - The forecast of solar PV-related reductions to the winter peak is zero because the system typically peaks after sunset
Table I-1b: Summary of NYCA Baseline Annual Energy Forecasts - GWh Year: (d) - Table I-10b: Non-Solar Distributed Generation Impacts, Behind-the-Meter - Total Reductions in Annual Energy | (d) - Table I-10c: Non-Solar Distributed Generation Impacts, Behind-the-Meter, Total Reductions in Coincident Peak Demand | [10 empty] | (d) - Table I-10c: Non-Solar Distributed Generation Impacts, Behind-the-Meter, Total Reductions in Coincident Peak Demand
Table I-1b: Summary of NYCA Baseline Annual Energy Forecasts - GWh Year: (e) - Table I-12b: Storage Annual Net Energy Consumption, both wholesale and behind-the-meter (pumped storage is not included - see Table III-2 for current resources) | (e) - Table I-12c: Storage Impacts, Behind-the-Meter, Reductions in Coincident Peak Demand (pumped storage is not included - see Table III-2 for current resources) | [10 empty] | (e) - Table I-12c: Storage Impacts, Behind-the-Meter, Reductions in Coincident Peak Demand (pumped storage is not included - see Table III-2 for current resources)
Table I-1b: Summary of NYCA Baseline Annual Energy Forecasts - GWh Year: (f) - Table I-11b: Electric Vehicle Energy Usage | (f) - Table I-11c: Electric Vehicle Summer Coincident Peak Demand | [10 empty] | (f) - Table I-11d: Electric Vehicle Winter Coincident Peak Demand
Table I-1b: Summary of NYCA Baseline Annual Energy Forecasts - GWh Year: (g) - Table I-13a: Building Electrification Energy Usage - future end-use electrification including heat pumps, water heating, cooking, and other end-uses | (g) - Table I-13b: Building Electrification Summer Coincident Peak Demand - future end-use electrification including heat pumps, water heating, cooking, and other end-uses | [10 empty] | (g) - Table I-13c: Building Electrification Winter Coincident Peak Demand - future end-use electrification including heat pumps, water heating, cooking, and other end-uses
Table I-1b: Summary of NYCA Baseline Annual Energy Forecasts - GWh Year: (h) - Table I-14: Large Loads Forecast - reflects existing plus future load growth | (h) - Table I-14: Large Loads Forecast - reflects existing plus future load growth | [10 empty] | (h) - Table I-14: Large Loads Forecast - reflects existing plus future load growth
Table I-1b: Summary of NYCA Baseline Annual Energy Forecasts - GWh Year: (i) - Table I-2: Baseline Annual Energy Forecast | (i) - Table I-3a: Baseline Summer Coincident Peak Demand Forecast | [10 empty] | (i) - Table I-3b: Baseline Winter Coincident Peak Demand Forecast
Table I-1b: Summary of NYCA Baseline Annual Energy Forecasts - GWh Year: (j) - Annual energy forecast with no additional large load growth beyond 2024 | (j) - Summer peak demand forecast with no additional large load growth beyond summer 2024 | [10 empty] | (j) - Winter peak demand forecast with no additional large load growth beyond winter 2024-25

## I-2
Table I-2: Baseline Annual Energy, Historical and Forecast
Includes Impacts of Energy Saving Programs, Behind-the-Meter Generation, Electrification, & Large Loads
Annual Energy by Zone - GWh
Year | A | B | C | D | E | F | G | H | I | J | K | NYCA
2014 | 15885 | 9899 | 16345 | 4835 | 8155 | 12008 | 9832 | 2694 | 6281 | 52529 | 21563 | 160026
2015 | 15761 | 9906 | 16299 | 4441 | 8141 | 12422 | 10065 | 2847 | 6299 | 53485 | 21906 | 161572
2016 | 15803 | 9995 | 16205 | 4389 | 7894 | 12298 | 9975 | 2856 | 6139 | 53653 | 21591 | 160798
2017 | 15261 | 9775 | 15819 | 4322 | 7761 | 11823 | 9669 | 2883 | 5976 | 52266 | 20815 | 156370
2018 | 15894 | 10090 | 16561 | 4670 | 7995 | 12375 | 9965 | 2807 | 6071 | 53360 | 21326 | 161114
2019 | 14872 | 9715 | 15809 | 4825 | 7868 | 11829 | 9574 | 2816 | 5976 | 52003 | 20545 | 155832
2020 | 14514 | 9698 | 15450 | 5047 | 7626 | 11827 | 9217 | 2849 | 5729 | 48060 | 20181 | 150198
2021 | 14731 | 9797 | 15560 | 5415 | 7616 | 11827 | 9262 | 2884 | 5781 | 48832 | 20273 | 151978
2022 | 14687 | 9616 | 15365 | 5884 | 7357 | 11935 | 9325 | 2902 | 5775 | 49740 | 20095 | 152681
2023 | 14613 | 9135 | 14693 | 5698 | 7038 | 11096 | 9014 | 2686 | 5412 | 48280 | 19385 | 147050
2024 | 15490 | 9300 | 14950 | 5770 | 7190 | 11300 | 9220 | 2760 | 5500 | 49260 | 19800 | 150540
2025 | 15960 | 10000 | 14590 | 5850 | 7010 | 11030 | 9230 | 2740 | 5530 | 49210 | 19870 | 151020
2026 | 16100 | 10330 | 14810 | 7380 | 6740 | 10780 | 9280 | 2740 | 5560 | 49290 | 19980 | 152990
2027 | 15950 | 10310 | 14890 | 8640 | 6530 | 10730 | 9380 | 2760 | 5610 | 49560 | 20170 | 154530
2028 | 15750 | 10100 | 15260 | 8650 | 6390 | 10770 | 9510 | 2780 | 5670 | 49830 | 20390 | 155100
2029 | 15670 | 9990 | 16160 | 8680 | 6320 | 10730 | 9690 | 2830 | 5750 | 50170 | 20670 | 156660
2030 | 15710 | 9970 | 17260 | 8680 | 6330 | 10810 | 9920 | 2890 | 5850 | 50640 | 20990 | 159050
2031 | 15950 | 10110 | 18160 | 8690 | 6450 | 11040 | 10220 | 2970 | 5990 | 51360 | 21420 | 162360
2032 | 16320 | 10340 | 19290 | 8710 | 6650 | 11370 | 10550 | 3070 | 6150 | 52200 | 21880 | 166530
2033 | 16810 | 10670 | 20520 | 8740 | 6910 | 11810 | 10920 | 3180 | 6320 | 53090 | 22410 | 171380
2034 | 17350 | 11030 | 21230 | 8770 | 7220 | 12290 | 11320 | 3300 | 6510 | 54050 | 22970 | 176040
2035 | 17840 | 11350 | 21880 | 8790 | 7510 | 12740 | 11740 | 3420 | 6700 | 55050 | 23620 | 180640
2036 | 18340 | 11670 | 22350 | 8810 | 7800 | 13190 | 12180 | 3540 | 6900 | 56120 | 24290 | 185190
2037 | 18830 | 11990 | 22770 | 8840 | 8100 | 13640 | 12630 | 3670 | 7110 | 57240 | 24980 | 189800
2038 | 19350 | 12320 | 23190 | 8870 | 8400 | 14110 | 13080 | 3800 | 7320 | 58370 | 25660 | 194470
2039 | 19900 | 12670 | 23640 | 8920 | 8720 | 14590 | 13550 | 3930 | 7540 | 59550 | 26380 | 199390
2040 | 20430 | 13010 | 24070 | 8930 | 9020 | 15060 | 14000 | 4060 | 7760 | 60680 | 27060 | 204080
2041 | 20930 | 13340 | 24480 | 8940 | 9310 | 15510 | 14430 | 4190 | 7970 | 61750 | 27690 | 208540
2042 | 21400 | 13640 | 24860 | 8970 | 9580 | 15930 | 14840 | 4320 | 8160 | 62750 | 28290 | 212740
2043 | 21860 | 13940 | 25230 | 8980 | 9840 | 16340 | 15250 | 4440 | 8350 | 63780 | 28900 | 216910
2044 | 22260 | 14200 | 25550 | 8990 | 10070 | 16710 | 15640 | 4560 | 8530 | 64700 | 29450 | 220660
2045 | 22600 | 14420 | 25820 | 9010 | 10270 | 17040 | 16000 | 4660 | 8690 | 65530 | 29930 | 223970
2046 | 22870 | 14600 | 26030 | 9010 | 10420 | 17310 | 16310 | 4740 | 8820 | 66180 | 30320 | 226610
2047 | 23100 | 14750 | 26220 | 9010 | 10540 | 17550 | 16590 | 4800 | 8930 | 66800 | 30680 | 228970
2048 | 23260 | 14860 | 26350 | 9000 | 10620 | 17740 | 16820 | 4850 | 9010 | 67240 | 30930 | 230680
2049 | 23380 | 14940 | 26440 | 9000 | 10670 | 17890 | 17010 | 4890 | 9080 | 67600 | 31130 | 232030
2050 | 23440 | 14980 | 26480 | 8980 | 10690 | 18000 | 17150 | 4920 | 9130 | 67840 | 31250 | 232860
2051 | 23500 | 15020 | 26520 | 8980 | 10700 | 18100 | 17280 | 4940 | 9170 | 68120 | 31360 | 233690
2052 | 23500 | 15030 | 26510 | 8970 | 10680 | 18160 | 17370 | 4950 | 9190 | 68270 | 31400 | 234030
2053 | 23480 | 15030 | 26490 | 8960 | 10650 | 18200 | 17450 | 4960 | 9210 | 68370 | 31410 | 234210
2054 | 23450 | 15020 | 26460 | 8950 | 10630 | 18210 | 17470 | 4960 | 9210 | 68360 | 31390 | 234110
Note: Historical values reflect actual experienced weather conditions. Forecasted values reflect expected trended weather conditions.
Note: Expected weather conditions include an increasing temperature trend from the NYISO Climate Change Impact Study Phase I report.

## I-3a
Table I-3a: Baseline Summer Coincident Peak Demand, Historical and Forecast
Includes Impacts of Energy Saving Programs, Behind-the-Meter Generation, Electrification, & Large Loads
Coincident Summer Peak Demand by Zone - MW
Year | A | B | C | D | E | F | G | H | I | J | K | NYCA
2014 | 2227 | 1617 | 2574 | 527 | 1267 | 2033 | 2036 | 584 | 1333 | 10567 | 5017 | 29782
2015 | 2632 | 1926 | 2705 | 557 | 1376 | 2294 | 2151 | 617 | 1345 | 10410 | 5126 | 31139
2016 | 2672 | 2008 | 2812 | 561 | 1384 | 2328 | 2123 | 636 | 1392 | 10990 | 5169 | 32075
2017 | 2439 | 1800 | 2557 | 502 | 1152 | 2032 | 2063 | 607 | 1334 | 10241 | 4972 | 29699
2018 | 2391 | 1947 | 2747 | 600 | 1300 | 2378 | 2190 | 631 | 1393 | 10890 | 5394 | 31861
2019 | 2367 | 1841 | 2592 | 603 | 1305 | 2224 | 2180 | 652 | 1313 | 10015 | 5305 | 30397
2020 | 2405 | 1804 | 2752 | 661 | 1345 | 2374 | 2177 | 666 | 1352 | 9798 | 5326 | 30660
2021 | 2611 | 1918 | 2705 | 588 | 1366 | 2352 | 2236 | 686 | 1353 | 10108 | 4996 | 30919
2022 | 2489 | 1921 | 2689 | 733 | 1269 | 2292 | 2133 | 631 | 1301 | 9934 | 5113 | 30505
2023 | 2492 | 1822 | 2623 | 558 | 1186 | 2197 | 2017 | 664 | 1239 | 10357 | 5051 | 30206
2024 | 2742 | 1858 | 2622 | 686 | 1335 | 2327 | 2147 | 610 | 1329 | 10922 | 4963 | 31541
2025 | 2821 | 1969 | 2559 | 689 | 1317 | 2273 | 2157 | 615 | 1334 | 10960 | 4956 | 31650
2026 | 2853 | 2000 | 2598 | 871 | 1276 | 2229 | 2167 | 620 | 1341 | 10990 | 4955 | 31900
2027 | 2835 | 1993 | 2612 | 1050 | 1238 | 2235 | 2183 | 625 | 1351 | 11020 | 4968 | 32110
2028 | 2799 | 1968 | 2639 | 1051 | 1222 | 2225 | 2209 | 632 | 1363 | 11040 | 4982 | 32130
2029 | 2770 | 1951 | 2790 | 1054 | 1218 | 2225 | 2251 | 642 | 1380 | 11050 | 5009 | 32340
2030 | 2752 | 1942 | 2940 | 1054 | 1216 | 2232 | 2287 | 652 | 1395 | 11080 | 5030 | 32580
2031 | 2763 | 1944 | 3044 | 1055 | 1220 | 2245 | 2329 | 663 | 1413 | 11130 | 5074 | 32880
2032 | 2789 | 1955 | 3189 | 1057 | 1230 | 2270 | 2375 | 676 | 1430 | 11220 | 5129 | 33320
2033 | 2826 | 1977 | 3310 | 1060 | 1253 | 2308 | 2438 | 691 | 1452 | 11310 | 5205 | 33830
2034 | 2858 | 1989 | 3361 | 1064 | 1275 | 2339 | 2488 | 706 | 1472 | 11390 | 5268 | 34210
2035 | 2891 | 1997 | 3393 | 1067 | 1288 | 2360 | 2517 | 716 | 1485 | 11490 | 5316 | 34520
2036 | 2926 | 2012 | 3425 | 1070 | 1303 | 2390 | 2555 | 726 | 1500 | 11590 | 5373 | 34870
2037 | 2961 | 2036 | 3470 | 1074 | 1324 | 2429 | 2604 | 737 | 1518 | 11690 | 5437 | 35280
2038 | 2995 | 2064 | 3513 | 1079 | 1347 | 2471 | 2655 | 748 | 1536 | 11790 | 5502 | 35700
2039 | 3027 | 2089 | 3549 | 1082 | 1371 | 2512 | 2705 | 759 | 1554 | 11890 | 5562 | 36100
2040 | 3058 | 2108 | 3581 | 1085 | 1392 | 2547 | 2749 | 769 | 1569 | 11980 | 5612 | 36450
2041 | 3086 | 2123 | 3606 | 1087 | 1413 | 2578 | 2789 | 777 | 1581 | 12050 | 5650 | 36740
2042 | 3112 | 2136 | 3631 | 1089 | 1431 | 2608 | 2826 | 784 | 1591 | 12110 | 5682 | 37000
2043 | 3134 | 2147 | 3651 | 1091 | 1449 | 2636 | 2860 | 790 | 1598 | 12150 | 5704 | 37210
2044 | 3155 | 2158 | 3672 | 1092 | 1468 | 2666 | 2896 | 795 | 1603 | 12170 | 5725 | 37400
2045 | 3172 | 2169 | 3692 | 1093 | 1487 | 2696 | 2928 | 799 | 1605 | 12190 | 5739 | 37570
2046 | 3186 | 2177 | 3707 | 1093 | 1501 | 2722 | 2957 | 802 | 1605 | 12210 | 5750 | 37710
2047 | 3195 | 2182 | 3718 | 1093 | 1511 | 2743 | 2980 | 804 | 1605 | 12230 | 5759 | 37820
2048 | 3203 | 2183 | 3716 | 1093 | 1517 | 2759 | 2999 | 806 | 1606 | 12260 | 5768 | 37910
2049 | 3207 | 2184 | 3724 | 1092 | 1520 | 2773 | 3018 | 808 | 1606 | 12290 | 5778 | 38000
2050 | 3209 | 2182 | 3718 | 1092 | 1517 | 2785 | 3038 | 811 | 1607 | 12330 | 5791 | 38080
2051 | 3209 | 2181 | 3718 | 1091 | 1516 | 2796 | 3056 | 813 | 1608 | 12370 | 5802 | 38160
2052 | 3208 | 2178 | 3709 | 1090 | 1514 | 2803 | 3072 | 815 | 1609 | 12400 | 5812 | 38210
2053 | 3206 | 2177 | 3709 | 1089 | 1515 | 2808 | 3084 | 815 | 1609 | 12430 | 5818 | 38260
2054 | 3204 | 2176 | 3712 | 1089 | 1514 | 2811 | 3089 | 816 | 1609 | 12460 | 5820 | 38300
Note: Historical values include demand response reductions when called. Forecast values assume no demand response reductions.
Note: Historical values reflect actual experienced weather conditions. Forecasted values reflect expected trended weather conditions.
Note: Con Edison and Orange & Rockland design their forecasts at the 67th percentile. Other Transmission Owners design their forecasts at the 50th percentile.
The aggregate NYCA baseline forecast design condition is 57th percentile summer peak day weather.
Note: Expected weather conditions include an increasing temperature trend from the NYISO Climate Change Impact Study Phase I report.

## I-3b
Table I-3b: Baseline Winter Coincident Peak Demand, Historical and Forecast
Includes Impacts of Energy Saving Programs, Behind-the-Meter Generation, Electrification, & Large Loads
Coincident Winter Peak Demand by Zone - MW
Year | A | B | C | D | E | F | G | H | I | J | K | NYCA
2014-15 | 2419 | 1617 | 2689 | 725 | 1339 | 1925 | 1556 | 537 | 954 | 7481 | 3406 | 24648
2015-16 | 2253 | 1486 | 2469 | 667 | 1307 | 1861 | 1496 | 453 | 889 | 7274 | 3164 | 23319
2016-17 | 2295 | 1600 | 2573 | 671 | 1395 | 1867 | 1549 | 530 | 917 | 7482 | 3285 | 24164
2017-18 | 2313 | 1533 | 2766 | 735 | 1398 | 2012 | 1638 | 506 | 933 | 7822 | 3425 | 25081
2018-19 | 2107 | 1566 | 2668 | 747 | 1416 | 2066 | 1618 | 534 | 941 | 7674 | 3390 | 24727
2019-20 | 2100 | 1460 | 2482 | 741 | 1305 | 1854 | 1468 | 479 | 842 | 7398 | 3124 | 23253
2020-21 | 2095 | 1505 | 2418 | 750 | 1251 | 1856 | 1481 | 485 | 869 | 6689 | 3143 | 22542
2021-22 | 2120 | 1507 | 2512 | 846 | 1283 | 1894 | 1506 | 491 | 861 | 7116 | 3101 | 23237
2022-23 | 2087 | 1566 | 2637 | 721 | 1344 | 1927 | 1580 | 487 | 872 | 7070 | 3078 | 23369
2023-24 | 1988 | 1458 | 2364 | 822 | 1294 | 1779 | 1528 | 494 | 853 | 7131 | 3043 | 22754
2024-25 | 2196 | 1514 | 2513 | 860 | 1283 | 1923 | 1506 | 508 | 876 | 7350 | 3271 | 23800
2025-26 | 2283 | 1584 | 2481 | 1022 | 1292 | 1922 | 1524 | 508 | 885 | 7410 | 3299 | 24210
2026-27 | 2348 | 1626 | 2587 | 1169 | 1289 | 1931 | 1548 | 512 | 896 | 7490 | 3334 | 24730
2027-28 | 2402 | 1647 | 2675 | 1258 | 1304 | 2001 | 1591 | 522 | 914 | 7560 | 3396 | 25270
2028-29 | 2444 | 1670 | 2797 | 1259 | 1323 | 2037 | 1640 | 532 | 933 | 7660 | 3465 | 25760
2029-30 | 2499 | 1700 | 2941 | 1263 | 1349 | 2083 | 1700 | 537 | 955 | 7770 | 3553 | 26350
2030-31 | 2574 | 1738 | 3121 | 1263 | 1376 | 2124 | 1760 | 542 | 973 | 7910 | 3639 | 27020
2031-32 | 2669 | 1789 | 3232 | 1264 | 1414 | 2179 | 1832 | 543 | 998 | 8230 | 3750 | 27900
2032-33 | 2755 | 1833 | 3389 | 1267 | 1457 | 2240 | 1910 | 552 | 1027 | 8540 | 3880 | 28850
2033-34 | 2882 | 1908 | 3570 | 1271 | 1523 | 2340 | 2020 | 576 | 1072 | 8730 | 4058 | 29950
2034-35 | 3029 | 1995 | 3728 | 1276 | 1601 | 2458 | 2148 | 604 | 1125 | 9250 | 4266 | 31480
2035-36 | 3200 | 2098 | 3874 | 1283 | 1688 | 2589 | 2284 | 629 | 1182 | 9670 | 4493 | 32990
2036-37 | 3374 | 2203 | 4007 | 1290 | 1779 | 2725 | 2425 | 657 | 1241 | 10060 | 4729 | 34490
2037-38 | 3555 | 2309 | 4129 | 1296 | 1875 | 2867 | 2574 | 689 | 1303 | 10530 | 4973 | 36100
2038-39 | 3751 | 2422 | 4269 | 1303 | 1977 | 3019 | 2731 | 721 | 1367 | 10950 | 5230 | 37740
2039-40 | 3948 | 2537 | 4410 | 1310 | 2080 | 3172 | 2885 | 753 | 1431 | 11510 | 5484 | 39520
2040-41 | 4141 | 2652 | 4558 | 1317 | 2179 | 3327 | 3033 | 781 | 1494 | 11980 | 5738 | 41200
2041-42 | 4319 | 2758 | 4696 | 1324 | 2269 | 3468 | 3171 | 810 | 1554 | 12510 | 5971 | 42850
2042-43 | 4480 | 2851 | 4811 | 1329 | 2350 | 3595 | 3298 | 837 | 1608 | 12860 | 6181 | 44200
2043-44 | 4621 | 2931 | 4914 | 1334 | 2420 | 3705 | 3414 | 863 | 1656 | 13190 | 6362 | 45410
2044-45 | 4741 | 3001 | 4993 | 1338 | 2478 | 3804 | 3520 | 884 | 1698 | 13450 | 6523 | 46430
2045-46 | 4845 | 3063 | 5075 | 1342 | 2528 | 3895 | 3617 | 902 | 1735 | 13730 | 6668 | 47400
2046-47 | 4930 | 3115 | 5148 | 1345 | 2569 | 3973 | 3703 | 917 | 1767 | 13970 | 6793 | 48230
2047-48 | 5001 | 3156 | 5194 | 1346 | 2600 | 4037 | 3776 | 930 | 1794 | 14150 | 6896 | 48880
2048-49 | 5050 | 3185 | 5231 | 1348 | 2619 | 4083 | 3831 | 940 | 1814 | 14280 | 6969 | 49350
2049-50 | 5082 | 3203 | 5242 | 1348 | 2630 | 4113 | 3870 | 947 | 1827 | 14360 | 7018 | 49640
2050-51 | 5100 | 3213 | 5255 | 1348 | 2634 | 4129 | 3897 | 951 | 1835 | 14430 | 7048 | 49840
2051-52 | 5110 | 3219 | 5255 | 1348 | 2635 | 4138 | 3915 | 953 | 1839 | 14470 | 7068 | 49950
2052-53 | 5115 | 3223 | 5259 | 1348 | 2635 | 4146 | 3930 | 953 | 1842 | 14510 | 7079 | 50040
2053-54 | 5118 | 3224 | 5252 | 1348 | 2634 | 4151 | 3941 | 953 | 1844 | 14530 | 7085 | 50080
2054-55 | 5119 | 3225 | 5256 | 1348 | 2634 | 4155 | 3948 | 953 | 1845 | 14540 | 7087 | 50110
Note: Historical values reflect actual experienced weather conditions. Forecasted values reflect expected trended weather conditions.
Note: Expected weather conditions include an increasing temperature trend from the NYISO Climate Change Impact Study Phase I report.

## I-4a
Table I-4a: Baseline Summer Non-Coincident Peak Demand, Historical and Forecast
Includes Impacts of Energy Saving Programs, Behind-the-Meter Generation, Electrification, & Large Loads
Non-Coincident Summer Peak Demand by Zone - MW
Year | A | B | C | D | E | F | G | H | I | J | K
2014 | 2620 | 1898 | 2832 | 552 | 1410 | 2300 | 2052 | 590 | 1348 | 10572 | 5035
2015 | 2728 | 1954 | 2815 | 595 | 1403 | 2306 | 2204 | 632 | 1398 | 10586 | 5236
2016 | 2800 | 2023 | 2830 | 642 | 1397 | 2342 | 2198 | 652 | 1392 | 10990 | 5394
2017 | 2494 | 1828 | 2649 | 543 | 1343 | 2192 | 2125 | 633 | 1395 | 10671 | 5121
2018 | 2769 | 2073 | 3021 | 620 | 1409 | 2424 | 2251 | 642 | 1399 | 11070 | 5394
2019 | 2620 | 1926 | 2705 | 609 | 1396 | 2301 | 2243 | 659 | 1392 | 10802 | 5438
2020 | 2660 | 2022 | 2781 | 668 | 1355 | 2386 | 2178 | 669 | 1368 | 10150 | 5405
2021 | 2650 | 2002 | 2803 | 694 | 1395 | 2392 | 2274 | 686 | 1417 | 10352 | 5120
2022 | 2555 | 1923 | 2707 | 813 | 1314 | 2383 | 2218 | 671 | 1385 | 10830 | 5210
2023 | 2524 | 1856 | 2730 | 703 | 1294 | 2235 | 2042 | 664 | 1259 | 10372 | 5051
2024 | 2840 | 1900 | 2693 | 700 | 1373 | 2374 | 2193 | 624 | 1359 | 11168 | 5043
2025 | 2926 | 2013 | 2629 | 708 | 1354 | 2318 | 2204 | 629 | 1364 | 11210 | 5036
2026 | 2959 | 2045 | 2669 | 894 | 1312 | 2274 | 2214 | 634 | 1371 | 11240 | 5035
2027 | 2941 | 2038 | 2683 | 1078 | 1273 | 2280 | 2230 | 639 | 1381 | 11270 | 5048
2028 | 2903 | 2012 | 2711 | 1079 | 1256 | 2270 | 2257 | 646 | 1394 | 11290 | 5063
2029 | 2873 | 1995 | 2866 | 1082 | 1252 | 2270 | 2300 | 656 | 1411 | 11300 | 5090
2030 | 2855 | 1986 | 3020 | 1082 | 1250 | 2277 | 2337 | 667 | 1426 | 11330 | 5111
2031 | 2866 | 1988 | 3127 | 1083 | 1254 | 2290 | 2380 | 678 | 1445 | 11380 | 5156
2032 | 2893 | 1999 | 3276 | 1085 | 1264 | 2315 | 2427 | 691 | 1462 | 11470 | 5212
2033 | 2931 | 2022 | 3400 | 1089 | 1288 | 2354 | 2491 | 707 | 1485 | 11560 | 5289
2034 | 2965 | 2034 | 3452 | 1093 | 1311 | 2386 | 2542 | 722 | 1505 | 11650 | 5353
2035 | 2999 | 2042 | 3485 | 1096 | 1324 | 2407 | 2572 | 732 | 1518 | 11750 | 5402
2036 | 3035 | 2057 | 3518 | 1099 | 1339 | 2438 | 2610 | 742 | 1534 | 11850 | 5460
2037 | 3071 | 2082 | 3564 | 1103 | 1361 | 2478 | 2661 | 754 | 1552 | 11950 | 5525
2038 | 3107 | 2111 | 3609 | 1108 | 1385 | 2520 | 2713 | 765 | 1571 | 12060 | 5591
2039 | 3140 | 2136 | 3646 | 1111 | 1409 | 2562 | 2764 | 776 | 1589 | 12160 | 5652
2040 | 3172 | 2156 | 3678 | 1114 | 1431 | 2598 | 2809 | 786 | 1604 | 12250 | 5703
2041 | 3201 | 2171 | 3704 | 1116 | 1453 | 2630 | 2850 | 794 | 1617 | 12320 | 5742
2042 | 3228 | 2184 | 3730 | 1118 | 1471 | 2660 | 2887 | 802 | 1627 | 12380 | 5774
2043 | 3251 | 2196 | 3750 | 1120 | 1490 | 2689 | 2922 | 808 | 1634 | 12420 | 5796
2044 | 3273 | 2207 | 3772 | 1121 | 1509 | 2719 | 2959 | 813 | 1639 | 12440 | 5818
2045 | 3290 | 2218 | 3792 | 1122 | 1529 | 2750 | 2992 | 817 | 1641 | 12460 | 5832
2046 | 3305 | 2226 | 3808 | 1122 | 1543 | 2776 | 3021 | 820 | 1641 | 12480 | 5843
2047 | 3314 | 2231 | 3819 | 1122 | 1553 | 2798 | 3045 | 822 | 1641 | 12510 | 5852
2048 | 3322 | 2232 | 3817 | 1122 | 1559 | 2814 | 3064 | 824 | 1642 | 12540 | 5861
2049 | 3327 | 2233 | 3825 | 1121 | 1563 | 2828 | 3083 | 826 | 1642 | 12570 | 5872
2050 | 3329 | 2231 | 3819 | 1121 | 1559 | 2841 | 3104 | 829 | 1643 | 12610 | 5885
2051 | 3329 | 2230 | 3819 | 1120 | 1558 | 2852 | 3122 | 831 | 1644 | 12650 | 5896
2052 | 3328 | 2227 | 3810 | 1119 | 1556 | 2859 | 3139 | 833 | 1645 | 12680 | 5906
2053 | 3326 | 2226 | 3810 | 1118 | 1557 | 2864 | 3151 | 833 | 1645 | 12710 | 5912
2054 | 3324 | 2225 | 3813 | 1118 | 1556 | 2867 | 3156 | 834 | 1645 | 12740 | 5914
Note: Historical values include demand response reductions when called. Forecast values assume no demand response reductions.
Note: Historical values reflect actual experienced weather conditions. Forecasted values reflect expected trended weather conditions.
Note: Con Edison and Orange & Rockland design their forecasts at the 67th percentile.
Other Transmission Owners design their forecasts at the 50th percentile.
Note: Expected weather conditions include an increasing temperature trend from the NYISO Climate Change Impact Study Phase I report.

## I-4b
Table I-4b: Baseline Winter Non-Coincident Peak Demand, Historical and Forecast
Includes Impacts of Energy Saving Programs, Behind-the-Meter Generation, Electrification, & Large Loads
Non-Coincident Winter Peak Demand by Zone - MW
Year | A | B | C | D | E | F | G | H | I | J | K
2014-15 | 2419 | 1617 | 2689 | 725 | 1339 | 1925 | 1556 | 537 | 954 | 7481 | 3406
2015-16 | 2253 | 1486 | 2469 | 667 | 1307 | 1861 | 1496 | 453 | 889 | 7274 | 3164
2016-17 | 2295 | 1600 | 2573 | 671 | 1395 | 1867 | 1549 | 530 | 917 | 7482 | 3285
2017-18 | 2313 | 1533 | 2766 | 735 | 1398 | 2012 | 1638 | 506 | 933 | 7822 | 3425
2018-19 | 2107 | 1566 | 2668 | 747 | 1416 | 2066 | 1618 | 534 | 941 | 7674 | 3390
2019-20 | 2100 | 1460 | 2482 | 741 | 1305 | 1854 | 1468 | 479 | 842 | 7398 | 3124
2020-21 | 2095 | 1505 | 2418 | 750 | 1251 | 1856 | 1481 | 485 | 869 | 6689 | 3143
2021-22 | 2120 | 1507 | 2512 | 846 | 1283 | 1894 | 1506 | 491 | 861 | 7116 | 3101
2022-23 | 2087 | 1566 | 2637 | 835 | 1344 | 1927 | 1580 | 522 | 872 | 7070 | 3123
2023-24 | 2154 | 1464 | 2378 | 827 | 1294 | 1826 | 1528 | 494 | 855 | 7200 | 3043
2024-25 | 2220 | 1526 | 2518 | 878 | 1306 | 1935 | 1517 | 519 | 886 | 7420 | 3284
2025-26 | 2308 | 1597 | 2486 | 1043 | 1315 | 1934 | 1535 | 519 | 895 | 7480 | 3312
2026-27 | 2374 | 1639 | 2592 | 1194 | 1312 | 1943 | 1559 | 523 | 906 | 7560 | 3347
2027-28 | 2428 | 1660 | 2680 | 1284 | 1327 | 2013 | 1602 | 533 | 924 | 7630 | 3410
2028-29 | 2471 | 1683 | 2803 | 1285 | 1347 | 2049 | 1651 | 543 | 943 | 7730 | 3479
2029-30 | 2526 | 1714 | 2947 | 1290 | 1373 | 2095 | 1712 | 548 | 966 | 7840 | 3567
2030-31 | 2602 | 1752 | 3127 | 1290 | 1401 | 2137 | 1772 | 553 | 984 | 7980 | 3654
2031-32 | 2698 | 1803 | 3238 | 1291 | 1439 | 2192 | 1845 | 554 | 1009 | 8300 | 3765
2032-33 | 2785 | 1848 | 3396 | 1294 | 1483 | 2253 | 1923 | 564 | 1038 | 8620 | 3896
2033-34 | 2914 | 1923 | 3577 | 1298 | 1550 | 2354 | 2034 | 588 | 1084 | 8810 | 4074
2034-35 | 3062 | 2011 | 3735 | 1303 | 1630 | 2473 | 2163 | 617 | 1137 | 9330 | 4283
2035-36 | 3235 | 2115 | 3882 | 1310 | 1718 | 2605 | 2300 | 642 | 1195 | 9760 | 4511
2036-37 | 3411 | 2221 | 4015 | 1317 | 1811 | 2741 | 2442 | 671 | 1255 | 10150 | 4748
2037-38 | 3594 | 2327 | 4137 | 1323 | 1909 | 2884 | 2592 | 703 | 1317 | 10620 | 4993
2038-39 | 3792 | 2441 | 4278 | 1330 | 2013 | 3037 | 2750 | 736 | 1382 | 11050 | 5251
2039-40 | 3991 | 2557 | 4419 | 1338 | 2117 | 3191 | 2905 | 769 | 1447 | 11610 | 5506
2040-41 | 4187 | 2673 | 4567 | 1345 | 2218 | 3347 | 3054 | 797 | 1510 | 12090 | 5761
2041-42 | 4367 | 2780 | 4705 | 1352 | 2310 | 3489 | 3193 | 827 | 1571 | 12620 | 5995
2042-43 | 4529 | 2874 | 4821 | 1357 | 2392 | 3617 | 3321 | 855 | 1626 | 12980 | 6206
2043-44 | 4672 | 2954 | 4924 | 1362 | 2464 | 3727 | 3438 | 881 | 1674 | 13310 | 6387
2044-45 | 4793 | 3025 | 5003 | 1366 | 2523 | 3827 | 3545 | 903 | 1717 | 13570 | 6549
2045-46 | 4898 | 3088 | 5085 | 1370 | 2574 | 3918 | 3642 | 921 | 1754 | 13850 | 6695
2046-47 | 4984 | 3140 | 5158 | 1373 | 2615 | 3997 | 3729 | 936 | 1786 | 14100 | 6820
2047-48 | 5056 | 3181 | 5204 | 1374 | 2647 | 4061 | 3802 | 950 | 1814 | 14280 | 6924
2048-49 | 5106 | 3210 | 5241 | 1376 | 2666 | 4107 | 3858 | 960 | 1834 | 14410 | 6997
2049-50 | 5138 | 3229 | 5252 | 1376 | 2677 | 4138 | 3897 | 967 | 1847 | 14490 | 7046
2050-51 | 5156 | 3239 | 5266 | 1376 | 2681 | 4154 | 3924 | 971 | 1855 | 14560 | 7076
2051-52 | 5166 | 3245 | 5266 | 1376 | 2682 | 4163 | 3942 | 973 | 1859 | 14600 | 7096
2052-53 | 5171 | 3249 | 5270 | 1376 | 2682 | 4171 | 3958 | 973 | 1862 | 14640 | 7107
2053-54 | 5174 | 3250 | 5263 | 1376 | 2681 | 4176 | 3969 | 973 | 1864 | 14660 | 7113
2054-55 | 5175 | 3251 | 5267 | 1376 | 2681 | 4180 | 3976 | 973 | 1865 | 14670 | 7115
Note: Historical values reflect actual experienced weather conditions. Forecasted values reflect expected trended weather conditions.
Note: Expected weather conditions include an increasing temperature trend from the NYISO Climate Change Impact Study Phase I report.

## I-5
Table I-5: Baseline Peak Demand in G-to-J Locality, Historical and Forecast
Includes Impacts of Energy Saving Programs, Behind-the-Meter Generation, Electrification, & Large Loads
G-to-J Locality Summer Peak Demand by Zone - MW | [5 empty] | G-to-J Locality Winter Peak Demand by Zone - MW
Year | G | H | I | J | G-J | Year | G | H | I | J | G-J
2014 | 2046 | 585 | 1348 | 10572 | 14551 | 2014-15 | 1500 | 515 | 941 | 7632 | 10588
2015 | 2168 | 629 | 1398 | 10583 | 14778 | 2015-16 | 1524 | 442 | 896 | 7297 | 10159
2016 | 2123 | 636 | 1392 | 10990 | 15141 | 2016-17 | 1549 | 530 | 917 | 7483 | 10479
2017 | 2125 | 611 | 1367 | 10671 | 14774 | 2017-18 | 1638 | 506 | 933 | 7822 | 10899
2018 | 2130 | 642 | 1379 | 10979 | 15130 | 2018-19 | 1593 | 521 | 941 | 7727 | 10782
2019 | 1992 | 582 | 1336 | 10767 | 14677 | 2019-20 | 1468 | 479 | 842 | 7398 | 10187
2020 | 1992 | 648 | 1368 | 10139 | 14147 | 2020-21 | 1465 | 533 | 841 | 6829 | 9668
2021 | 2197 | 673 | 1407 | 10352 | 14629 | 2021-22 | 1506 | 491 | 861 | 7116 | 9974
2022 | 2133 | 671 | 1385 | 10779 | 14968 | 2022-23 | 1580 | 487 | 872 | 7070 | 10009
2023 | 2017 | 664 | 1239 | 10357 | 14277 | 2023-24 | 1515 | 483 | 846 | 7200 | 10044
2024 | 2177 | 619 | 1347 | 11077 | 15220 | 2024-25 | 1503 | 506 | 876 | 7394 | 10279
2025 | 2188 | 624 | 1353 | 11116 | 15281 | 2025-26 | 1521 | 506 | 885 | 7454 | 10366
2026 | 2198 | 629 | 1360 | 11146 | 15333 | 2026-27 | 1545 | 510 | 896 | 7535 | 10486
2027 | 2214 | 634 | 1370 | 11176 | 15394 | 2027-28 | 1588 | 520 | 914 | 7605 | 10627
2028 | 2240 | 641 | 1382 | 11197 | 15460 | 2028-29 | 1637 | 530 | 933 | 7706 | 10806
2029 | 2283 | 651 | 1400 | 11207 | 15541 | 2029-30 | 1697 | 535 | 955 | 7817 | 11004
2030 | 2319 | 661 | 1415 | 11237 | 15632 | 2030-31 | 1756 | 540 | 973 | 7957 | 11226
2031 | 2362 | 672 | 1433 | 11288 | 15755 | 2031-32 | 1828 | 541 | 998 | 8279 | 11646
2032 | 2409 | 686 | 1450 | 11379 | 15924 | 2032-33 | 1906 | 550 | 1027 | 8591 | 12074
2033 | 2473 | 701 | 1473 | 11471 | 16118 | 2033-34 | 2016 | 574 | 1072 | 8782 | 12444
2034 | 2523 | 716 | 1493 | 11552 | 16284 | 2034-35 | 2144 | 602 | 1125 | 9306 | 13177
2035 | 2553 | 726 | 1506 | 11653 | 16438 | 2035-36 | 2279 | 626 | 1182 | 9728 | 13815
2036 | 2591 | 736 | 1521 | 11755 | 16603 | 2036-37 | 2420 | 654 | 1241 | 10120 | 14435
2037 | 2641 | 747 | 1540 | 11856 | 16784 | 2037-38 | 2569 | 686 | 1303 | 10593 | 15151
2038 | 2693 | 759 | 1558 | 11957 | 16967 | 2038-39 | 2726 | 718 | 1367 | 11016 | 15827
2039 | 2743 | 770 | 1576 | 12059 | 17148 | 2039-40 | 2879 | 750 | 1431 | 11579 | 16639
2040 | 2788 | 780 | 1591 | 12150 | 17309 | 2040-41 | 3027 | 778 | 1494 | 12052 | 17351
2041 | 2829 | 788 | 1603 | 12221 | 17441 | 2041-42 | 3165 | 807 | 1554 | 12585 | 18111
2042 | 2866 | 795 | 1614 | 12282 | 17557 | 2042-43 | 3291 | 834 | 1608 | 12937 | 18670
2043 | 2901 | 801 | 1621 | 12323 | 17646 | 2043-44 | 3407 | 860 | 1656 | 13269 | 19192
2044 | 2937 | 806 | 1626 | 12343 | 17712 | 2044-45 | 3513 | 880 | 1698 | 13531 | 19622
2045 | 2970 | 810 | 1628 | 12363 | 17771 | 2045-46 | 3610 | 898 | 1735 | 13812 | 20055
2046 | 2999 | 813 | 1628 | 12383 | 17823 | 2046-47 | 3696 | 913 | 1767 | 14054 | 20430
2047 | 3022 | 815 | 1628 | 12404 | 17869 | 2047-48 | 3768 | 926 | 1794 | 14235 | 20723
2048 | 3042 | 817 | 1629 | 12434 | 17922 | 2048-49 | 3823 | 936 | 1814 | 14366 | 20939
2049 | 3061 | 819 | 1629 | 12465 | 17974 | 2049-50 | 3862 | 943 | 1827 | 14446 | 21078
2050 | 3081 | 823 | 1630 | 12505 | 18039 | 2050-51 | 3889 | 947 | 1835 | 14517 | 21188
2051 | 3099 | 825 | 1631 | 12546 | 18101 | 2051-52 | 3907 | 949 | 1839 | 14557 | 21252
2052 | 3116 | 827 | 1632 | 12576 | 18151 | 2052-53 | 3922 | 949 | 1842 | 14597 | 21310
2053 | 3128 | 827 | 1632 | 12607 | 18194 | 2053-54 | 3933 | 949 | 1844 | 14617 | 21343
2054 | 3133 | 828 | 1632 | 12637 | 18230 | 2054-55 | 3940 | 949 | 1845 | 14627 | 21361
Note: Historical values include demand response reductions when called. Forecast values assume no demand response reductions.
Note: Historical values reflect actual experienced weather conditions. Forecasted values reflect expected trended weather conditions.
Note: Con Edison and Orange & Rockland design their forecasts at the 67th percentile. Other Transmission Owners design their forecasts at the 50th percentile.
The aggregate NYCA baseline forecast design condition is 57th percentile summer peak day weather.
Note: Expected weather conditions include an increasing temperature trend from the NYISO Climate Change Impact Study Phase I report.

## I-6a
Table I-6a: 90th Percentile Forecast of Baseline Energy due to Weather
Includes Impacts of Energy Saving Programs, Behind-the-Meter Generation, Electrification, & Large Loads
90th Percentile of Annual Energy due to Weather - GWh
Year | A | B | C | D | E | F | G | H | I | J | K | NYCA
2024 | 15617 | 9395 | 15067 | 5799 | 7248 | 11414 | 9335 | 2799 | 5570 | 49826 | 20087 | 152157
2025 | 16091 | 10102 | 14704 | 5879 | 7067 | 11141 | 9345 | 2779 | 5601 | 49776 | 20158 | 152643
2026 | 16232 | 10435 | 14926 | 7417 | 6795 | 10889 | 9396 | 2779 | 5631 | 49857 | 20270 | 154627
2027 | 16081 | 10415 | 15006 | 8683 | 6583 | 10838 | 9497 | 2799 | 5682 | 50130 | 20462 | 156176
2028 | 15879 | 10203 | 15379 | 8693 | 6442 | 10879 | 9629 | 2820 | 5743 | 50403 | 20686 | 156756
2029 | 15798 | 10092 | 16286 | 8723 | 6371 | 10838 | 9811 | 2870 | 5824 | 50747 | 20970 | 158330
2030 | 15839 | 10072 | 17395 | 8723 | 6381 | 10919 | 10044 | 2931 | 5925 | 51222 | 21294 | 160745
2031 | 16081 | 10213 | 18302 | 8733 | 6502 | 11152 | 10348 | 3012 | 6067 | 51951 | 21731 | 164092
2032 | 16454 | 10445 | 19440 | 8754 | 6704 | 11485 | 10682 | 3114 | 6229 | 52800 | 22197 | 168304
2033 | 16948 | 10779 | 20680 | 8784 | 6966 | 11929 | 11057 | 3225 | 6401 | 53701 | 22735 | 173205
2034 | 17492 | 11143 | 21396 | 8814 | 7278 | 12414 | 11462 | 3347 | 6593 | 54672 | 23303 | 177914
2035 | 17986 | 11466 | 22051 | 8834 | 7571 | 12869 | 11887 | 3469 | 6786 | 55683 | 23962 | 182564
2036 | 18490 | 11789 | 22524 | 8854 | 7863 | 13323 | 12332 | 3591 | 6988 | 56765 | 24642 | 187161
2037 | 18984 | 12112 | 22948 | 8884 | 8166 | 13778 | 12788 | 3722 | 7201 | 57898 | 25342 | 191823
2038 | 19509 | 12446 | 23371 | 8914 | 8468 | 14253 | 13244 | 3854 | 7414 | 59041 | 26032 | 196546
2039 | 20063 | 12799 | 23824 | 8965 | 8791 | 14737 | 13719 | 3986 | 7637 | 60235 | 26763 | 201519
2040 | 20598 | 13143 | 24258 | 8975 | 9093 | 15212 | 14175 | 4118 | 7859 | 61378 | 27452 | 206261
2041 | 21102 | 13476 | 24671 | 8985 | 9385 | 15667 | 14610 | 4250 | 8072 | 62460 | 28092 | 210770
2042 | 21575 | 13779 | 25054 | 9015 | 9658 | 16091 | 15026 | 4382 | 8264 | 63472 | 28700 | 215016
2043 | 22039 | 14082 | 25427 | 9025 | 9920 | 16505 | 15441 | 4503 | 8457 | 64513 | 29319 | 219231
2044 | 22443 | 14345 | 25749 | 9035 | 10152 | 16879 | 15836 | 4625 | 8639 | 65444 | 29877 | 223024
2045 | 22785 | 14567 | 26021 | 9055 | 10353 | 17212 | 16200 | 4727 | 8801 | 66284 | 30364 | 226369
2046 | 23058 | 14749 | 26233 | 9055 | 10504 | 17485 | 16514 | 4808 | 8933 | 66941 | 30760 | 229040
2047 | 23289 | 14900 | 26425 | 9055 | 10625 | 17727 | 16797 | 4869 | 9044 | 67568 | 31125 | 231424
2048 | 23451 | 15012 | 26556 | 9045 | 10706 | 17919 | 17030 | 4919 | 9125 | 68013 | 31378 | 233154
2049 | 23572 | 15092 | 26646 | 9045 | 10756 | 18071 | 17223 | 4960 | 9196 | 68377 | 31581 | 234519
2050 | 23632 | 15133 | 26687 | 9025 | 10777 | 18182 | 17364 | 4990 | 9247 | 68620 | 31703 | 235360
2051 | 23693 | 15173 | 26727 | 9025 | 10787 | 18283 | 17496 | 5011 | 9287 | 68903 | 31815 | 236200
2052 | 23693 | 15183 | 26717 | 9015 | 10767 | 18343 | 17587 | 5021 | 9308 | 69055 | 31855 | 236544
2053 | 23673 | 15183 | 26697 | 9005 | 10736 | 18384 | 17668 | 5031 | 9328 | 69156 | 31865 | 236726
2054 | 23642 | 15173 | 26666 | 8995 | 10716 | 18394 | 17688 | 5031 | 9328 | 69146 | 31845 | 236624
Note: 90th percentile energy forecast is representative of warmer than expected trended weather conditions in summer
and colder than expected trended weather conditions in winter.
Note: Expected weather conditions include an increasing temperature trend from the NYISO Climate Change Impact Study Phase I report.

## I-6b
Table I-6b: 10th Percentile Forecast of Baseline Energy due to Weather
Includes Impacts of Energy Saving Programs, Behind-the-Meter Generation, Electrification, & Large Loads
10th Percentile of Annual Energy due to Weather - GWh
Year | A | B | C | D | E | F | G | H | I | J | K | NYCA
2024 | 15363 | 9205 | 14833 | 5741 | 7132 | 11186 | 9105 | 2721 | 5430 | 48694 | 19513 | 148923
2025 | 15829 | 9898 | 14476 | 5821 | 6953 | 10919 | 9115 | 2701 | 5459 | 48644 | 19582 | 149397
2026 | 15968 | 10225 | 14694 | 7343 | 6685 | 10671 | 9164 | 2701 | 5489 | 48723 | 19690 | 151353
2027 | 15819 | 10205 | 14774 | 8597 | 6477 | 10622 | 9263 | 2721 | 5538 | 48990 | 19878 | 152884
2028 | 15621 | 9997 | 15141 | 8607 | 6338 | 10661 | 9391 | 2740 | 5597 | 49257 | 20094 | 153444
2029 | 15542 | 9888 | 16034 | 8637 | 6269 | 10622 | 9569 | 2790 | 5676 | 49593 | 20370 | 154990
2030 | 15581 | 9868 | 17125 | 8637 | 6279 | 10701 | 9796 | 2849 | 5775 | 50058 | 20686 | 157355
2031 | 15819 | 10007 | 18018 | 8647 | 6398 | 10928 | 10092 | 2928 | 5913 | 50769 | 21109 | 160628
2032 | 16186 | 10235 | 19140 | 8666 | 6596 | 11255 | 10418 | 3026 | 6071 | 51600 | 21563 | 164756
2033 | 16672 | 10561 | 20360 | 8696 | 6854 | 11691 | 10784 | 3135 | 6239 | 52479 | 22085 | 169556
2034 | 17208 | 10917 | 21064 | 8726 | 7162 | 12166 | 11179 | 3253 | 6427 | 53428 | 22637 | 174167
2035 | 17694 | 11234 | 21709 | 8746 | 7449 | 12611 | 11593 | 3371 | 6614 | 54417 | 23278 | 178716
2036 | 18190 | 11551 | 22176 | 8766 | 7737 | 13057 | 12028 | 3489 | 6812 | 55475 | 23938 | 183219
2037 | 18676 | 11868 | 22592 | 8796 | 8034 | 13502 | 12472 | 3618 | 7019 | 56582 | 24618 | 187777
2038 | 19191 | 12194 | 23009 | 8826 | 8332 | 13967 | 12917 | 3746 | 7226 | 57699 | 25288 | 192395
2039 | 19737 | 12541 | 23456 | 8875 | 8649 | 14443 | 13381 | 3874 | 7443 | 58865 | 25997 | 197261
2040 | 20262 | 12877 | 23882 | 8885 | 8947 | 14908 | 13825 | 4002 | 7661 | 59982 | 26668 | 201899
2041 | 20758 | 13204 | 24289 | 8895 | 9235 | 15353 | 14250 | 4130 | 7868 | 61040 | 27288 | 206310
2042 | 21225 | 13501 | 24666 | 8925 | 9502 | 15769 | 14655 | 4258 | 8056 | 62028 | 27880 | 210465
2043 | 21681 | 13798 | 25033 | 8935 | 9760 | 16175 | 15059 | 4377 | 8243 | 63047 | 28481 | 214589
2044 | 22077 | 14055 | 25351 | 8945 | 9988 | 16541 | 15445 | 4495 | 8421 | 63956 | 29023 | 218297
2045 | 22415 | 14273 | 25619 | 8965 | 10187 | 16868 | 15800 | 4593 | 8579 | 64776 | 29496 | 221571
2046 | 22682 | 14451 | 25827 | 8965 | 10336 | 17135 | 16106 | 4672 | 8707 | 65419 | 29880 | 224180
2047 | 22911 | 14600 | 26015 | 8965 | 10455 | 17373 | 16383 | 4731 | 8816 | 66032 | 30235 | 226516
2048 | 23069 | 14708 | 26144 | 8955 | 10534 | 17561 | 16610 | 4781 | 8895 | 66467 | 30482 | 228206
2049 | 23188 | 14788 | 26234 | 8955 | 10584 | 17709 | 16797 | 4820 | 8964 | 66823 | 30679 | 229541
2050 | 23248 | 14827 | 26273 | 8935 | 10603 | 17818 | 16936 | 4850 | 9013 | 67060 | 30797 | 230360
2051 | 23307 | 14867 | 26313 | 8935 | 10613 | 17917 | 17064 | 4869 | 9053 | 67337 | 30905 | 231180
2052 | 23307 | 14877 | 26303 | 8925 | 10593 | 17977 | 17153 | 4879 | 9072 | 67485 | 30945 | 231516
2053 | 23287 | 14877 | 26283 | 8915 | 10564 | 18016 | 17232 | 4889 | 9092 | 67584 | 30955 | 231694
2054 | 23258 | 14867 | 26254 | 8905 | 10544 | 18026 | 17252 | 4889 | 9092 | 67574 | 30935 | 231596
Note: 90th percentile energy forecast is representative of cooler than expected trended weather conditions in summer
and warmer than expected trended weather conditions in winter.
Note: Expected weather conditions include an increasing temperature trend from the NYISO Climate Change Impact Study Phase I report.

## I-7a
Table I-7a: 90th Percentile Forecast of Baseline Summer Coincident Peak Demand due to Weather
Includes Impacts of Energy Saving Programs, Behind-the-Meter Generation, Electrification, & Large Loads
90th Percentile of Summer Coincident Peak Demand due to Weather - MW
Year | A | B | C | D | E | F | G | H | I | J | K | NYCA
2024 | 2932 | 1987 | 2804 | 734 | 1428 | 2463 | 2272 | 641 | 1397 | 11285 | 5358 | 33301
2025 | 3017 | 2106 | 2737 | 737 | 1408 | 2405 | 2283 | 646 | 1402 | 11324 | 5351 | 33416
2026 | 3051 | 2139 | 2778 | 932 | 1365 | 2359 | 2293 | 652 | 1409 | 11355 | 5350 | 33683
2027 | 3032 | 2131 | 2793 | 1123 | 1324 | 2365 | 2310 | 657 | 1420 | 11386 | 5364 | 33905
2028 | 2993 | 2105 | 2822 | 1124 | 1307 | 2355 | 2338 | 664 | 1433 | 11407 | 5379 | 33927
2029 | 2962 | 2087 | 2984 | 1127 | 1303 | 2355 | 2382 | 675 | 1450 | 11417 | 5408 | 34150
2030 | 2943 | 2077 | 3144 | 1127 | 1300 | 2362 | 2420 | 685 | 1466 | 11448 | 5431 | 34403
2031 | 2955 | 2079 | 3255 | 1128 | 1305 | 2376 | 2465 | 697 | 1485 | 11500 | 5478 | 34723
2032 | 2983 | 2091 | 3411 | 1130 | 1315 | 2402 | 2513 | 711 | 1503 | 11593 | 5538 | 35190
2033 | 3022 | 2114 | 3540 | 1134 | 1340 | 2442 | 2580 | 726 | 1526 | 11686 | 5620 | 35730
2034 | 3057 | 2127 | 3594 | 1138 | 1364 | 2475 | 2633 | 742 | 1547 | 11769 | 5688 | 36134
2035 | 3092 | 2136 | 3629 | 1141 | 1377 | 2497 | 2664 | 753 | 1561 | 11872 | 5740 | 36462
2036 | 3129 | 2152 | 3663 | 1144 | 1394 | 2529 | 2704 | 763 | 1577 | 11975 | 5801 | 36831
2037 | 3167 | 2177 | 3711 | 1149 | 1416 | 2570 | 2756 | 775 | 1596 | 12079 | 5870 | 37266
2038 | 3203 | 2207 | 3757 | 1154 | 1441 | 2615 | 2810 | 786 | 1614 | 12182 | 5940 | 37709
2039 | 3237 | 2234 | 3796 | 1157 | 1466 | 2658 | 2863 | 798 | 1633 | 12285 | 6005 | 38132
2040 | 3270 | 2254 | 3830 | 1160 | 1489 | 2695 | 2909 | 808 | 1649 | 12378 | 6059 | 38501
2041 | 3300 | 2270 | 3857 | 1163 | 1511 | 2728 | 2951 | 817 | 1662 | 12451 | 6100 | 38810
2042 | 3328 | 2284 | 3883 | 1165 | 1530 | 2760 | 2991 | 824 | 1672 | 12513 | 6135 | 39085
2043 | 3352 | 2296 | 3905 | 1167 | 1550 | 2790 | 3027 | 830 | 1680 | 12554 | 6159 | 39310
2044 | 3374 | 2308 | 3927 | 1168 | 1570 | 2821 | 3065 | 836 | 1685 | 12575 | 6181 | 39510
2045 | 3392 | 2320 | 3948 | 1169 | 1590 | 2853 | 3099 | 840 | 1687 | 12595 | 6196 | 39689
2046 | 3407 | 2328 | 3965 | 1169 | 1605 | 2881 | 3129 | 843 | 1687 | 12616 | 6208 | 39838
2047 | 3417 | 2334 | 3976 | 1169 | 1616 | 2903 | 3154 | 845 | 1687 | 12637 | 6218 | 39956
2048 | 3426 | 2335 | 3974 | 1169 | 1622 | 2920 | 3174 | 847 | 1688 | 12668 | 6228 | 40051
2049 | 3430 | 2336 | 3983 | 1168 | 1626 | 2934 | 3194 | 849 | 1688 | 12699 | 6238 | 40145
2050 | 3432 | 2334 | 3976 | 1168 | 1622 | 2947 | 3215 | 852 | 1689 | 12740 | 6252 | 40227
2051 | 3432 | 2333 | 3976 | 1167 | 1621 | 2959 | 3234 | 855 | 1690 | 12781 | 6264 | 40312
2052 | 3431 | 2329 | 3967 | 1166 | 1619 | 2966 | 3251 | 857 | 1691 | 12812 | 6275 | 40364
2053 | 3429 | 2328 | 3967 | 1165 | 1620 | 2972 | 3264 | 857 | 1691 | 12843 | 6282 | 40418
2054 | 3427 | 2327 | 3970 | 1165 | 1619 | 2975 | 3269 | 858 | 1691 | 12874 | 6284 | 40459
Note: 90th percentile summer peak demand forecast is representative of a warmer than expected summer peak day.
Note: Expected weather conditions include an increasing temperature trend from the NYISO Climate Change Impact Study Phase I report.
Note: Forecast values assume no demand response reductions.

## I-7b
Table I-7b: 10th Percentile Forecast of Baseline Summer Coincident Peak Demand due to Weather
Includes Impacts of Energy Saving Programs, Behind-the-Meter Generation, Electrification, & Large Loads
10th Percentile of Summer Coincident Peak Demand due to Weather - MW
Year | A | B | C | D | E | F | G | H | I | J | K | NYCA
2024 | 2544 | 1724 | 2433 | 636 | 1239 | 2137 | 1972 | 542 | 1180 | 9951 | 4568 | 28926
2025 | 2617 | 1827 | 2374 | 639 | 1222 | 2088 | 1981 | 546 | 1185 | 9985 | 4562 | 29026
2026 | 2647 | 1855 | 2410 | 808 | 1184 | 2047 | 1990 | 551 | 1191 | 10012 | 4561 | 29256
2027 | 2630 | 1849 | 2423 | 974 | 1149 | 2053 | 2005 | 555 | 1200 | 10040 | 4573 | 29451
2028 | 2597 | 1826 | 2448 | 975 | 1134 | 2044 | 2029 | 561 | 1210 | 10058 | 4586 | 29468
2029 | 2570 | 1810 | 2588 | 978 | 1130 | 2044 | 2068 | 570 | 1225 | 10067 | 4611 | 29661
2030 | 2553 | 1802 | 2728 | 978 | 1128 | 2050 | 2101 | 579 | 1239 | 10094 | 4630 | 29882
2031 | 2563 | 1804 | 2824 | 979 | 1132 | 2062 | 2139 | 589 | 1255 | 10140 | 4671 | 30158
2032 | 2587 | 1814 | 2959 | 981 | 1141 | 2085 | 2181 | 600 | 1270 | 10222 | 4721 | 30561
2033 | 2622 | 1834 | 3071 | 983 | 1162 | 2120 | 2239 | 614 | 1289 | 10304 | 4791 | 31029
2034 | 2651 | 1845 | 3118 | 987 | 1183 | 2148 | 2285 | 627 | 1307 | 10377 | 4849 | 31377
2035 | 2682 | 1853 | 3148 | 990 | 1195 | 2168 | 2312 | 636 | 1319 | 10468 | 4893 | 31664
2036 | 2715 | 1867 | 3177 | 993 | 1209 | 2195 | 2347 | 645 | 1332 | 10559 | 4946 | 31985
2037 | 2747 | 1889 | 3219 | 996 | 1228 | 2231 | 2392 | 654 | 1348 | 10650 | 5005 | 32359
2038 | 2779 | 1915 | 3259 | 1001 | 1250 | 2270 | 2439 | 664 | 1364 | 10741 | 5065 | 32747
2039 | 2808 | 1938 | 3293 | 1004 | 1272 | 2307 | 2485 | 674 | 1380 | 10832 | 5120 | 33113
2040 | 2837 | 1956 | 3322 | 1007 | 1291 | 2339 | 2525 | 683 | 1393 | 10914 | 5166 | 33433
2041 | 2863 | 1970 | 3345 | 1008 | 1311 | 2368 | 2562 | 690 | 1404 | 10978 | 5201 | 33700
2042 | 2887 | 1982 | 3369 | 1010 | 1328 | 2395 | 2596 | 696 | 1413 | 11033 | 5230 | 33939
2043 | 2908 | 1992 | 3387 | 1012 | 1344 | 2421 | 2627 | 702 | 1419 | 11069 | 5250 | 34131
2044 | 2927 | 2002 | 3407 | 1013 | 1362 | 2449 | 2660 | 706 | 1423 | 11088 | 5270 | 34307
2045 | 2943 | 2012 | 3425 | 1014 | 1380 | 2476 | 2689 | 709 | 1425 | 11106 | 5283 | 34462
2046 | 2956 | 2020 | 3439 | 1014 | 1393 | 2500 | 2716 | 712 | 1425 | 11124 | 5293 | 34592
2047 | 2964 | 2024 | 3449 | 1014 | 1402 | 2519 | 2737 | 714 | 1425 | 11142 | 5301 | 34691
2048 | 2972 | 2025 | 3447 | 1014 | 1407 | 2534 | 2755 | 716 | 1426 | 11170 | 5309 | 34775
2049 | 2975 | 2026 | 3455 | 1013 | 1410 | 2547 | 2772 | 717 | 1426 | 11197 | 5319 | 34857
2050 | 2977 | 2024 | 3449 | 1013 | 1407 | 2558 | 2790 | 720 | 1427 | 11233 | 5331 | 34929
2051 | 2977 | 2023 | 3449 | 1012 | 1406 | 2568 | 2807 | 722 | 1428 | 11270 | 5341 | 35003
2052 | 2976 | 2021 | 3441 | 1011 | 1405 | 2575 | 2822 | 724 | 1429 | 11297 | 5350 | 35051
2053 | 2974 | 2020 | 3441 | 1010 | 1406 | 2579 | 2833 | 724 | 1429 | 11324 | 5355 | 35095
2054 | 2972 | 2019 | 3444 | 1010 | 1405 | 2582 | 2837 | 725 | 1429 | 11352 | 5357 | 35132
Note: 10th percentile summer peak demand forecast is representative of a cooler than expected summer peak day.
Note: Expected weather conditions include an increasing temperature trend from the NYISO Climate Change Impact Study Phase I report.
Note: Forecast values assume no demand response reductions.

## I-7c
Table I-7c: 90th Percentile Forecast of Baseline Winter Coincident Peak Demand due to Weather
Includes Impacts of Energy Saving Programs, Behind-the-Meter Generation, Electrification, & Large Loads
90th Percentile of Winter Coincident Peak Demand due to Weather - MW
Year | A | B | C | D | E | F | G | H | I | J | K | NYCA
2024-25 | 2291 | 1579 | 2621 | 897 | 1338 | 2006 | 1571 | 530 | 914 | 7666 | 3412 | 24825
2025-26 | 2381 | 1652 | 2588 | 1066 | 1348 | 2005 | 1590 | 530 | 923 | 7729 | 3441 | 25253
2026-27 | 2449 | 1696 | 2698 | 1219 | 1344 | 2014 | 1615 | 534 | 935 | 7812 | 3478 | 25794
2027-28 | 2505 | 1718 | 2790 | 1312 | 1360 | 2087 | 1659 | 544 | 953 | 7885 | 3542 | 26355
2028-29 | 2549 | 1742 | 2917 | 1313 | 1380 | 2125 | 1711 | 555 | 973 | 7990 | 3614 | 26869
2029-30 | 2607 | 1773 | 3068 | 1317 | 1407 | 2173 | 1773 | 560 | 996 | 8104 | 3706 | 27484
2030-31 | 2685 | 1813 | 3255 | 1317 | 1435 | 2215 | 1836 | 565 | 1015 | 8250 | 3796 | 28182
2031-32 | 2784 | 1866 | 3371 | 1318 | 1475 | 2273 | 1911 | 566 | 1041 | 8584 | 3911 | 29100
2032-33 | 2874 | 1912 | 3535 | 1322 | 1520 | 2336 | 1992 | 576 | 1071 | 8908 | 4047 | 30093
2033-34 | 3006 | 1990 | 3724 | 1326 | 1589 | 2441 | 2107 | 601 | 1118 | 9106 | 4233 | 31241
2034-35 | 3159 | 2081 | 3888 | 1331 | 1670 | 2564 | 2240 | 630 | 1173 | 9648 | 4450 | 32834
2035-36 | 3338 | 2188 | 4041 | 1338 | 1761 | 2700 | 2382 | 656 | 1233 | 10086 | 4686 | 34409
2036-37 | 3519 | 2298 | 4179 | 1346 | 1856 | 2842 | 2529 | 685 | 1294 | 10493 | 4933 | 35974
2037-38 | 3708 | 2408 | 4307 | 1352 | 1956 | 2990 | 2685 | 719 | 1359 | 10983 | 5187 | 37654
2038-39 | 3912 | 2526 | 4453 | 1359 | 2062 | 3149 | 2849 | 752 | 1426 | 11421 | 5455 | 39364
2039-40 | 4118 | 2646 | 4600 | 1366 | 2170 | 3309 | 3009 | 785 | 1493 | 12005 | 5720 | 41221
2040-41 | 4319 | 2766 | 4754 | 1374 | 2273 | 3470 | 3164 | 815 | 1558 | 12496 | 5985 | 42974
2041-42 | 4505 | 2877 | 4898 | 1381 | 2367 | 3617 | 3307 | 845 | 1621 | 13048 | 6228 | 44694
2042-43 | 4673 | 2974 | 5018 | 1386 | 2451 | 3750 | 3440 | 873 | 1677 | 13414 | 6447 | 46103
2043-44 | 4820 | 3057 | 5126 | 1391 | 2524 | 3864 | 3561 | 900 | 1727 | 13758 | 6636 | 47364
2044-45 | 4945 | 3130 | 5208 | 1396 | 2585 | 3968 | 3672 | 922 | 1771 | 14029 | 6804 | 48430
2045-46 | 5054 | 3195 | 5293 | 1400 | 2637 | 4063 | 3773 | 941 | 1810 | 14321 | 6955 | 49442
2046-47 | 5142 | 3249 | 5370 | 1403 | 2680 | 4144 | 3862 | 956 | 1843 | 14571 | 7085 | 50305
2047-48 | 5216 | 3292 | 5418 | 1404 | 2712 | 4211 | 3939 | 970 | 1871 | 14759 | 7193 | 50985
2048-49 | 5267 | 3322 | 5456 | 1406 | 2732 | 4259 | 3996 | 980 | 1892 | 14895 | 7269 | 51474
2049-50 | 5301 | 3341 | 5468 | 1406 | 2743 | 4290 | 4037 | 988 | 1906 | 14978 | 7320 | 51778
2050-51 | 5320 | 3351 | 5481 | 1406 | 2747 | 4307 | 4065 | 992 | 1914 | 15051 | 7351 | 51985
2051-52 | 5330 | 3358 | 5481 | 1406 | 2748 | 4316 | 4084 | 994 | 1918 | 15093 | 7372 | 52100
2052-53 | 5335 | 3362 | 5485 | 1406 | 2748 | 4324 | 4099 | 994 | 1921 | 15135 | 7384 | 52193
2053-54 | 5338 | 3363 | 5478 | 1406 | 2747 | 4330 | 4111 | 994 | 1923 | 15155 | 7390 | 52235
2054-55 | 5339 | 3364 | 5482 | 1406 | 2747 | 4334 | 4118 | 994 | 1924 | 15166 | 7392 | 52266
Note: 90th percentile winter peak demand forecast is representative of a colder than expected winter peak day.
Note: Expected weather conditions include an increasing temperature trend from the NYISO Climate Change Impact Study Phase I report.

## I-7d
Table I-7d: 10th Percentile Forecast of Baseline Winter Coincident Peak Demand due to Weather
Includes Impacts of Energy Saving Programs, Behind-the-Meter Generation, Electrification, & Large Loads
10th Percentile of Winter Coincident Peak Demand due to Weather - MW
Year | A | B | C | D | E | F | G | H | I | J | K | NYCA
2024-25 | 2085 | 1438 | 2386 | 817 | 1218 | 1826 | 1430 | 482 | 832 | 6979 | 3106 | 22599
2025-26 | 2168 | 1504 | 2356 | 970 | 1227 | 1825 | 1447 | 482 | 840 | 7036 | 3133 | 22988
2026-27 | 2230 | 1544 | 2457 | 1110 | 1224 | 1834 | 1470 | 486 | 851 | 7112 | 3166 | 23484
2027-28 | 2281 | 1564 | 2540 | 1195 | 1238 | 1900 | 1511 | 496 | 868 | 7179 | 3225 | 23997
2028-29 | 2321 | 1586 | 2656 | 1195 | 1256 | 1934 | 1557 | 505 | 886 | 7274 | 3290 | 24460
2029-30 | 2373 | 1614 | 2793 | 1199 | 1281 | 1978 | 1614 | 510 | 907 | 7378 | 3374 | 25021
2030-31 | 2444 | 1650 | 2964 | 1199 | 1307 | 2017 | 1671 | 515 | 924 | 7511 | 3455 | 25657
2031-32 | 2534 | 1699 | 3069 | 1200 | 1343 | 2069 | 1740 | 516 | 948 | 7815 | 3561 | 26494
2032-33 | 2616 | 1741 | 3218 | 1203 | 1384 | 2127 | 1814 | 524 | 975 | 8109 | 3684 | 27395
2033-34 | 2737 | 1812 | 3390 | 1207 | 1446 | 2222 | 1918 | 547 | 1018 | 8290 | 3853 | 28440
2034-35 | 2876 | 1894 | 3540 | 1212 | 1520 | 2334 | 2040 | 574 | 1068 | 8783 | 4051 | 29892
2035-36 | 3039 | 1992 | 3679 | 1218 | 1603 | 2458 | 2169 | 597 | 1122 | 9182 | 4266 | 31325
2036-37 | 3204 | 2092 | 3805 | 1225 | 1689 | 2588 | 2303 | 624 | 1178 | 9553 | 4490 | 32751
2037-38 | 3376 | 2193 | 3921 | 1231 | 1780 | 2722 | 2444 | 654 | 1237 | 9999 | 4722 | 34279
2038-39 | 3562 | 2300 | 4054 | 1237 | 1877 | 2867 | 2593 | 685 | 1298 | 10398 | 4966 | 35837
2039-40 | 3749 | 2409 | 4188 | 1244 | 1975 | 3012 | 2739 | 715 | 1359 | 10929 | 5207 | 37526
2040-41 | 3932 | 2518 | 4328 | 1251 | 2069 | 3159 | 2880 | 742 | 1419 | 11376 | 5449 | 39123
2041-42 | 4101 | 2619 | 4459 | 1257 | 2155 | 3293 | 3011 | 769 | 1476 | 11879 | 5670 | 40689
2042-43 | 4254 | 2707 | 4568 | 1262 | 2231 | 3414 | 3132 | 795 | 1527 | 12211 | 5869 | 41970
2043-44 | 4388 | 2783 | 4666 | 1267 | 2298 | 3518 | 3242 | 819 | 1572 | 12525 | 6041 | 43119
2044-45 | 4502 | 2850 | 4741 | 1271 | 2353 | 3612 | 3342 | 839 | 1612 | 12772 | 6194 | 44088
2045-46 | 4601 | 2909 | 4819 | 1274 | 2400 | 3699 | 3435 | 857 | 1647 | 13037 | 6332 | 45010
2046-47 | 4681 | 2958 | 4888 | 1277 | 2439 | 3773 | 3516 | 871 | 1678 | 13265 | 6450 | 45796
2047-48 | 4749 | 2997 | 4932 | 1278 | 2469 | 3833 | 3586 | 883 | 1704 | 13436 | 6548 | 46415
2048-49 | 4795 | 3024 | 4967 | 1280 | 2487 | 3877 | 3638 | 893 | 1723 | 13560 | 6617 | 46861
2049-50 | 4826 | 3041 | 4978 | 1280 | 2497 | 3906 | 3675 | 899 | 1735 | 13636 | 6664 | 47137
2050-51 | 4843 | 3051 | 4990 | 1280 | 2501 | 3921 | 3700 | 903 | 1742 | 13702 | 6693 | 47326
2051-52 | 4852 | 3057 | 4990 | 1280 | 2502 | 3929 | 3718 | 905 | 1746 | 13740 | 6711 | 47430
2052-53 | 4857 | 3060 | 4994 | 1280 | 2502 | 3937 | 3732 | 905 | 1749 | 13778 | 6722 | 47516
2053-54 | 4860 | 3061 | 4987 | 1280 | 2501 | 3942 | 3742 | 905 | 1751 | 13797 | 6728 | 47554
2054-55 | 4861 | 3062 | 4991 | 1280 | 2501 | 3945 | 3749 | 905 | 1752 | 13807 | 6730 | 47583
Note: 10th percentile winter peak demand forecast is representative of a warmer than expected winter peak day.
Note: Expected weather conditions include an increasing temperature trend from the NYISO Climate Change Impact Study Phase I report.

## I-7e
Table I-7e: 99th Percentile Forecast of Baseline Summer Coincident Peak Demand due to Weather
Includes Impacts of Energy Saving Programs, Behind-the-Meter Generation, Electrification, & Large Loads
99th Percentile of Summer Coincident Peak Demand due to Weather - MW
Year | A | B | C | D | E | F | G | H | I | J | K | NYCA
2024 | 3074 | 2083 | 2939 | 769 | 1496 | 2551 | 2354 | 666 | 1451 | 11736 | 5671 | 34790
2025 | 3162 | 2207 | 2869 | 772 | 1476 | 2492 | 2365 | 671 | 1456 | 11776 | 5663 | 34909
2026 | 3198 | 2242 | 2912 | 976 | 1430 | 2444 | 2376 | 677 | 1464 | 11809 | 5662 | 35190
2027 | 3178 | 2234 | 2928 | 1177 | 1388 | 2450 | 2393 | 682 | 1475 | 11841 | 5677 | 35423
2028 | 3138 | 2206 | 2958 | 1178 | 1370 | 2439 | 2422 | 690 | 1488 | 11862 | 5693 | 35444
2029 | 3105 | 2187 | 3127 | 1181 | 1365 | 2439 | 2468 | 701 | 1506 | 11873 | 5724 | 35676
2030 | 3085 | 2177 | 3296 | 1181 | 1363 | 2447 | 2507 | 712 | 1523 | 11905 | 5748 | 35944
2031 | 3097 | 2179 | 3412 | 1183 | 1368 | 2461 | 2553 | 724 | 1543 | 11959 | 5798 | 36277
2032 | 3126 | 2191 | 3575 | 1185 | 1379 | 2488 | 2604 | 738 | 1561 | 12056 | 5861 | 36764
2033 | 3168 | 2216 | 3710 | 1188 | 1405 | 2530 | 2673 | 754 | 1585 | 12152 | 5948 | 37329
2034 | 3204 | 2230 | 3768 | 1193 | 1429 | 2564 | 2727 | 771 | 1607 | 12238 | 6020 | 37751
2035 | 3241 | 2239 | 3803 | 1196 | 1444 | 2587 | 2759 | 782 | 1621 | 12346 | 6075 | 38093
2036 | 3280 | 2255 | 3839 | 1199 | 1461 | 2620 | 2801 | 793 | 1637 | 12453 | 6140 | 38478
2037 | 3319 | 2282 | 3890 | 1204 | 1484 | 2663 | 2855 | 805 | 1657 | 12561 | 6213 | 38933
2038 | 3357 | 2314 | 3938 | 1210 | 1510 | 2709 | 2911 | 817 | 1677 | 12668 | 6287 | 39398
2039 | 3393 | 2342 | 3978 | 1213 | 1537 | 2754 | 2965 | 829 | 1696 | 12776 | 6356 | 39839
2040 | 3428 | 2363 | 4014 | 1216 | 1560 | 2792 | 3014 | 839 | 1713 | 12872 | 6413 | 40224
2041 | 3459 | 2380 | 4042 | 1218 | 1584 | 2826 | 3057 | 848 | 1726 | 12948 | 6456 | 40544
2042 | 3488 | 2394 | 4070 | 1221 | 1604 | 2859 | 3098 | 856 | 1737 | 13012 | 6493 | 40832
2043 | 3513 | 2407 | 4093 | 1223 | 1624 | 2890 | 3135 | 862 | 1744 | 13055 | 6518 | 41064
2044 | 3537 | 2419 | 4116 | 1224 | 1646 | 2923 | 3175 | 868 | 1750 | 13077 | 6542 | 41277
2045 | 3556 | 2431 | 4139 | 1225 | 1667 | 2955 | 3210 | 872 | 1752 | 13098 | 6558 | 41463
2046 | 3571 | 2440 | 4155 | 1225 | 1683 | 2984 | 3242 | 876 | 1752 | 13120 | 6570 | 41618
2047 | 3581 | 2446 | 4168 | 1225 | 1694 | 3007 | 3267 | 878 | 1752 | 13141 | 6581 | 41740
2048 | 3590 | 2447 | 4165 | 1225 | 1700 | 3025 | 3288 | 880 | 1753 | 13173 | 6591 | 41837
2049 | 3595 | 2448 | 4174 | 1224 | 1704 | 3040 | 3308 | 882 | 1753 | 13206 | 6602 | 41936
2050 | 3597 | 2446 | 4168 | 1224 | 1700 | 3053 | 3330 | 885 | 1754 | 13248 | 6617 | 42022
2051 | 3597 | 2445 | 4168 | 1223 | 1699 | 3065 | 3350 | 888 | 1755 | 13291 | 6630 | 42111
2052 | 3596 | 2441 | 4158 | 1222 | 1697 | 3073 | 3368 | 890 | 1756 | 13324 | 6641 | 42166
2053 | 3594 | 2440 | 4158 | 1221 | 1698 | 3078 | 3381 | 890 | 1756 | 13356 | 6648 | 42220
2054 | 3592 | 2439 | 4161 | 1221 | 1697 | 3082 | 3386 | 891 | 1756 | 13388 | 6650 | 42263
Note: 99th percentile summer peak demand forecast is representative of an extremely hot and humid (well above expected weather) summer peak day.
Note: Expected weather conditions include an increasing temperature trend from the NYISO Climate Change Impact Study Phase I report.
Note: Forecast values assume no demand response reductions.

## I-7f
Table I-7f: 99th Percentile Forecast of Baseline Winter Coincident Peak Demand due to Weather
Includes Impacts of Energy Saving Programs, Behind-the-Meter Generation, Electrification, & Large Loads
99th Percentile of Winter Coincident Peak Demand due to Weather - MW
Year | A | B | C | D | E | F | G | H | I | J | K | NYCA
2024-25 | 2385 | 1644 | 2729 | 934 | 1393 | 2089 | 1636 | 552 | 951 | 7983 | 3553 | 25849
2025-26 | 2479 | 1720 | 2695 | 1110 | 1403 | 2087 | 1655 | 552 | 961 | 8048 | 3583 | 26293
2026-27 | 2550 | 1766 | 2810 | 1270 | 1400 | 2097 | 1681 | 556 | 973 | 8135 | 3621 | 26859
2027-28 | 2609 | 1789 | 2905 | 1366 | 1416 | 2173 | 1728 | 567 | 993 | 8211 | 3688 | 27445
2028-29 | 2654 | 1814 | 3038 | 1367 | 1437 | 2212 | 1781 | 578 | 1013 | 8319 | 3763 | 27976
2029-30 | 2714 | 1846 | 3194 | 1372 | 1465 | 2262 | 1846 | 583 | 1037 | 8439 | 3859 | 28617
2030-31 | 2796 | 1888 | 3390 | 1372 | 1494 | 2307 | 1911 | 589 | 1057 | 8591 | 3952 | 29347
2031-32 | 2899 | 1943 | 3510 | 1373 | 1536 | 2367 | 1990 | 590 | 1084 | 8938 | 4073 | 30303
2032-33 | 2992 | 1991 | 3681 | 1376 | 1582 | 2433 | 2074 | 600 | 1115 | 9275 | 4214 | 31333
2033-34 | 3130 | 2072 | 3877 | 1380 | 1654 | 2541 | 2194 | 626 | 1164 | 9481 | 4407 | 32526
2034-35 | 3290 | 2167 | 4049 | 1386 | 1739 | 2670 | 2333 | 656 | 1222 | 10046 | 4633 | 34191
2035-36 | 3475 | 2279 | 4207 | 1393 | 1833 | 2812 | 2481 | 683 | 1284 | 10502 | 4880 | 35829
2036-37 | 3664 | 2393 | 4352 | 1401 | 1932 | 2960 | 2634 | 714 | 1348 | 10926 | 5136 | 37460
2037-38 | 3861 | 2508 | 4484 | 1408 | 2036 | 3114 | 2796 | 748 | 1415 | 11436 | 5401 | 39207
2038-39 | 4074 | 2630 | 4636 | 1415 | 2147 | 3279 | 2966 | 783 | 1485 | 11892 | 5680 | 40987
2039-40 | 4288 | 2755 | 4790 | 1423 | 2259 | 3445 | 3133 | 818 | 1554 | 12501 | 5956 | 42922
2040-41 | 4497 | 2880 | 4950 | 1430 | 2367 | 3613 | 3294 | 848 | 1623 | 13011 | 6232 | 44745
2041-42 | 4691 | 2995 | 5100 | 1438 | 2464 | 3766 | 3444 | 880 | 1688 | 13587 | 6485 | 46538
2042-43 | 4866 | 3096 | 5225 | 1443 | 2552 | 3904 | 3582 | 909 | 1746 | 13967 | 6713 | 48003
2043-44 | 5019 | 3183 | 5337 | 1449 | 2628 | 4024 | 3708 | 937 | 1799 | 14325 | 6910 | 49319
2044-45 | 5149 | 3259 | 5423 | 1453 | 2691 | 4131 | 3823 | 960 | 1844 | 14608 | 7084 | 50425
2045-46 | 5262 | 3327 | 5512 | 1458 | 2746 | 4230 | 3928 | 980 | 1884 | 14912 | 7242 | 51481
2046-47 | 5354 | 3383 | 5591 | 1461 | 2790 | 4315 | 4022 | 996 | 1919 | 15172 | 7378 | 52381
2047-48 | 5431 | 3428 | 5641 | 1462 | 2824 | 4384 | 4101 | 1010 | 1948 | 15368 | 7490 | 53087
2048-49 | 5485 | 3459 | 5681 | 1464 | 2844 | 4434 | 4161 | 1021 | 1970 | 15509 | 7569 | 53597
2049-50 | 5519 | 3479 | 5693 | 1464 | 2856 | 4467 | 4203 | 1029 | 1984 | 15596 | 7622 | 53912
2050-51 | 5539 | 3490 | 5707 | 1464 | 2861 | 4484 | 4232 | 1033 | 1993 | 15672 | 7655 | 54130
2051-52 | 5550 | 3496 | 5707 | 1464 | 2862 | 4494 | 4252 | 1035 | 1997 | 15715 | 7676 | 54248
2052-53 | 5555 | 3500 | 5712 | 1464 | 2862 | 4503 | 4268 | 1035 | 2001 | 15759 | 7688 | 54347
2053-54 | 5559 | 3501 | 5704 | 1464 | 2861 | 4508 | 4280 | 1035 | 2003 | 15781 | 7695 | 54391
2054-55 | 5560 | 3503 | 5708 | 1464 | 2861 | 4513 | 4288 | 1035 | 2004 | 15791 | 7697 | 54424
Note: 99th percentile winter peak demand forecast is representative of an extremely cold (well below expected weather) winter peak day.
Note: Expected weather conditions include an increasing temperature trend from the NYISO Climate Change Impact Study Phase I report.

## I-8a
Table I-8a: Energy Efficiency and Codes & Standards Energy Impacts
Reflects Cumulative Impacts
Estimated Historical Cumulative Reductions in Annual Energy by Zone - GWh
Year | A | B | C | D | E | F | G | H | I | J | K | NYCA
2004 | 228 | 114 | 224 | 21 | 105 | 168 | 46 | 29 | 42 | 371 | 21 | 1369
2005 | 320 | 163 | 316 | 29 | 148 | 237 | 68 | 42 | 63 | 555 | 36 | 1977
2006 | 451 | 236 | 447 | 41 | 210 | 334 | 100 | 61 | 92 | 804 | 57 | 2833
2007 | 540 | 287 | 537 | 49 | 253 | 401 | 131 | 76 | 118 | 1039 | 81 | 3512
2008 | 588 | 347 | 587 | 53 | 275 | 441 | 153 | 82 | 130 | 1125 | 255 | 4036
2009 | 703 | 423 | 698 | 63 | 331 | 535 | 228 | 99 | 157 | 1371 | 429 | 5037
2010 | 873 | 507 | 838 | 75 | 411 | 672 | 297 | 120 | 207 | 1840 | 639 | 6479
2011 | 1124 | 651 | 1049 | 94 | 525 | 865 | 439 | 152 | 273 | 2433 | 880 | 8485
2012 | 1279 | 758 | 1192 | 107 | 602 | 988 | 534 | 172 | 311 | 2768 | 1173 | 9884
2013 | 1442 | 886 | 1353 | 121 | 687 | 1125 | 643 | 197 | 356 | 3206 | 1513 | 11529
2014 | 1641 | 1031 | 1542 | 137 | 787 | 1284 | 771 | 225 | 412 | 3687 | 1852 | 13369
2015 | 1859 | 1170 | 1742 | 154 | 896 | 1471 | 897 | 252 | 459 | 4105 | 2228 | 15233
2016 | 2052 | 1260 | 1898 | 168 | 989 | 1643 | 1055 | 271 | 504 | 4508 | 2647 | 16995
2017 | 2279 | 1397 | 2097 | 186 | 1102 | 1839 | 1258 | 302 | 580 | 5195 | 2986 | 19221
2018 | 2500 | 1517 | 2290 | 203 | 1212 | 2030 | 1467 | 333 | 658 | 5901 | 3377 | 21488
2019 | 2745 | 1650 | 2501 | 222 | 1333 | 2244 | 1711 | 369 | 760 | 6814 | 3803 | 24152
2020 | 2987 | 1778 | 2709 | 241 | 1452 | 2455 | 1934 | 404 | 855 | 7664 | 4264 | 26743
2021 | 3259 | 1894 | 2929 | 263 | 1583 | 2697 | 2146 | 436 | 944 | 8455 | 4609 | 29215
2022 | 3502 | 2032 | 3147 | 282 | 1704 | 2906 | 2371 | 470 | 1024 | 9169 | 4934 | 31541
2023 | 3689 | 2223 | 3346 | 299 | 1803 | 3054 | 2543 | 504 | 1084 | 9707 | 5306 | 33558
Forecast of Cumulative Reductions in Annual Energy by Zone Relative to 2023 - GWh
Year | A | B | C | D | E | F | G | H | I | J | K | NYCA
2024 | 175 | 121 | 187 | 22 | 92 | 138 | 156 | 45 | 92 | 1027 | 367 | 2422
2025 | 378 | 262 | 416 | 48 | 202 | 294 | 344 | 96 | 179 | 1999 | 755 | 4973
2026 | 577 | 400 | 641 | 73 | 310 | 447 | 528 | 143 | 250 | 2790 | 1129 | 7288
2027 | 772 | 538 | 864 | 98 | 416 | 597 | 711 | 191 | 320 | 3576 | 1505 | 9588
2028 | 964 | 675 | 1086 | 123 | 520 | 742 | 893 | 238 | 387 | 4324 | 1880 | 11832
2029 | 1156 | 809 | 1303 | 149 | 623 | 889 | 1082 | 283 | 455 | 5067 | 2257 | 14073
2030 | 1344 | 937 | 1510 | 176 | 721 | 1034 | 1276 | 326 | 527 | 5836 | 2632 | 16319
2031 | 1526 | 1059 | 1707 | 203 | 815 | 1177 | 1471 | 367 | 601 | 6626 | 2999 | 18551
2032 | 1702 | 1172 | 1891 | 231 | 903 | 1316 | 1668 | 406 | 679 | 7436 | 3356 | 20760
2033 | 1871 | 1275 | 2061 | 258 | 986 | 1453 | 1864 | 440 | 756 | 8235 | 3697 | 22896
2034 | 2026 | 1370 | 2218 | 283 | 1062 | 1580 | 2050 | 473 | 829 | 8984 | 4016 | 24891
2035 | 2168 | 1457 | 2361 | 305 | 1132 | 1697 | 2227 | 503 | 897 | 9688 | 4312 | 26747
2036 | 2297 | 1536 | 2492 | 325 | 1196 | 1804 | 2395 | 531 | 960 | 10340 | 4588 | 28464
2037 | 2415 | 1610 | 2612 | 342 | 1256 | 1903 | 2554 | 557 | 1019 | 10949 | 4846 | 30063
2038 | 2528 | 1680 | 2727 | 359 | 1312 | 1998 | 2709 | 582 | 1077 | 11547 | 5097 | 31616
2039 | 2634 | 1747 | 2836 | 374 | 1366 | 2088 | 2861 | 606 | 1134 | 12135 | 5344 | 33125
2040 | 2737 | 1812 | 2942 | 389 | 1417 | 2176 | 3011 | 630 | 1190 | 12721 | 5589 | 34614
2041 | 2836 | 1875 | 3043 | 403 | 1467 | 2260 | 3149 | 653 | 1246 | 13301 | 5832 | 36065
2042 | 2932 | 1937 | 3142 | 416 | 1515 | 2342 | 3276 | 676 | 1301 | 13878 | 6073 | 37488
2043 | 3020 | 1994 | 3233 | 428 | 1560 | 2418 | 3390 | 697 | 1353 | 14423 | 6306 | 38822
2044 | 3102 | 2048 | 3318 | 438 | 1601 | 2489 | 3488 | 717 | 1402 | 14941 | 6531 | 40075
2045 | 3180 | 2099 | 3399 | 448 | 1641 | 2557 | 3573 | 737 | 1450 | 15439 | 6752 | 41275
2046 | 3255 | 2150 | 3478 | 456 | 1680 | 2622 | 3656 | 756 | 1496 | 15931 | 6974 | 42454
2047 | 3326 | 2198 | 3552 | 464 | 1716 | 2684 | 3736 | 774 | 1541 | 16407 | 7195 | 43593
2048 | 3394 | 2246 | 3625 | 471 | 1751 | 2744 | 3814 | 792 | 1585 | 16874 | 7417 | 44713
2049 | 3461 | 2293 | 3696 | 479 | 1785 | 2803 | 3891 | 809 | 1628 | 17335 | 7641 | 45821
2050 | 3526 | 2339 | 3765 | 486 | 1819 | 2860 | 3965 | 826 | 1671 | 17787 | 7865 | 46909
2051 | 3588 | 2384 | 3831 | 492 | 1850 | 2914 | 4036 | 843 | 1712 | 18224 | 8087 | 47961
2052 | 3648 | 2428 | 3896 | 498 | 1881 | 2967 | 4107 | 859 | 1752 | 18651 | 8308 | 48995
2053 | 3709 | 2474 | 3962 | 504 | 1913 | 3021 | 4177 | 875 | 1793 | 19082 | 8530 | 50040
2054 | 3766 | 2517 | 4023 | 510 | 1942 | 3071 | 4248 | 891 | 1831 | 19487 | 8747 | 51033

## I-8b
Table I-8b: Energy Efficiency and Codes & Standards Summer Peak Impacts
Reflects Cumulative Impacts
Reductions in Summer Coincident Peak Demand by Zone Relative to 2023 - MW
Year | A | B | C | D | E | F | G | H | I | J | K | NYCA
2024 | 29 | 23 | 33 | 4 | 16 | 22 | 26 | 8 | 13 | 153 | 79 | 406
2025 | 62 | 50 | 74 | 9 | 34 | 46 | 58 | 18 | 29 | 320 | 164 | 864
2026 | 95 | 77 | 115 | 14 | 53 | 70 | 89 | 27 | 42 | 473 | 245 | 1300
2027 | 128 | 103 | 155 | 18 | 71 | 95 | 120 | 37 | 59 | 658 | 329 | 1773
2028 | 161 | 131 | 196 | 23 | 89 | 118 | 152 | 47 | 75 | 837 | 412 | 2241
2029 | 193 | 157 | 236 | 29 | 108 | 142 | 185 | 56 | 91 | 1013 | 496 | 2706
2030 | 225 | 182 | 274 | 34 | 124 | 165 | 219 | 65 | 106 | 1171 | 581 | 3146
2031 | 255 | 207 | 310 | 39 | 141 | 188 | 253 | 74 | 122 | 1340 | 664 | 3593
2032 | 286 | 229 | 344 | 44 | 156 | 211 | 288 | 82 | 139 | 1517 | 745 | 4041
2033 | 315 | 249 | 375 | 49 | 171 | 233 | 322 | 89 | 155 | 1682 | 824 | 4464
2034 | 341 | 269 | 404 | 54 | 185 | 254 | 355 | 95 | 170 | 1838 | 897 | 4862
2035 | 365 | 286 | 430 | 59 | 197 | 273 | 386 | 102 | 183 | 1983 | 964 | 5228
2036 | 387 | 303 | 454 | 63 | 208 | 290 | 417 | 107 | 197 | 2117 | 1027 | 5570
2037 | 407 | 318 | 476 | 66 | 219 | 306 | 444 | 112 | 209 | 2244 | 1087 | 5888
2038 | 426 | 332 | 497 | 69 | 228 | 321 | 471 | 117 | 221 | 2366 | 1144 | 6192
2039 | 443 | 345 | 516 | 71 | 237 | 336 | 500 | 122 | 232 | 2488 | 1201 | 6491
2040 | 461 | 357 | 535 | 74 | 246 | 350 | 526 | 126 | 242 | 2585 | 1254 | 6756
2041 | 477 | 369 | 553 | 77 | 254 | 363 | 551 | 130 | 252 | 2693 | 1307 | 7026
2042 | 492 | 381 | 569 | 78 | 261 | 375 | 572 | 134 | 261 | 2787 | 1359 | 7269
2043 | 505 | 392 | 584 | 82 | 269 | 387 | 591 | 138 | 271 | 2886 | 1408 | 7513
2044 | 517 | 402 | 597 | 83 | 275 | 397 | 607 | 142 | 278 | 2965 | 1455 | 7718
2045 | 529 | 410 | 610 | 84 | 281 | 407 | 620 | 145 | 286 | 3047 | 1498 | 7917
2046 | 540 | 419 | 621 | 86 | 287 | 415 | 633 | 148 | 294 | 3127 | 1541 | 8111
2047 | 549 | 427 | 633 | 86 | 292 | 423 | 646 | 151 | 300 | 3196 | 1583 | 8286
2048 | 558 | 434 | 643 | 87 | 297 | 432 | 658 | 153 | 306 | 3258 | 1624 | 8450
2049 | 567 | 441 | 653 | 87 | 301 | 439 | 671 | 156 | 312 | 3329 | 1664 | 8620
2050 | 575 | 448 | 662 | 88 | 306 | 447 | 680 | 159 | 318 | 3391 | 1702 | 8776
2051 | 582 | 455 | 670 | 89 | 309 | 453 | 690 | 160 | 324 | 3452 | 1741 | 8925
2052 | 589 | 461 | 678 | 90 | 313 | 459 | 701 | 162 | 329 | 3503 | 1779 | 9064
2053 | 596 | 467 | 686 | 91 | 316 | 465 | 711 | 165 | 335 | 3563 | 1817 | 9212
2054 | 602 | 473 | 692 | 91 | 319 | 470 | 721 | 168 | 340 | 3618 | 1854 | 9348

## I-8c
Table I-8c: Energy Efficiency and Codes & Standards Winter Peak Impacts
Reflects Cumulative Impacts
Reductions in Winter Coincident Peak Demand by Zone Relative to 2023-24 - MW
Year | A | B | C | D | E | F | G | H | I | J | K | NYCA
2024-25 | 24 | 19 | 29 | 3 | 13 | 18 | 19 | 7 | 13 | 150 | 54 | 349
2025-26 | 53 | 42 | 64 | 7 | 30 | 39 | 43 | 15 | 26 | 292 | 111 | 722
2026-27 | 82 | 63 | 100 | 12 | 45 | 60 | 65 | 24 | 37 | 410 | 167 | 1065
2027-28 | 110 | 87 | 135 | 16 | 61 | 81 | 89 | 32 | 48 | 531 | 224 | 1414
2028-29 | 139 | 109 | 171 | 20 | 78 | 101 | 113 | 40 | 58 | 649 | 281 | 1759
2029-30 | 168 | 130 | 207 | 24 | 94 | 122 | 138 | 48 | 70 | 771 | 340 | 2112
2030-31 | 197 | 153 | 242 | 29 | 110 | 143 | 163 | 55 | 81 | 899 | 398 | 2470
2031-32 | 226 | 174 | 277 | 32 | 125 | 165 | 191 | 63 | 94 | 1036 | 457 | 2840
2032-33 | 255 | 193 | 310 | 37 | 140 | 187 | 219 | 70 | 108 | 1186 | 516 | 3221
2033-34 | 283 | 211 | 341 | 43 | 155 | 209 | 245 | 77 | 123 | 1340 | 575 | 3602
2034-35 | 311 | 228 | 371 | 48 | 168 | 230 | 272 | 84 | 138 | 1493 | 631 | 3974
2035-36 | 337 | 245 | 399 | 52 | 182 | 251 | 300 | 91 | 152 | 1643 | 686 | 4338
2036-37 | 361 | 261 | 427 | 57 | 194 | 271 | 326 | 98 | 166 | 1792 | 740 | 4693
2037-38 | 386 | 277 | 453 | 60 | 207 | 290 | 351 | 104 | 181 | 1949 | 793 | 5051
2038-39 | 410 | 292 | 480 | 65 | 219 | 309 | 378 | 111 | 197 | 2107 | 848 | 5416
2039-40 | 435 | 308 | 506 | 69 | 233 | 329 | 403 | 116 | 212 | 2269 | 902 | 5782
2040-41 | 459 | 324 | 533 | 74 | 245 | 348 | 429 | 123 | 227 | 2429 | 958 | 6149
2041-42 | 482 | 338 | 557 | 76 | 257 | 367 | 453 | 129 | 243 | 2593 | 1013 | 6508
2042-43 | 505 | 354 | 583 | 79 | 268 | 387 | 477 | 135 | 259 | 2754 | 1070 | 6871
2043-44 | 528 | 369 | 607 | 84 | 281 | 406 | 501 | 142 | 273 | 2912 | 1124 | 7227
2044-45 | 552 | 386 | 632 | 87 | 293 | 426 | 524 | 147 | 286 | 3059 | 1177 | 7569
2045-46 | 576 | 401 | 657 | 91 | 305 | 446 | 545 | 153 | 301 | 3202 | 1230 | 7907
2046-47 | 601 | 419 | 683 | 95 | 317 | 466 | 570 | 159 | 314 | 3343 | 1282 | 8249
2047-48 | 626 | 437 | 710 | 97 | 331 | 487 | 593 | 165 | 326 | 3479 | 1336 | 8587
2048-49 | 651 | 454 | 736 | 101 | 343 | 509 | 619 | 171 | 339 | 3608 | 1388 | 8919
2049-50 | 677 | 473 | 764 | 105 | 357 | 532 | 643 | 177 | 351 | 3730 | 1442 | 9251
2050-51 | 704 | 493 | 791 | 109 | 371 | 555 | 667 | 182 | 361 | 3841 | 1491 | 9565
2051-52 | 731 | 512 | 819 | 112 | 384 | 577 | 692 | 187 | 370 | 3945 | 1542 | 9871
2052-53 | 757 | 530 | 845 | 116 | 397 | 600 | 720 | 193 | 380 | 4042 | 1591 | 10171
2053-54 | 784 | 549 | 873 | 120 | 410 | 623 | 749 | 198 | 390 | 4143 | 1641 | 10480
2054-55 | 810 | 567 | 901 | 123 | 423 | 646 | 780 | 204 | 399 | 4238 | 1690 | 10781

## I-9a
Table I-9a: Solar PV Nameplate Capacity, Behind-the-Meter
Reflects Total Cumulative Nameplate Capacity
Nameplate Capacity by Zone - MW DC
Year | A | B | C | D | E | F | G | H | I | J | K | NYCA
2014 | 19 | 13 | 26 | 2 | 14 | 65 | 49 | 7 | 15 | 47 | 126 | 383
2015 | 27 | 25 | 46 | 3 | 26 | 100 | 89 | 15 | 24 | 73 | 225 | 653
2016 | 34 | 37 | 73 | 4 | 38 | 151 | 128 | 24 | 33 | 109 | 333 | 964
2017 | 53 | 63 | 101 | 4 | 61 | 219 | 151 | 29 | 40 | 147 | 413 | 1281
2018 | 65 | 97 | 134 | 10 | 90 | 298 | 189 | 36 | 47 | 194 | 478 | 1638
2019 | 94 | 126 | 199 | 25 | 126 | 342 | 276 | 44 | 54 | 240 | 632 | 2158
2020 | 139 | 159 | 289 | 28 | 187 | 436 | 361 | 52 | 63 | 285 | 696 | 2695
2021 | 183 | 258 | 464 | 38 | 266 | 495 | 469 | 72 | 75 | 349 | 774 | 3443
2022 | 226 | 404 | 602 | 45 | 418 | 537 | 573 | 83 | 107 | 423 | 872 | 4290
2023 | 313 | 487 | 752 | 60 | 532 | 655 | 647 | 95 | 128 | 508 | 995 | 5172
2024 | 375 | 584 | 906 | 73 | 643 | 744 | 761 | 109 | 149 | 586 | 1124 | 6054
2025 | 433 | 676 | 1052 | 85 | 747 | 827 | 869 | 123 | 168 | 660 | 1246 | 6886
2026 | 489 | 763 | 1190 | 96 | 846 | 907 | 971 | 137 | 186 | 731 | 1362 | 7678
2027 | 539 | 843 | 1317 | 106 | 936 | 980 | 1065 | 149 | 203 | 795 | 1467 | 8400
2028 | 584 | 913 | 1428 | 115 | 1016 | 1044 | 1147 | 160 | 218 | 852 | 1560 | 9037
2029 | 622 | 972 | 1522 | 123 | 1083 | 1098 | 1217 | 169 | 230 | 899 | 1639 | 9574
2030 | 653 | 1021 | 1599 | 129 | 1138 | 1143 | 1274 | 176 | 240 | 939 | 1703 | 10015
2031 | 676 | 1058 | 1658 | 134 | 1180 | 1179 | 1324 | 183 | 249 | 972 | 1758 | 10371
2032 | 693 | 1085 | 1701 | 137 | 1211 | 1208 | 1367 | 188 | 257 | 999 | 1804 | 10650
2033 | 706 | 1104 | 1732 | 140 | 1233 | 1230 | 1403 | 193 | 263 | 1022 | 1842 | 10868
2034 | 715 | 1118 | 1754 | 142 | 1249 | 1247 | 1432 | 197 | 269 | 1040 | 1872 | 11035
2035 | 725 | 1134 | 1779 | 144 | 1267 | 1269 | 1471 | 202 | 275 | 1063 | 1911 | 11240
2036 | 733 | 1147 | 1799 | 146 | 1281 | 1287 | 1506 | 206 | 282 | 1083 | 1945 | 11415
2037 | 739 | 1157 | 1815 | 147 | 1293 | 1305 | 1541 | 211 | 288 | 1103 | 1978 | 11577
2038 | 745 | 1165 | 1829 | 149 | 1302 | 1320 | 1573 | 215 | 294 | 1121 | 2010 | 11723
2039 | 749 | 1172 | 1839 | 150 | 1310 | 1334 | 1605 | 219 | 299 | 1138 | 2040 | 11855
2040 | 752 | 1177 | 1848 | 151 | 1316 | 1348 | 1635 | 223 | 305 | 1155 | 2068 | 11978
2041 | 755 | 1182 | 1855 | 152 | 1321 | 1360 | 1664 | 227 | 310 | 1171 | 2095 | 12092
2042 | 757 | 1185 | 1860 | 153 | 1324 | 1371 | 1692 | 231 | 315 | 1185 | 2120 | 12193
2043 | 759 | 1187 | 1863 | 154 | 1327 | 1381 | 1718 | 234 | 320 | 1199 | 2144 | 12286
2044 | 761 | 1189 | 1866 | 155 | 1329 | 1391 | 1743 | 237 | 324 | 1212 | 2166 | 12373
2045 | 762 | 1190 | 1867 | 156 | 1330 | 1399 | 1766 | 240 | 328 | 1224 | 2187 | 12449
2046 | 764 | 1192 | 1869 | 156 | 1332 | 1407 | 1787 | 243 | 332 | 1234 | 2206 | 12522
2047 | 765 | 1193 | 1870 | 157 | 1333 | 1413 | 1807 | 246 | 335 | 1244 | 2223 | 12586
2048 | 766 | 1194 | 1871 | 158 | 1334 | 1420 | 1825 | 248 | 339 | 1253 | 2239 | 12647
2049 | 767 | 1195 | 1872 | 158 | 1335 | 1425 | 1842 | 250 | 342 | 1262 | 2254 | 12702
2050 | 768 | 1196 | 1873 | 158 | 1336 | 1430 | 1857 | 252 | 344 | 1269 | 2267 | 12750
2051 | 768 | 1196 | 1873 | 159 | 1336 | 1434 | 1871 | 254 | 347 | 1276 | 2279 | 12793
2052 | 769 | 1197 | 1874 | 159 | 1337 | 1438 | 1884 | 256 | 349 | 1283 | 2291 | 12837
2053 | 770 | 1198 | 1875 | 160 | 1338 | 1442 | 1896 | 257 | 351 | 1289 | 2301 | 12877
2054 | 770 | 1198 | 1875 | 160 | 1338 | 1445 | 1907 | 259 | 353 | 1294 | 2310 | 12909
Note: Historical values reflect information from New York State's "Solar Electric Programs Reported by NYSERDA" database, and from
Standardized Interconnection Requiriements (SIR) Inventory Information submitted by Transmission Owners.
Note: Nameplate values reflect aggregate MW DC rating of installed panels.

## I-9b
Table I-9b: Solar PV Annual Energy Reductions, Behind-the-Meter
Reflects Total Cumulative Impacts
Reductions in Annual Energy by Zone - GWh
Year | A | B | C | D | E | F | G | H | I | J | K | NYCA
2024 | 378 | 616 | 871 | 71 | 652 | 767 | 803 | 116 | 162 | 618 | 1231 | 6285
2025 | 457 | 748 | 1078 | 92 | 795 | 882 | 944 | 133 | 186 | 705 | 1382 | 7402
2026 | 533 | 870 | 1276 | 107 | 933 | 994 | 1077 | 147 | 207 | 790 | 1525 | 8459
2027 | 603 | 987 | 1457 | 123 | 1061 | 1095 | 1202 | 163 | 228 | 870 | 1659 | 9448
2028 | 664 | 1088 | 1620 | 138 | 1174 | 1188 | 1312 | 178 | 245 | 941 | 1781 | 10329
2029 | 720 | 1176 | 1757 | 149 | 1273 | 1267 | 1408 | 190 | 263 | 1001 | 1885 | 11089
2030 | 764 | 1250 | 1875 | 156 | 1357 | 1332 | 1487 | 200 | 280 | 1051 | 1971 | 11723
2031 | 801 | 1310 | 1968 | 165 | 1421 | 1383 | 1556 | 206 | 289 | 1094 | 2045 | 12238
2032 | 827 | 1353 | 2039 | 171 | 1470 | 1430 | 1614 | 212 | 299 | 1130 | 2107 | 12652
2033 | 847 | 1388 | 2092 | 176 | 1508 | 1464 | 1666 | 220 | 308 | 1162 | 2159 | 12990
2034 | 863 | 1414 | 2134 | 181 | 1535 | 1492 | 1706 | 225 | 317 | 1184 | 2201 | 13252
2035 | 876 | 1436 | 2170 | 183 | 1560 | 1521 | 1751 | 228 | 322 | 1207 | 2243 | 13497
2036 | 889 | 1456 | 2205 | 185 | 1586 | 1549 | 1796 | 237 | 329 | 1230 | 2288 | 13750
2037 | 899 | 1474 | 2233 | 189 | 1604 | 1573 | 1840 | 240 | 338 | 1255 | 2329 | 13974
2038 | 910 | 1488 | 2260 | 190 | 1619 | 1597 | 1883 | 246 | 345 | 1279 | 2368 | 14185
2039 | 918 | 1503 | 2281 | 192 | 1636 | 1619 | 1924 | 251 | 353 | 1301 | 2406 | 14384
2040 | 923 | 1514 | 2300 | 194 | 1647 | 1638 | 1962 | 257 | 360 | 1319 | 2441 | 14555
2041 | 928 | 1522 | 2316 | 198 | 1657 | 1660 | 2003 | 259 | 365 | 1338 | 2476 | 14722
2042 | 932 | 1529 | 2329 | 200 | 1662 | 1678 | 2040 | 265 | 372 | 1356 | 2507 | 14870
2043 | 936 | 1535 | 2339 | 200 | 1672 | 1692 | 2072 | 268 | 378 | 1373 | 2540 | 15005
2044 | 940 | 1539 | 2347 | 201 | 1678 | 1708 | 2104 | 273 | 384 | 1390 | 2566 | 15130
2045 | 944 | 1544 | 2353 | 203 | 1682 | 1722 | 2136 | 278 | 388 | 1402 | 2593 | 15245
2046 | 948 | 1548 | 2362 | 203 | 1686 | 1733 | 2165 | 279 | 393 | 1417 | 2618 | 15352
2047 | 948 | 1553 | 2367 | 205 | 1689 | 1746 | 2189 | 281 | 397 | 1430 | 2639 | 15444
2048 | 953 | 1556 | 2373 | 207 | 1692 | 1755 | 2216 | 286 | 402 | 1443 | 2661 | 15544
2049 | 955 | 1560 | 2379 | 207 | 1697 | 1766 | 2240 | 288 | 406 | 1451 | 2679 | 15628
2050 | 955 | 1560 | 2383 | 209 | 1699 | 1773 | 2260 | 291 | 410 | 1460 | 2696 | 15696
2051 | 956 | 1563 | 2389 | 210 | 1703 | 1782 | 2279 | 294 | 412 | 1469 | 2712 | 15769
2052 | 961 | 1565 | 2392 | 211 | 1705 | 1791 | 2297 | 296 | 417 | 1477 | 2728 | 15840
2053 | 964 | 1567 | 2396 | 213 | 1708 | 1795 | 2314 | 298 | 419 | 1486 | 2745 | 15905
2054 | 965 | 1570 | 2400 | 213 | 1709 | 1801 | 2329 | 299 | 419 | 1491 | 2754 | 15950

## I-9c
Table I-9c: Solar PV Peak Reductions, Behind-the-Meter
Reflects Total Cumulative Impacts
Reductions in Summer Coincident Peak Demand by Zone - MW AC
Year | A | B | C | D | E | F | G | H | I | J | K | NYCA
2024 | 111 | 171 | 211 | 16 | 170 | 173 | 175 | 27 | 37 | 146 | 268 | 1505
2025 | 112 | 173 | 213 | 16 | 171 | 170 | 175 | 27 | 37 | 145 | 264 | 1503
2026 | 112 | 174 | 213 | 16 | 172 | 168 | 174 | 27 | 36 | 144 | 260 | 1496
2027 | 112 | 174 | 213 | 16 | 171 | 165 | 172 | 26 | 36 | 142 | 255 | 1482
2028 | 113 | 176 | 213 | 17 | 172 | 159 | 170 | 26 | 36 | 140 | 247 | 1469
2029 | 112 | 175 | 211 | 17 | 170 | 153 | 166 | 25 | 35 | 137 | 238 | 1439
2030 | 109 | 172 | 207 | 16 | 166 | 146 | 160 | 25 | 34 | 132 | 227 | 1394
2031 | 106 | 167 | 201 | 16 | 161 | 138 | 154 | 24 | 32 | 127 | 216 | 1342
2032 | 102 | 161 | 194 | 15 | 154 | 130 | 147 | 23 | 31 | 121 | 204 | 1282
2033 | 98 | 155 | 186 | 15 | 147 | 122 | 140 | 22 | 30 | 116 | 193 | 1224
2034 | 93 | 149 | 179 | 14 | 141 | 115 | 134 | 21 | 29 | 111 | 182 | 1168
2035 | 89 | 143 | 171 | 13 | 133 | 107 | 127 | 20 | 27 | 106 | 172 | 1108
2036 | 84 | 135 | 162 | 13 | 125 | 99 | 120 | 19 | 26 | 99 | 160 | 1042
2037 | 80 | 129 | 154 | 12 | 119 | 92 | 114 | 18 | 25 | 95 | 150 | 988
2038 | 76 | 123 | 147 | 12 | 112 | 86 | 108 | 17 | 24 | 90 | 142 | 937
2039 | 71 | 116 | 138 | 11 | 105 | 79 | 102 | 16 | 22 | 85 | 132 | 877
2040 | 66 | 108 | 128 | 10 | 97 | 73 | 94 | 15 | 21 | 78 | 121 | 811
2041 | 61 | 99 | 118 | 10 | 89 | 66 | 87 | 14 | 19 | 72 | 110 | 745
2042 | 56 | 90 | 108 | 9 | 81 | 60 | 79 | 13 | 18 | 65 | 100 | 679
2043 | 51 | 83 | 100 | 8 | 75 | 54 | 73 | 12 | 16 | 60 | 91 | 623
2044 | 46 | 74 | 90 | 7 | 68 | 49 | 65 | 11 | 15 | 54 | 81 | 560
2045 | 42 | 67 | 82 | 7 | 61 | 43 | 58 | 10 | 13 | 48 | 71 | 502
2046 | 38 | 60 | 74 | 6 | 55 | 39 | 52 | 9 | 12 | 42 | 63 | 450
2047 | 34 | 54 | 67 | 6 | 50 | 34 | 46 | 8 | 11 | 38 | 55 | 403
2048 | 31 | 49 | 61 | 5 | 45 | 31 | 42 | 7 | 10 | 34 | 49 | 364
2049 | 29 | 45 | 56 | 5 | 42 | 28 | 38 | 6 | 9 | 30 | 43 | 331
2050 | 27 | 41 | 52 | 5 | 39 | 25 | 34 | 6 | 8 | 28 | 39 | 304
2051 | 25 | 38 | 49 | 4 | 36 | 23 | 31 | 5 | 7 | 25 | 35 | 278
2052 | 24 | 36 | 47 | 4 | 35 | 22 | 30 | 5 | 7 | 24 | 33 | 267
2053 | 23 | 35 | 46 | 4 | 33 | 21 | 28 | 5 | 7 | 23 | 31 | 256
2054 | 23 | 35 | 45 | 4 | 33 | 21 | 28 | 5 | 7 | 22 | 30 | 253
Note: The actual impact of solar PV varies considerably by hour of day. The hour of the NYCA coincident peak varies annually. Currently, the NYCA summer peak typically occurs in late afternoon. The NYCA summer peak will likely shift into the evening as additional BTM PV is added to the system, and as electric vehicle charging impacts increase during the evening hours.
Note: The winter coincident peak behind-the-meter solar PV impact is zero because the system typically peaks after sunset.

## I-9d
Table I-9d: Maximum Solar PV Generation, Behind-the-Meter
Reflects Total Cumulative Impacts
Maximum Hourly NYCA BTM Solar PV Generation - MW AC
Year | A | B | C | D | E | F | G | H | I | J | K | NYCA
2024 | 238 | 362 | 535 | 47 | 381 | 455 | 490 | 75 | 101 | 380 | 734 | 3798
2025 | 281 | 427 | 635 | 56 | 454 | 511 | 569 | 86 | 116 | 435 | 823 | 4393
2026 | 322 | 490 | 730 | 64 | 522 | 564 | 643 | 96 | 131 | 487 | 906 | 4955
2027 | 360 | 549 | 819 | 72 | 586 | 614 | 713 | 105 | 144 | 535 | 985 | 5482
2028 | 394 | 602 | 899 | 79 | 644 | 659 | 776 | 114 | 156 | 579 | 1057 | 5959
2029 | 424 | 648 | 969 | 85 | 695 | 698 | 830 | 121 | 166 | 617 | 1119 | 6372
2030 | 449 | 687 | 1028 | 90 | 737 | 731 | 877 | 128 | 175 | 649 | 1171 | 6722
2031 | 469 | 718 | 1076 | 95 | 772 | 758 | 915 | 133 | 182 | 676 | 1214 | 7008
2032 | 485 | 741 | 1111 | 98 | 797 | 780 | 949 | 138 | 189 | 699 | 1251 | 7238
2033 | 496 | 759 | 1138 | 100 | 816 | 798 | 978 | 142 | 194 | 717 | 1281 | 7419
2034 | 504 | 771 | 1157 | 102 | 830 | 812 | 1002 | 145 | 199 | 732 | 1306 | 7560
2035 | 511 | 781 | 1172 | 103 | 841 | 824 | 1025 | 148 | 203 | 746 | 1329 | 7683
2036 | 517 | 792 | 1187 | 104 | 852 | 837 | 1052 | 152 | 208 | 762 | 1356 | 7819
2037 | 523 | 800 | 1200 | 106 | 861 | 849 | 1077 | 155 | 213 | 776 | 1380 | 7940
2038 | 527 | 807 | 1210 | 107 | 868 | 860 | 1101 | 159 | 217 | 790 | 1403 | 8049
2039 | 531 | 812 | 1218 | 108 | 874 | 870 | 1124 | 162 | 222 | 803 | 1425 | 8149
2040 | 533 | 816 | 1225 | 109 | 879 | 879 | 1146 | 165 | 226 | 815 | 1445 | 8238
2041 | 536 | 820 | 1230 | 110 | 883 | 887 | 1167 | 168 | 230 | 826 | 1465 | 8322
2042 | 537 | 823 | 1234 | 110 | 886 | 895 | 1187 | 170 | 234 | 837 | 1484 | 8397
2043 | 539 | 824 | 1237 | 111 | 888 | 902 | 1206 | 173 | 237 | 847 | 1501 | 8465
2044 | 540 | 826 | 1239 | 112 | 889 | 908 | 1225 | 176 | 241 | 857 | 1518 | 8531
2045 | 541 | 827 | 1240 | 112 | 890 | 914 | 1242 | 178 | 244 | 866 | 1533 | 8587
2046 | 542 | 828 | 1241 | 113 | 891 | 920 | 1258 | 180 | 247 | 874 | 1547 | 8641
2047 | 543 | 829 | 1242 | 113 | 892 | 924 | 1272 | 182 | 250 | 881 | 1560 | 8688
2048 | 544 | 829 | 1243 | 114 | 893 | 928 | 1286 | 184 | 252 | 888 | 1572 | 8733
2049 | 544 | 830 | 1243 | 114 | 893 | 932 | 1299 | 186 | 255 | 895 | 1582 | 8773
2050 | 545 | 831 | 1244 | 114 | 894 | 936 | 1310 | 187 | 257 | 900 | 1593 | 8811
2051 | 545 | 831 | 1244 | 115 | 895 | 939 | 1321 | 189 | 259 | 905 | 1602 | 8845
2052 | 546 | 832 | 1245 | 115 | 895 | 941 | 1330 | 190 | 261 | 910 | 1610 | 8875
2053 | 546 | 832 | 1245 | 115 | 895 | 944 | 1340 | 191 | 262 | 915 | 1618 | 8903
2054 | 547 | 832 | 1245 | 115 | 896 | 946 | 1348 | 192 | 264 | 919 | 1625 | 8929
Note: These values represent the hour with maximum BTM solar generation across the NYCA.

## I-10a
Table I-10a: Non-Solar Distributed Generation Nameplate Capacity, Behind-the-Meter
Reflects Total Cumulative Namplate Capacity
Namplate Capacity by Zone - MW
Year | A | B | C | D | E | F | G | H | I | J | K | NYCA
2014 | 16 | 3 | 42 | 1 | 8 | 11 | 4 | 1 | 5 | 73 | 7 | 171
2015 | 17 | 4 | 43 | 1 | 9 | 12 | 4 | 1 | 5 | 75 | 8 | 179
2016 | 17 | 4 | 45 | 1 | 11 | 14 | 5 | 2 | 6 | 79 | 12 | 196
2017 | 17 | 4 | 46 | 1 | 12 | 23 | 7 | 2 | 6 | 84 | 13 | 215
2018 | 17 | 5 | 48 | 1 | 13 | 32 | 7 | 2 | 6 | 102 | 15 | 248
2019 | 17 | 7 | 48 | 1 | 13 | 33 | 7 | 2 | 6 | 131 | 18 | 283
2020 | 17 | 7 | 49 | 2 | 13 | 34 | 7 | 2 | 10 | 148 | 31 | 320
2021 | 17 | 8 | 49 | 2 | 17 | 36 | 8 | 2 | 10 | 159 | 42 | 350
2022 | 17 | 8 | 49 | 2 | 27 | 36 | 8 | 2 | 10 | 172 | 42 | 373
2023 | 17 | 8 | 49 | 2 | 27 | 36 | 8 | 2 | 12 | 176 | 52 | 389
2024 | 27 | 8 | 59 | 2 | 33 | 40 | 10 | 2 | 13 | 185 | 57 | 436
2025 | 31 | 8 | 60 | 2 | 33 | 41 | 10 | 2 | 14 | 189 | 57 | 447
2026 | 31 | 8 | 61 | 2 | 33 | 42 | 10 | 2 | 15 | 193 | 57 | 454
2027 | 31 | 8 | 62 | 2 | 33 | 43 | 10 | 2 | 16 | 197 | 57 | 461
2028 | 31 | 8 | 63 | 2 | 33 | 44 | 10 | 2 | 17 | 201 | 57 | 468
2029 | 31 | 8 | 64 | 2 | 33 | 45 | 10 | 2 | 18 | 204 | 57 | 474
2030 | 31 | 8 | 65 | 2 | 33 | 46 | 10 | 2 | 19 | 207 | 57 | 480
2031 | 31 | 8 | 66 | 2 | 33 | 47 | 10 | 2 | 20 | 210 | 57 | 486
2032 | 31 | 8 | 67 | 2 | 33 | 48 | 10 | 2 | 21 | 213 | 57 | 492
2033 | 31 | 8 | 68 | 2 | 33 | 49 | 10 | 2 | 22 | 216 | 57 | 498
2034 | 31 | 8 | 68 | 2 | 33 | 50 | 10 | 2 | 23 | 219 | 57 | 503
2035 | 31 | 8 | 68 | 2 | 33 | 51 | 10 | 2 | 24 | 222 | 57 | 508
2036 | 31 | 8 | 68 | 2 | 33 | 52 | 10 | 2 | 25 | 225 | 57 | 513
2037 | 31 | 8 | 68 | 2 | 33 | 53 | 10 | 2 | 26 | 228 | 57 | 518
2038 | 31 | 8 | 68 | 2 | 33 | 54 | 10 | 2 | 27 | 231 | 57 | 523
2039 | 31 | 8 | 68 | 2 | 33 | 55 | 10 | 2 | 28 | 234 | 57 | 528
2040 | 31 | 8 | 68 | 2 | 33 | 56 | 10 | 2 | 29 | 236 | 57 | 532
2041 | 31 | 8 | 68 | 2 | 33 | 57 | 10 | 2 | 30 | 238 | 57 | 536
2042 | 31 | 8 | 68 | 2 | 33 | 58 | 10 | 2 | 31 | 240 | 57 | 540
2043 | 31 | 8 | 68 | 2 | 33 | 59 | 10 | 2 | 32 | 242 | 57 | 544
2044 | 31 | 8 | 68 | 2 | 33 | 60 | 10 | 2 | 33 | 244 | 57 | 548
2045 | 31 | 8 | 68 | 2 | 33 | 60 | 10 | 2 | 34 | 246 | 57 | 551
2046 | 31 | 8 | 68 | 2 | 33 | 60 | 10 | 2 | 35 | 248 | 57 | 554
2047 | 31 | 8 | 68 | 2 | 33 | 60 | 10 | 2 | 36 | 250 | 57 | 557
2048 | 31 | 8 | 68 | 2 | 33 | 60 | 10 | 2 | 37 | 252 | 57 | 560
2049 | 31 | 8 | 68 | 2 | 33 | 60 | 10 | 2 | 38 | 254 | 57 | 563
2050 | 31 | 8 | 68 | 2 | 33 | 60 | 10 | 2 | 39 | 256 | 57 | 566
2051 | 31 | 8 | 68 | 2 | 33 | 60 | 10 | 2 | 40 | 258 | 57 | 569
2052 | 31 | 8 | 68 | 2 | 33 | 60 | 10 | 2 | 41 | 260 | 57 | 572
2053 | 31 | 8 | 68 | 2 | 33 | 60 | 10 | 2 | 42 | 262 | 57 | 575
2054 | 31 | 8 | 68 | 2 | 33 | 60 | 10 | 2 | 43 | 264 | 57 | 578
Note: Historical values reflect information from NYSERDA's "DER Integrated Data System" and from Transmission Owners.
Note: Resources include combined heat and power, anaerobic digesters, fuel cell facilities, small wind resources, and others.

## I-10b
Table I-10b: Non-Solar Distributed Generation Annual Energy Reductions, Behind-the-Meter
Reflects Total Cumulative Impacts
Reductions in Annual Energy by Zone - GWh
Year | A | B | C | D | E | F | G | H | I | J | K | NYCA
2024 | 156 | 46 | 341 | 12 | 191 | 231 | 58 | 12 | 75 | 681 | 210 | 2013
2025 | 179 | 46 | 347 | 12 | 191 | 237 | 58 | 12 | 81 | 695 | 210 | 2068
2026 | 179 | 46 | 353 | 12 | 191 | 243 | 58 | 12 | 87 | 710 | 210 | 2101
2027 | 179 | 46 | 358 | 12 | 191 | 249 | 58 | 12 | 93 | 725 | 210 | 2133
2028 | 179 | 46 | 364 | 12 | 191 | 254 | 58 | 12 | 98 | 740 | 210 | 2164
2029 | 179 | 46 | 370 | 12 | 191 | 260 | 58 | 12 | 104 | 751 | 210 | 2193
2030 | 179 | 46 | 376 | 12 | 191 | 266 | 58 | 12 | 110 | 762 | 210 | 2222
2031 | 179 | 46 | 382 | 12 | 191 | 272 | 58 | 12 | 116 | 773 | 210 | 2251
2032 | 179 | 46 | 387 | 12 | 191 | 278 | 58 | 12 | 121 | 784 | 210 | 2278
2033 | 179 | 46 | 393 | 12 | 191 | 283 | 58 | 12 | 127 | 795 | 210 | 2306
2034 | 179 | 46 | 393 | 12 | 191 | 289 | 58 | 12 | 133 | 806 | 210 | 2329
2035 | 179 | 46 | 393 | 12 | 191 | 295 | 58 | 12 | 139 | 817 | 210 | 2352
2036 | 179 | 46 | 393 | 12 | 191 | 301 | 58 | 12 | 145 | 828 | 210 | 2375
2037 | 179 | 46 | 393 | 12 | 191 | 306 | 58 | 12 | 150 | 839 | 210 | 2396
2038 | 179 | 46 | 393 | 12 | 191 | 312 | 58 | 12 | 156 | 850 | 210 | 2419
2039 | 179 | 46 | 393 | 12 | 191 | 318 | 58 | 12 | 162 | 861 | 210 | 2442
2040 | 179 | 46 | 393 | 12 | 191 | 324 | 58 | 12 | 168 | 868 | 210 | 2461
2041 | 179 | 46 | 393 | 12 | 191 | 330 | 58 | 12 | 173 | 876 | 210 | 2480
2042 | 179 | 46 | 393 | 12 | 191 | 335 | 58 | 12 | 179 | 883 | 210 | 2498
2043 | 179 | 46 | 393 | 12 | 191 | 341 | 58 | 12 | 185 | 890 | 210 | 2517
2044 | 179 | 46 | 393 | 12 | 191 | 347 | 58 | 12 | 191 | 898 | 210 | 2537
2045 | 179 | 46 | 393 | 12 | 191 | 347 | 58 | 12 | 197 | 905 | 210 | 2550
2046 | 179 | 46 | 393 | 12 | 191 | 347 | 58 | 12 | 202 | 912 | 210 | 2562
2047 | 179 | 46 | 393 | 12 | 191 | 347 | 58 | 12 | 208 | 920 | 210 | 2576
2048 | 179 | 46 | 393 | 12 | 191 | 347 | 58 | 12 | 214 | 927 | 210 | 2589
2049 | 179 | 46 | 393 | 12 | 191 | 347 | 58 | 12 | 220 | 935 | 210 | 2603
2050 | 179 | 46 | 393 | 12 | 191 | 347 | 58 | 12 | 225 | 942 | 210 | 2615
2051 | 179 | 46 | 393 | 12 | 191 | 347 | 58 | 12 | 231 | 949 | 210 | 2628
2052 | 179 | 46 | 393 | 12 | 191 | 347 | 58 | 12 | 237 | 957 | 210 | 2642
2053 | 179 | 46 | 393 | 12 | 191 | 347 | 58 | 12 | 243 | 964 | 210 | 2655
2054 | 179 | 46 | 393 | 12 | 191 | 347 | 58 | 12 | 249 | 971 | 210 | 2668

## I-10c
Table I-10c: Non-Solar Distributed Generation Peak Reductions, Behind-the-Meter
Reflects Total Cumulative Impacts
Reductions in Summer and Winter Coincident Peak Demand by Zone - MW
Year | A | B | C | D | E | F | G | H | I | J | K | NYCA
2024 | 23 | 7 | 51 | 2 | 29 | 35 | 9 | 2 | 11 | 139 | 43 | 351
2025 | 27 | 7 | 52 | 2 | 29 | 36 | 9 | 2 | 12 | 142 | 43 | 361
2026 | 27 | 7 | 53 | 2 | 29 | 37 | 9 | 2 | 13 | 145 | 43 | 367
2027 | 27 | 7 | 54 | 2 | 29 | 37 | 9 | 2 | 14 | 148 | 43 | 372
2028 | 27 | 7 | 55 | 2 | 29 | 38 | 9 | 2 | 15 | 151 | 43 | 378
2029 | 27 | 7 | 56 | 2 | 29 | 39 | 9 | 2 | 16 | 153 | 43 | 383
2030 | 27 | 7 | 57 | 2 | 29 | 40 | 9 | 2 | 17 | 155 | 43 | 388
2031 | 27 | 7 | 57 | 2 | 29 | 41 | 9 | 2 | 17 | 158 | 43 | 392
2032 | 27 | 7 | 58 | 2 | 29 | 42 | 9 | 2 | 18 | 160 | 43 | 397
2033 | 27 | 7 | 59 | 2 | 29 | 43 | 9 | 2 | 19 | 162 | 43 | 402
2034 | 27 | 7 | 59 | 2 | 29 | 44 | 9 | 2 | 20 | 164 | 43 | 406
2035 | 27 | 7 | 59 | 2 | 29 | 44 | 9 | 2 | 21 | 167 | 43 | 410
2036 | 27 | 7 | 59 | 2 | 29 | 45 | 9 | 2 | 22 | 169 | 43 | 414
2037 | 27 | 7 | 59 | 2 | 29 | 46 | 9 | 2 | 23 | 171 | 43 | 418
2038 | 27 | 7 | 59 | 2 | 29 | 47 | 9 | 2 | 23 | 173 | 43 | 421
2039 | 27 | 7 | 59 | 2 | 29 | 48 | 9 | 2 | 24 | 176 | 43 | 426
2040 | 27 | 7 | 59 | 2 | 29 | 49 | 9 | 2 | 25 | 177 | 43 | 429
2041 | 27 | 7 | 59 | 2 | 29 | 50 | 9 | 2 | 26 | 179 | 43 | 433
2042 | 27 | 7 | 59 | 2 | 29 | 50 | 9 | 2 | 27 | 180 | 43 | 435
2043 | 27 | 7 | 59 | 2 | 29 | 51 | 9 | 2 | 28 | 182 | 43 | 439
2044 | 27 | 7 | 59 | 2 | 29 | 52 | 9 | 2 | 29 | 183 | 43 | 442
2045 | 27 | 7 | 59 | 2 | 29 | 52 | 9 | 2 | 30 | 185 | 43 | 445
2046 | 27 | 7 | 59 | 2 | 29 | 52 | 9 | 2 | 30 | 186 | 43 | 446
2047 | 27 | 7 | 59 | 2 | 29 | 52 | 9 | 2 | 31 | 188 | 43 | 449
2048 | 27 | 7 | 59 | 2 | 29 | 52 | 9 | 2 | 32 | 189 | 43 | 451
2049 | 27 | 7 | 59 | 2 | 29 | 52 | 9 | 2 | 33 | 191 | 43 | 454
2050 | 27 | 7 | 59 | 2 | 29 | 52 | 9 | 2 | 34 | 192 | 43 | 456
2051 | 27 | 7 | 59 | 2 | 29 | 52 | 9 | 2 | 35 | 194 | 43 | 459
2052 | 27 | 7 | 59 | 2 | 29 | 52 | 9 | 2 | 36 | 195 | 43 | 461
2053 | 27 | 7 | 59 | 2 | 29 | 52 | 9 | 2 | 37 | 197 | 43 | 464
2054 | 27 | 7 | 59 | 2 | 29 | 52 | 9 | 2 | 37 | 198 | 43 | 465
Note: Peak reductions reflect estimated summer reductions for the year listed, along with reductions for the following winter.
For example, the values listed for 2023 reflect reductions to the 2023 summer peak and the 2023-24 winter peak.

## I-11a
Table I-11a: Electric Vehicle Stock Forecast
Reflects Total NYCA Stock
Number of Electric Vehicles by Type - NYCA
Year | LDV (1) | MHDV (2) | Buses (3) | Total Stock
2024 | 268000 | 2000 | 3000 | 273000
2025 | 390000 | 4000 | 5000 | 399000
2026 | 549000 | 7000 | 9000 | 565000
2027 | 749000 | 11000 | 14000 | 774000
2028 | 989000 | 15000 | 19000 | 1023000
2029 | 1271000 | 21000 | 24000 | 1316000
2030 | 1591000 | 27000 | 29000 | 1647000
2031 | 1951000 | 34000 | 34000 | 2019000
2032 | 2354000 | 42000 | 39000 | 2435000
2033 | 2805000 | 50000 | 43000 | 2898000
2034 | 3304000 | 60000 | 46000 | 3410000
2035 | 3853000 | 70000 | 48000 | 3971000
2036 | 4390000 | 80000 | 51000 | 4521000
2037 | 4910000 | 91000 | 52000 | 5053000
2038 | 5403000 | 103000 | 52000 | 5558000
2039 | 5866000 | 115000 | 53000 | 6034000
2040 | 6294000 | 128000 | 53000 | 6475000
2041 | 6682000 | 140000 | 53000 | 6875000
2042 | 7028000 | 153000 | 54000 | 7235000
2043 | 7332000 | 166000 | 54000 | 7552000
2044 | 7593000 | 179000 | 54000 | 7826000
2045 | 7811000 | 192000 | 54000 | 8057000
2046 | 7986000 | 205000 | 54000 | 8245000
2047 | 8119000 | 216000 | 54000 | 8389000
2048 | 8210000 | 226000 | 54000 | 8490000
2049 | 8262000 | 235000 | 54000 | 8551000
2050 | 8277000 | 242000 | 54000 | 8573000
2051 | 8262000 | 248000 | 54000 | 8564000
2052 | 8222000 | 254000 | 54000 | 8530000
2053 | 8167000 | 257000 | 54000 | 8478000
2054 | 8112000 | 260000 | 54000 | 8426000
(1) - Light Duty Vehicles, at most 8,500 lb.
(2) - Medium and Heavy Duty Vehicles, greater than 8,500 lb.
(3) - Includes school and transit buses.
Note: For reference, in 2023 there were approximately 9.8 million LDVs, 515,000 MHDVs,
and 60,000 buses registered in the state, per these classifications.

## I-11b
Table I-11b: Electric Vehicle Annual Energy Usage
Reflects Total Cumulative Impacts
Total Annual Energy Usage by Zone - GWh
Year | A | B | C | D | E | F | G | H | I | J | K | NYCA
2024 | 72 | 79 | 91 | 10 | 43 | 99 | 106 | 42 | 67 | 255 | 260 | 1124
2025 | 120 | 118 | 145 | 15 | 74 | 154 | 166 | 56 | 94 | 333 | 377 | 1652
2026 | 192 | 170 | 220 | 22 | 120 | 229 | 250 | 76 | 129 | 437 | 529 | 2374
2027 | 294 | 239 | 322 | 31 | 187 | 333 | 369 | 99 | 173 | 566 | 732 | 3345
2028 | 422 | 319 | 445 | 41 | 269 | 457 | 515 | 125 | 226 | 714 | 968 | 4501
2029 | 574 | 412 | 589 | 53 | 368 | 602 | 688 | 154 | 285 | 882 | 1239 | 5846
2030 | 750 | 518 | 754 | 67 | 482 | 770 | 888 | 187 | 352 | 1078 | 1548 | 7394
2031 | 943 | 637 | 938 | 82 | 608 | 957 | 1110 | 225 | 427 | 1300 | 1887 | 9114
2032 | 1150 | 768 | 1142 | 101 | 745 | 1161 | 1353 | 267 | 509 | 1556 | 2259 | 11011
2033 | 1383 | 915 | 1368 | 122 | 898 | 1391 | 1625 | 314 | 600 | 1840 | 2670 | 13126
2034 | 1640 | 1076 | 1619 | 144 | 1067 | 1644 | 1928 | 364 | 699 | 2155 | 3123 | 15459
2035 | 1921 | 1252 | 1893 | 169 | 1252 | 1924 | 2263 | 418 | 808 | 2499 | 3615 | 18014
2036 | 2199 | 1425 | 2164 | 194 | 1435 | 2201 | 2598 | 473 | 915 | 2839 | 4100 | 20543
2037 | 2472 | 1595 | 2430 | 218 | 1615 | 2474 | 2928 | 526 | 1021 | 3173 | 4573 | 23025
2038 | 2734 | 1758 | 2687 | 241 | 1787 | 2739 | 3251 | 577 | 1122 | 3496 | 5029 | 25421
2039 | 2984 | 1913 | 2931 | 262 | 1952 | 2994 | 3562 | 625 | 1219 | 3804 | 5460 | 27706
2040 | 3220 | 2058 | 3161 | 284 | 2108 | 3236 | 3860 | 670 | 1310 | 4097 | 5865 | 29869
2041 | 3438 | 2193 | 3376 | 302 | 2252 | 3463 | 4140 | 711 | 1395 | 4369 | 6239 | 31878
2042 | 3640 | 2316 | 3572 | 319 | 2384 | 3673 | 4401 | 750 | 1473 | 4621 | 6582 | 33731
2043 | 3821 | 2428 | 3751 | 335 | 2504 | 3866 | 4642 | 785 | 1545 | 4851 | 6893 | 35421
2044 | 3982 | 2528 | 3909 | 348 | 2610 | 4041 | 4862 | 816 | 1610 | 5059 | 7172 | 36937
2045 | 4123 | 2615 | 4049 | 360 | 2702 | 4198 | 5060 | 843 | 1668 | 5244 | 7418 | 38280
2046 | 4240 | 2687 | 4166 | 369 | 2779 | 4333 | 5231 | 867 | 1718 | 5401 | 7626 | 39417
2047 | 4334 | 2745 | 4259 | 376 | 2839 | 4444 | 5376 | 886 | 1760 | 5530 | 7795 | 40344
2048 | 4403 | 2790 | 4329 | 381 | 2884 | 4533 | 5494 | 902 | 1793 | 5631 | 7924 | 41064
2049 | 4453 | 2822 | 4380 | 384 | 2915 | 4601 | 5585 | 914 | 1819 | 5709 | 8020 | 41602
2050 | 4485 | 2843 | 4413 | 386 | 2934 | 4653 | 5654 | 922 | 1837 | 5766 | 8086 | 41979
2051 | 4491 | 2848 | 4422 | 386 | 2937 | 4678 | 5691 | 925 | 1846 | 5793 | 8110 | 42127
2052 | 4485 | 2847 | 4418 | 385 | 2931 | 4694 | 5712 | 926 | 1850 | 5808 | 8114 | 42170
2053 | 4470 | 2839 | 4405 | 383 | 2920 | 4700 | 5722 | 925 | 1850 | 5812 | 8105 | 42131
2054 | 4455 | 2831 | 4392 | 381 | 2909 | 4706 | 5732 | 924 | 1850 | 5816 | 8096 | 42092

## I-11c
Table I-11c: Electric Vehicle Summer Coincident Peak Demand
Reflects Total Cumulative Impacts
Total Increase in Summer Coincident Peak Demand by Zone - MW
Year | A | B | C | D | E | F | G | H | I | J | K | NYCA
2024 | 15 | 11 | 17 | 2 | 9 | 17 | 17 | 4 | 9 | 23 | 34 | 158
2025 | 22 | 16 | 25 | 3 | 13 | 25 | 25 | 6 | 13 | 34 | 51 | 233
2026 | 32 | 24 | 36 | 4 | 20 | 36 | 38 | 9 | 17 | 49 | 72 | 337
2027 | 49 | 35 | 52 | 5 | 31 | 52 | 57 | 12 | 25 | 70 | 104 | 492
2028 | 71 | 49 | 73 | 7 | 45 | 73 | 82 | 17 | 34 | 95 | 146 | 692
2029 | 97 | 65 | 98 | 9 | 62 | 99 | 112 | 23 | 44 | 125 | 194 | 928
2030 | 127 | 84 | 127 | 11 | 82 | 127 | 146 | 28 | 56 | 158 | 245 | 1191
2031 | 160 | 103 | 158 | 14 | 103 | 160 | 182 | 34 | 68 | 197 | 301 | 1480
2032 | 193 | 124 | 191 | 17 | 125 | 192 | 223 | 40 | 82 | 236 | 362 | 1785
2033 | 228 | 146 | 224 | 20 | 148 | 226 | 264 | 47 | 95 | 279 | 424 | 2101
2034 | 263 | 168 | 258 | 23 | 171 | 261 | 305 | 55 | 109 | 322 | 485 | 2420
2035 | 299 | 190 | 293 | 26 | 195 | 296 | 348 | 62 | 122 | 365 | 545 | 2741
2036 | 334 | 212 | 327 | 30 | 218 | 331 | 389 | 67 | 135 | 409 | 604 | 3056
2037 | 368 | 233 | 361 | 33 | 240 | 365 | 431 | 74 | 148 | 450 | 664 | 3367
2038 | 401 | 253 | 393 | 35 | 263 | 399 | 471 | 80 | 160 | 491 | 718 | 3664
2039 | 432 | 272 | 424 | 38 | 283 | 431 | 509 | 85 | 172 | 529 | 771 | 3946
2040 | 461 | 290 | 452 | 41 | 302 | 460 | 546 | 91 | 183 | 564 | 820 | 4210
2041 | 488 | 306 | 478 | 43 | 319 | 488 | 581 | 96 | 193 | 598 | 864 | 4454
2042 | 512 | 321 | 502 | 46 | 336 | 514 | 611 | 100 | 203 | 629 | 904 | 4678
2043 | 534 | 334 | 522 | 47 | 350 | 537 | 642 | 104 | 211 | 655 | 942 | 4878
2044 | 553 | 346 | 542 | 48 | 364 | 558 | 666 | 108 | 218 | 681 | 972 | 5056
2045 | 569 | 355 | 557 | 49 | 373 | 576 | 691 | 111 | 225 | 701 | 1001 | 5208
2046 | 582 | 363 | 569 | 51 | 381 | 590 | 711 | 114 | 231 | 718 | 1027 | 5337
2047 | 592 | 370 | 580 | 51 | 388 | 604 | 729 | 116 | 236 | 732 | 1045 | 5443
2048 | 600 | 375 | 590 | 52 | 394 | 615 | 740 | 117 | 240 | 746 | 1057 | 5526
2049 | 606 | 379 | 595 | 52 | 397 | 623 | 751 | 119 | 243 | 755 | 1069 | 5589
2050 | 609 | 380 | 598 | 52 | 398 | 629 | 761 | 120 | 244 | 761 | 1077 | 5629
2051 | 611 | 382 | 601 | 53 | 400 | 634 | 764 | 120 | 246 | 767 | 1078 | 5656
2052 | 611 | 382 | 601 | 52 | 400 | 636 | 769 | 121 | 247 | 769 | 1081 | 5669
2053 | 609 | 382 | 599 | 52 | 398 | 638 | 772 | 121 | 247 | 770 | 1083 | 5671
2054 | 607 | 380 | 597 | 52 | 397 | 638 | 774 | 121 | 247 | 770 | 1081 | 5664
Note: The baseline electric vehicle peak forecast assumes an increasing share of managed charging over time.

## I-11d
Table I-11d: Electric Vehicle Winter Coincident Peak Demand
Reflects Total Cumulative Impacts
Total Increase in Winter Coincident Peak Demand by Zone - MW
Year | A | B | C | D | E | F | G | H | I | J | K | NYCA
2024-25 | 27 | 22 | 29 | 2 | 18 | 31 | 33 | 9 | 16 | 42 | 64 | 293
2025-26 | 37 | 30 | 41 | 3 | 25 | 41 | 46 | 12 | 20 | 57 | 86 | 398
2026-27 | 57 | 42 | 60 | 5 | 37 | 61 | 68 | 16 | 29 | 81 | 123 | 579
2027-28 | 84 | 60 | 86 | 7 | 54 | 87 | 99 | 21 | 40 | 113 | 174 | 825
2028-29 | 118 | 80 | 117 | 10 | 76 | 120 | 139 | 28 | 53 | 149 | 236 | 1126
2029-30 | 157 | 104 | 155 | 13 | 102 | 158 | 183 | 36 | 68 | 193 | 305 | 1474
2030-31 | 199 | 130 | 195 | 17 | 129 | 199 | 231 | 45 | 85 | 240 | 380 | 1850
2031-32 | 244 | 158 | 239 | 21 | 159 | 243 | 283 | 53 | 102 | 294 | 459 | 2255
2032-33 | 290 | 187 | 285 | 25 | 190 | 289 | 337 | 62 | 119 | 351 | 540 | 2675
2033-34 | 338 | 216 | 331 | 29 | 221 | 335 | 393 | 71 | 137 | 408 | 623 | 3102
2034-35 | 385 | 247 | 377 | 33 | 253 | 383 | 450 | 80 | 156 | 465 | 705 | 3534
2035-36 | 433 | 275 | 423 | 37 | 284 | 430 | 506 | 90 | 173 | 523 | 785 | 3959
2036-37 | 479 | 303 | 468 | 41 | 315 | 476 | 562 | 98 | 191 | 578 | 864 | 4375
2037-38 | 523 | 331 | 510 | 45 | 343 | 520 | 617 | 106 | 208 | 631 | 940 | 4774
2038-39 | 564 | 357 | 551 | 49 | 370 | 563 | 668 | 114 | 223 | 681 | 1010 | 5150
2039-40 | 601 | 380 | 586 | 52 | 394 | 600 | 720 | 123 | 240 | 730 | 1081 | 5507
2040-41 | 639 | 402 | 626 | 55 | 421 | 642 | 764 | 128 | 251 | 767 | 1138 | 5833
2041-42 | 672 | 422 | 658 | 58 | 443 | 675 | 806 | 133 | 264 | 814 | 1189 | 6134
2042-43 | 701 | 439 | 686 | 61 | 462 | 708 | 846 | 140 | 275 | 843 | 1242 | 6403
2043-44 | 726 | 454 | 710 | 62 | 477 | 733 | 879 | 144 | 285 | 884 | 1281 | 6635
2044-45 | 747 | 467 | 731 | 64 | 491 | 756 | 908 | 148 | 294 | 912 | 1316 | 6834
2045-46 | 764 | 478 | 749 | 66 | 504 | 779 | 936 | 152 | 301 | 924 | 1351 | 7004
2046-47 | 778 | 487 | 764 | 67 | 514 | 796 | 957 | 154 | 306 | 943 | 1374 | 7140
2047-48 | 787 | 493 | 771 | 67 | 517 | 806 | 977 | 156 | 313 | 968 | 1391 | 7246
2048-49 | 794 | 497 | 779 | 68 | 522 | 817 | 990 | 158 | 316 | 977 | 1404 | 7322
2049-50 | 798 | 500 | 784 | 68 | 525 | 826 | 1001 | 160 | 318 | 977 | 1416 | 7373
2050-51 | 799 | 501 | 786 | 67 | 526 | 831 | 1003 | 159 | 320 | 992 | 1416 | 7400
2051-52 | 799 | 501 | 785 | 68 | 525 | 832 | 1009 | 159 | 320 | 994 | 1417 | 7409
2052-53 | 796 | 500 | 782 | 67 | 522 | 833 | 1011 | 160 | 322 | 998 | 1416 | 7407
2053-54 | 792 | 498 | 778 | 67 | 519 | 833 | 1013 | 160 | 322 | 997 | 1414 | 7393
2054-55 | 790 | 496 | 778 | 67 | 519 | 837 | 1014 | 160 | 319 | 985 | 1414 | 7379
Note: The baseline electric vehicle peak forecast assumes an increasing share of managed charging over time.

## I-12a
Table I-12a: Energy Storage Nameplate Capacity, Behind-the-Meter
Reflects Total Cumulative Nameplate Capacity of Behind-the-Meter Storage
Nameplate Capacity by Zone - MW
Year | A | B | C | D | E | F | G | H | I | J | K | NYCA
2024 | 3 | 8 | 49 | 0 | 69 | 40 | 63 | 8 | 12 | 35 | 39 | 326
2025 | 4 | 10 | 61 | 0 | 80 | 50 | 75 | 11 | 16 | 48 | 49 | 404
2026 | 5 | 13 | 74 | 1 | 91 | 60 | 87 | 13 | 20 | 64 | 59 | 487
2027 | 7 | 17 | 87 | 1 | 103 | 71 | 98 | 16 | 25 | 83 | 70 | 578
2028 | 9 | 21 | 101 | 1 | 115 | 82 | 109 | 19 | 30 | 105 | 82 | 674
2029 | 11 | 25 | 114 | 1 | 127 | 92 | 120 | 23 | 36 | 131 | 93 | 773
2030 | 13 | 30 | 128 | 1 | 138 | 103 | 130 | 26 | 42 | 161 | 106 | 878
2031 | 16 | 35 | 141 | 2 | 149 | 113 | 138 | 30 | 48 | 195 | 118 | 985
2032 | 20 | 40 | 154 | 2 | 160 | 124 | 146 | 34 | 55 | 232 | 130 | 1097
2033 | 23 | 45 | 167 | 2 | 171 | 134 | 155 | 37 | 61 | 267 | 143 | 1205
2034 | 26 | 51 | 181 | 3 | 182 | 145 | 164 | 41 | 68 | 304 | 155 | 1320
2035 | 30 | 57 | 194 | 3 | 193 | 155 | 171 | 46 | 75 | 344 | 168 | 1436
2036 | 33 | 63 | 206 | 4 | 203 | 165 | 178 | 50 | 82 | 387 | 180 | 1551
2037 | 37 | 69 | 218 | 4 | 213 | 174 | 184 | 54 | 90 | 431 | 192 | 1666
2038 | 41 | 75 | 229 | 5 | 221 | 183 | 189 | 58 | 97 | 477 | 203 | 1778
2039 | 46 | 81 | 239 | 5 | 229 | 191 | 194 | 62 | 105 | 526 | 214 | 1892
2040 | 50 | 88 | 249 | 6 | 236 | 198 | 199 | 67 | 112 | 575 | 225 | 2005
2041 | 55 | 94 | 257 | 6 | 243 | 204 | 203 | 71 | 120 | 626 | 235 | 2114
2042 | 59 | 101 | 264 | 7 | 248 | 210 | 206 | 75 | 127 | 678 | 244 | 2219
2043 | 64 | 107 | 271 | 7 | 253 | 215 | 209 | 79 | 134 | 728 | 253 | 2320
2044 | 68 | 113 | 277 | 8 | 258 | 220 | 212 | 82 | 141 | 776 | 260 | 2415
2045 | 72 | 119 | 283 | 8 | 262 | 224 | 215 | 86 | 148 | 822 | 267 | 2506
2046 | 76 | 124 | 288 | 9 | 266 | 228 | 217 | 89 | 154 | 864 | 274 | 2589
2047 | 79 | 129 | 292 | 9 | 269 | 232 | 219 | 92 | 159 | 902 | 279 | 2661
2048 | 83 | 133 | 296 | 9 | 272 | 235 | 221 | 95 | 164 | 938 | 284 | 2730
2049 | 86 | 137 | 300 | 10 | 275 | 238 | 223 | 97 | 168 | 971 | 289 | 2794
2050 | 88 | 140 | 303 | 10 | 277 | 240 | 224 | 99 | 172 | 1000 | 293 | 2846
2051 | 91 | 144 | 306 | 10 | 280 | 242 | 226 | 101 | 176 | 1027 | 296 | 2899
2052 | 93 | 146 | 308 | 10 | 282 | 244 | 227 | 103 | 179 | 1051 | 300 | 2943
2053 | 95 | 149 | 311 | 11 | 283 | 246 | 228 | 104 | 182 | 1072 | 303 | 2984
2054 | 97 | 151 | 313 | 11 | 285 | 248 | 229 | 106 | 185 | 1094 | 306 | 3025
Note: The storage capacity forecast includes only behind-the-meter resources, which reflect only a portion of the State’s energy storage targets.
These targets are expected to be met largely through interconnecting wholesale energy storage projects.
Pumped Storage is not included. See Table III-2 for current resources.

## I-12b
Table I-12b: Energy Storage Energy Impacts
Reflects Total Cumulative Impacts - Including Wholesale and Behind-the-Meter
Annual Net Electricity Consumption by Zone - GWh
Year | A | B | C | D | E | F | G | H | I | J | K | NYCA
2024 | 27.5852 | 3.5852 | 15.5852 | 5.5852 | 12.5852 | 11.5852 | 14.5852 | 3.5852 | 4.5852 | 7.5852 | 8.5852 | 115.4375
2025 | 34.5852 | 5.5852 | 24.5852 | 6.5852 | 19.5852 | 24.5852 | 58.5852 | 10.5852 | 7.5852 | 24.5852 | 30.5852 | 247.4375
2026 | 38.5852 | 7.5852 | 32.5852 | 7.5852 | 27.5852 | 36.5852 | 72.5852 | 17.5852 | 10.5852 | 50.5852 | 50.5852 | 352.4375
2027 | 42.5852 | 8.5852 | 53.5852 | 9.5852 | 34.5852 | 48.5852 | 85.5852 | 23.5852 | 13.5852 | 199.5852 | 98.5852 | 618.4375
2028 | 45.5852 | 10.5852 | 61.5852 | 10.5852 | 41.5852 | 60.5852 | 99.5852 | 30.5852 | 16.5852 | 216.5852 | 119.5852 | 713.4375
2029 | 49.5852 | 12.5852 | 69.5852 | 11.5852 | 48.5852 | 73.5852 | 112.5852 | 37.5852 | 20.5852 | 234.5852 | 139.5852 | 810.4375
2030 | 53.5852 | 14.5852 | 78.5852 | 12.5852 | 55.5852 | 85.5852 | 125.5852 | 43.5852 | 23.5852 | 253.5852 | 160.5852 | 907.4375
2031 | 57.5852 | 16.5852 | 85.5852 | 13.5852 | 61.5852 | 96.5852 | 137.5852 | 49.5852 | 26.5852 | 270.5852 | 179.5852 | 995.4375
2032 | 60.5852 | 18.5852 | 93.5852 | 14.5852 | 67.5852 | 106.5852 | 148.5852 | 55.5852 | 29.5852 | 287.5852 | 197.5852 | 1080.4375
2033 | 64.5852 | 20.5852 | 100.5852 | 15.5852 | 74.5852 | 117.5852 | 160.5852 | 61.5852 | 33.5852 | 305.5852 | 216.5852 | 1171.4375
2034 | 67.5852 | 22.5852 | 108.5852 | 16.5852 | 80.5852 | 128.5852 | 172.5852 | 67.5852 | 36.5852 | 323.5852 | 234.5852 | 1259.4375
2035 | 71.5852 | 24.5852 | 115.5852 | 18.5852 | 86.5852 | 139.5852 | 183.5852 | 73.5852 | 39.5852 | 341.5852 | 252.5852 | 1347.4375
2036 | 74.5852 | 26.5852 | 122.5852 | 19.5852 | 92.5852 | 150.5852 | 194.5852 | 79.5852 | 42.5852 | 359.5852 | 271.5852 | 1434.4375
2037 | 78.5852 | 28.5852 | 130.5852 | 20.5852 | 98.5852 | 161.5852 | 206.5852 | 85.5852 | 45.5852 | 378.5852 | 289.5852 | 1524.4375
2038 | 82.5852 | 30.5852 | 137.5852 | 21.5852 | 104.5852 | 171.5852 | 217.5852 | 91.5852 | 49.5852 | 397.5852 | 308.5852 | 1613.4375
2039 | 85.5852 | 32.5852 | 144.5852 | 22.5852 | 110.5852 | 182.5852 | 228.5852 | 97.5852 | 52.5852 | 416.5852 | 326.5852 | 1700.4375
2040 | 89.5852 | 34.5852 | 151.5852 | 23.5852 | 116.5852 | 192.5852 | 239.5852 | 103.5852 | 55.5852 | 436.5852 | 344.5852 | 1788.4375
2041 | 93.5852 | 37.5852 | 158.5852 | 24.5852 | 122.5852 | 203.5852 | 251.5852 | 109.5852 | 59.5852 | 456.5852 | 363.5852 | 1881.4375
2042 | 97.5852 | 39.5852 | 165.5852 | 25.5852 | 127.5852 | 213.5852 | 262.5852 | 116.5852 | 62.5852 | 477.5852 | 382.5852 | 1971.4375
2043 | 101.5852 | 41.5852 | 172.5852 | 26.5852 | 133.5852 | 224.5852 | 274.5852 | 122.5852 | 65.5852 | 497.5852 | 401.5852 | 2062.4375
2044 | 105.5852 | 43.5852 | 178.5852 | 27.5852 | 138.5852 | 234.5852 | 285.5852 | 128.5852 | 68.5852 | 517.5852 | 419.5852 | 2148.4375
2045 | 109.5852 | 45.5852 | 185.5852 | 28.5852 | 144.5852 | 245.5852 | 297.5852 | 134.5852 | 71.5852 | 537.5852 | 438.5852 | 2239.4375
2046 | 113.5852 | 47.5852 | 192.5852 | 30.5852 | 149.5852 | 255.5852 | 308.5852 | 141.5852 | 74.5852 | 556.5852 | 456.5852 | 2327.4375
2047 | 117.5852 | 49.5852 | 198.5852 | 31.5852 | 154.5852 | 265.5852 | 320.5852 | 147.5852 | 77.5852 | 574.5852 | 475.5852 | 2413.4375
2048 | 121.5852 | 50.5852 | 205.5852 | 32.5852 | 160.5852 | 276.5852 | 331.5852 | 153.5852 | 80.5852 | 593.5852 | 493.5852 | 2500.4375
2049 | 125.5852 | 52.5852 | 211.5852 | 33.5852 | 165.5852 | 286.5852 | 342.5852 | 159.5852 | 83.5852 | 610.5852 | 511.5852 | 2583.4375
2050 | 128.5852 | 54.5852 | 217.5852 | 34.5852 | 170.5852 | 296.5852 | 354.5852 | 165.5852 | 86.5852 | 628.5852 | 529.5852 | 2667.4375
2051 | 132.5852 | 55.5852 | 223.5852 | 35.5852 | 175.5852 | 306.5852 | 365.5852 | 171.5852 | 89.5852 | 645.5852 | 547.5852 | 2749.4375
2052 | 136.5852 | 57.5852 | 230.5852 | 36.5852 | 180.5852 | 316.5852 | 376.5852 | 177.5852 | 91.5852 | 661.5852 | 565.5852 | 2831.4375
2053 | 139.5852 | 58.5852 | 236.5852 | 37.5852 | 185.5852 | 326.5852 | 387.5852 | 183.5852 | 94.5852 | 677.5852 | 583.5852 | 2911.4375
2054 | 143.5852 | 60.5852 | 242.5852 | 38.5852 | 191.5852 | 336.5852 | 399.5852 | 189.5852 | 97.5852 | 693.5852 | 601.5852 | 2995.4375
Note: Both wholesale and behind-the-meter storage contribute to sytem net energy consumption.
Note: Values listed reflect net energy consumption due to round trip efficiency or battery losses.

## I-12c
Table I-12c: Energy Storage Peak Reductions, Behind-the-Meter
Reflects Total Cumulative Impacts
Reductions in Summer and Winter Coincident Peak Demand by Zone - MW
Year | A | B | C | D | E | F | G | H | I | J | K | NYCA
2024 | 2 | 6 | 39 | 0 | 55 | 32 | 38 | 6 | 7 | 21 | 33 | 239
2025 | 3 | 8 | 49 | 0 | 64 | 40 | 45 | 7 | 10 | 29 | 42 | 297
2026 | 4 | 11 | 59 | 0 | 73 | 48 | 52 | 9 | 12 | 38 | 50 | 356
2027 | 5 | 13 | 70 | 1 | 82 | 57 | 59 | 11 | 15 | 50 | 60 | 423
2028 | 7 | 17 | 81 | 1 | 92 | 65 | 66 | 13 | 18 | 63 | 69 | 492
2029 | 9 | 20 | 91 | 1 | 101 | 74 | 72 | 15 | 21 | 79 | 79 | 562
2030 | 11 | 24 | 102 | 1 | 110 | 82 | 78 | 18 | 25 | 97 | 90 | 638
2031 | 13 | 28 | 113 | 1 | 119 | 91 | 83 | 20 | 29 | 117 | 100 | 714
2032 | 16 | 32 | 123 | 2 | 128 | 99 | 88 | 23 | 33 | 139 | 111 | 794
2033 | 18 | 36 | 134 | 2 | 137 | 108 | 93 | 25 | 37 | 160 | 121 | 871
2034 | 21 | 41 | 145 | 2 | 146 | 116 | 98 | 28 | 41 | 183 | 132 | 953
2035 | 24 | 45 | 155 | 3 | 155 | 124 | 103 | 31 | 45 | 207 | 142 | 1034
2036 | 27 | 50 | 165 | 3 | 163 | 132 | 107 | 34 | 49 | 232 | 153 | 1115
2037 | 30 | 55 | 174 | 3 | 170 | 139 | 110 | 36 | 54 | 259 | 163 | 1193
2038 | 33 | 60 | 183 | 4 | 177 | 146 | 114 | 39 | 58 | 286 | 173 | 1273
2039 | 37 | 65 | 191 | 4 | 183 | 153 | 117 | 42 | 63 | 315 | 182 | 1352
2040 | 40 | 70 | 199 | 4 | 189 | 158 | 119 | 45 | 67 | 345 | 191 | 1427
2041 | 44 | 75 | 206 | 5 | 194 | 164 | 122 | 48 | 72 | 376 | 200 | 1506
2042 | 47 | 81 | 212 | 5 | 199 | 168 | 124 | 50 | 76 | 407 | 208 | 1577
2043 | 51 | 86 | 217 | 6 | 203 | 172 | 126 | 53 | 81 | 437 | 215 | 1647
2044 | 55 | 91 | 222 | 6 | 206 | 176 | 127 | 56 | 85 | 466 | 221 | 1711
2045 | 58 | 95 | 226 | 6 | 210 | 180 | 129 | 58 | 89 | 493 | 227 | 1771
2046 | 61 | 99 | 230 | 7 | 213 | 183 | 130 | 60 | 92 | 518 | 233 | 1826
2047 | 64 | 103 | 234 | 7 | 215 | 185 | 132 | 62 | 95 | 541 | 237 | 1875
2048 | 66 | 106 | 237 | 7 | 218 | 188 | 133 | 64 | 98 | 563 | 242 | 1922
2049 | 68 | 110 | 240 | 8 | 220 | 190 | 134 | 65 | 101 | 583 | 245 | 1964
2050 | 71 | 112 | 242 | 8 | 222 | 192 | 135 | 67 | 103 | 600 | 249 | 2001
2051 | 73 | 115 | 245 | 8 | 224 | 194 | 136 | 68 | 105 | 616 | 252 | 2036
2052 | 74 | 117 | 247 | 8 | 225 | 195 | 136 | 69 | 107 | 630 | 255 | 2063
2053 | 76 | 119 | 249 | 9 | 227 | 197 | 137 | 70 | 109 | 643 | 257 | 2093
2054 | 77 | 121 | 250 | 9 | 228 | 198 | 138 | 71 | 111 | 657 | 260 | 2120
Note: Peak Reductions due to behind-the-meter storage. Wholesale market storage is assumed to be dispatched as generation.
Note: Peak reductions reflect estimated summer reductions for the year listed, along with reductions for the following winter.
For example, the values listed for 2023 reflect reductions to the 2023 summer peak and the 2023-24 winter peak.

## I-13a
Table I-13a: Building Electrification Annual Energy Usage
Reflects Cumulative Future Impacts
Total Annual Energy Usage by Zone - GWh
Year | A | B | C | D | E | F | G | H | I | J | K | NYCA
2024 | 23 | 14 | 19 | 2 | 12 | 18 | 17 | 3 | 9 | 103 | 34 | 254
2025 | 52 | 32 | 42 | 3 | 28 | 40 | 37 | 8 | 19 | 229 | 75 | 565
2026 | 116 | 71 | 93 | 6 | 63 | 89 | 82 | 19 | 42 | 507 | 165 | 1253
2027 | 194 | 119 | 155 | 10 | 104 | 149 | 137 | 31 | 70 | 841 | 275 | 2085
2028 | 289 | 177 | 231 | 14 | 155 | 221 | 203 | 46 | 105 | 1239 | 409 | 3089
2029 | 392 | 240 | 313 | 19 | 210 | 301 | 277 | 63 | 142 | 1677 | 555 | 4189
2030 | 519 | 317 | 414 | 26 | 278 | 399 | 366 | 84 | 187 | 2195 | 733 | 5518
2031 | 668 | 408 | 531 | 33 | 356 | 512 | 469 | 107 | 240 | 2787 | 939 | 7050
2032 | 843 | 514 | 669 | 42 | 449 | 646 | 591 | 135 | 302 | 3474 | 1182 | 8847
2033 | 1051 | 640 | 831 | 52 | 558 | 803 | 734 | 169 | 374 | 4251 | 1466 | 10929
2034 | 1275 | 775 | 1007 | 62 | 675 | 974 | 890 | 204 | 452 | 5094 | 1773 | 13181
2035 | 1539 | 935 | 1212 | 75 | 812 | 1173 | 1071 | 246 | 542 | 6038 | 2130 | 15773
2036 | 1838 | 1114 | 1443 | 89 | 967 | 1398 | 1274 | 294 | 643 | 7073 | 2531 | 18664
2037 | 2162 | 1308 | 1691 | 104 | 1133 | 1641 | 1494 | 345 | 751 | 8150 | 2961 | 21740
2038 | 2514 | 1518 | 1962 | 121 | 1313 | 1905 | 1732 | 400 | 869 | 9297 | 3427 | 25058
2039 | 2896 | 1745 | 2252 | 138 | 1507 | 2190 | 1989 | 460 | 994 | 10496 | 3928 | 28595
2040 | 3277 | 1973 | 2543 | 156 | 1700 | 2476 | 2248 | 521 | 1121 | 11687 | 4429 | 32131
2041 | 3658 | 2199 | 2831 | 173 | 1892 | 2761 | 2507 | 581 | 1246 | 12840 | 4927 | 35615
2042 | 4027 | 2419 | 3111 | 190 | 2078 | 3038 | 2760 | 640 | 1368 | 13953 | 5411 | 38995
2043 | 4368 | 2622 | 3368 | 205 | 2247 | 3296 | 2996 | 695 | 1481 | 14972 | 5858 | 42108
2044 | 4667 | 2802 | 3595 | 218 | 2397 | 3525 | 3208 | 744 | 1582 | 15889 | 6257 | 44884
2045 | 4933 | 2961 | 3795 | 230 | 2528 | 3729 | 3398 | 787 | 1672 | 16679 | 6610 | 47322
2046 | 5146 | 3090 | 3956 | 239 | 2632 | 3896 | 3555 | 823 | 1746 | 17338 | 6899 | 49320
2047 | 5315 | 3194 | 4084 | 246 | 2714 | 4032 | 3686 | 853 | 1807 | 17877 | 7134 | 50942
2048 | 5456 | 3281 | 4192 | 251 | 2782 | 4148 | 3799 | 878 | 1859 | 18346 | 7334 | 52326
2049 | 5545 | 3337 | 4259 | 254 | 2824 | 4226 | 3878 | 895 | 1894 | 18645 | 7466 | 53223
2050 | 5622 | 3386 | 4317 | 257 | 2859 | 4295 | 3948 | 910 | 1925 | 18910 | 7583 | 54012
2051 | 5670 | 3418 | 4354 | 258 | 2879 | 4343 | 4001 | 921 | 1948 | 19107 | 7664 | 54563
2052 | 5707 | 3445 | 4383 | 259 | 2895 | 4384 | 4048 | 930 | 1968 | 19294 | 7734 | 55047
2053 | 5721 | 3457 | 4394 | 258 | 2899 | 4407 | 4078 | 936 | 1980 | 19395 | 7772 | 55297
2054 | 5729 | 3466 | 4401 | 258 | 2900 | 4426 | 4105 | 940 | 1990 | 19491 | 7803 | 55509
Note: Reflects end-use electrification of space heating, water heating, cooking, and other end-uses.

## I-13b
Table I-13b: Building Electrification Summer Coincident Peak Demand
Reflects Cumulative Future Impacts
Total Increase in Summer Coincident Peak Demand by Zone - MW
Year | A | B | C | D | E | F | G | H | I | J | K | NYCA
2024 | 1 | 1 | 1 | 0 | 0 | 1 | 1 | 0 | 1 | 5 | 2 | 13
2025 | 2 | 2 | 2 | 0 | 1 | 2 | 2 | 0 | 1 | 14 | 5 | 31
2026 | 5 | 3 | 4 | 0 | 3 | 4 | 4 | 1 | 2 | 26 | 8 | 60
2027 | 9 | 6 | 7 | 0 | 5 | 7 | 7 | 1 | 3 | 43 | 12 | 100
2028 | 13 | 8 | 11 | 1 | 7 | 10 | 10 | 2 | 5 | 63 | 18 | 148
2029 | 18 | 11 | 15 | 1 | 9 | 14 | 13 | 3 | 7 | 89 | 26 | 206
2030 | 23 | 15 | 19 | 1 | 13 | 18 | 17 | 4 | 10 | 119 | 36 | 275
2031 | 30 | 19 | 25 | 2 | 17 | 24 | 23 | 5 | 12 | 151 | 45 | 353
2032 | 37 | 23 | 31 | 2 | 20 | 30 | 28 | 6 | 15 | 187 | 56 | 435
2033 | 45 | 28 | 37 | 2 | 25 | 36 | 34 | 8 | 18 | 226 | 67 | 526
2034 | 53 | 33 | 43 | 3 | 29 | 42 | 40 | 9 | 21 | 268 | 80 | 621
2035 | 61 | 39 | 51 | 3 | 34 | 49 | 47 | 10 | 24 | 311 | 93 | 722
2036 | 70 | 45 | 58 | 3 | 38 | 56 | 53 | 12 | 28 | 357 | 106 | 826
2037 | 79 | 50 | 65 | 4 | 43 | 64 | 61 | 13 | 31 | 403 | 120 | 933
2038 | 88 | 56 | 73 | 4 | 49 | 72 | 68 | 15 | 35 | 449 | 133 | 1042
2039 | 96 | 62 | 79 | 5 | 54 | 79 | 75 | 17 | 39 | 496 | 147 | 1149
2040 | 105 | 67 | 88 | 5 | 58 | 87 | 82 | 18 | 43 | 542 | 161 | 1256
2041 | 114 | 73 | 95 | 6 | 63 | 94 | 89 | 20 | 46 | 587 | 175 | 1362
2042 | 122 | 78 | 101 | 6 | 67 | 100 | 95 | 21 | 49 | 634 | 188 | 1461
2043 | 130 | 83 | 108 | 7 | 72 | 108 | 102 | 22 | 52 | 676 | 201 | 1561
2044 | 138 | 88 | 115 | 7 | 76 | 114 | 108 | 24 | 56 | 716 | 213 | 1655
2045 | 145 | 93 | 121 | 7 | 80 | 121 | 114 | 26 | 59 | 754 | 224 | 1744
2046 | 151 | 96 | 125 | 8 | 83 | 126 | 120 | 27 | 62 | 790 | 235 | 1823
2047 | 157 | 101 | 130 | 8 | 86 | 131 | 125 | 28 | 64 | 821 | 244 | 1895
2048 | 162 | 104 | 134 | 8 | 89 | 135 | 130 | 28 | 66 | 848 | 252 | 1956
2049 | 166 | 107 | 137 | 8 | 91 | 139 | 133 | 29 | 68 | 872 | 259 | 2009
2050 | 169 | 109 | 140 | 8 | 93 | 142 | 136 | 29 | 70 | 890 | 264 | 2050
2051 | 172 | 110 | 142 | 8 | 93 | 144 | 138 | 30 | 70 | 902 | 268 | 2077
2052 | 172 | 111 | 142 | 8 | 94 | 145 | 139 | 30 | 70 | 909 | 269 | 2089
2053 | 172 | 111 | 142 | 8 | 93 | 145 | 139 | 30 | 70 | 909 | 270 | 2089
2054 | 171 | 110 | 141 | 8 | 93 | 144 | 138 | 30 | 70 | 901 | 267 | 2073
Note: Reflects end-use electrification of space conditioning, water heating, cooking, and other end-uses.

## I-13c
Table I-13c: Building Electrification Winter Coincident Peak Demand
Reflects Cumulative Future Impacts
Total Increase in Winter Coincident Peak Demand by Zone - MW
Year | A | B | C | D | E | F | G | H | I | J | K | NYCA
2024-25 | 16 | 10 | 13 | 1 | 9 | 13 | 11 | 3 | 6 | 69 | 23 | 174
2025-26 | 30 | 18 | 24 | 1 | 16 | 23 | 21 | 5 | 11 | 127 | 42 | 318
2026-27 | 43 | 26 | 34 | 2 | 23 | 33 | 30 | 7 | 16 | 182 | 61 | 457
2027-28 | 62 | 37 | 49 | 3 | 33 | 47 | 43 | 10 | 22 | 256 | 86 | 648
2028-29 | 89 | 54 | 71 | 4 | 48 | 68 | 63 | 14 | 32 | 369 | 125 | 937
2029-30 | 129 | 78 | 103 | 7 | 69 | 99 | 90 | 21 | 46 | 528 | 181 | 1351
2030-31 | 185 | 112 | 147 | 9 | 98 | 141 | 129 | 29 | 65 | 744 | 257 | 1916
2031-32 | 262 | 158 | 205 | 13 | 138 | 198 | 179 | 41 | 91 | 998 | 358 | 2641
2032-33 | 354 | 213 | 277 | 17 | 185 | 266 | 241 | 56 | 122 | 1316 | 481 | 3528
2033-34 | 457 | 276 | 357 | 23 | 239 | 344 | 312 | 72 | 158 | 1709 | 622 | 4569
2034-35 | 587 | 352 | 456 | 29 | 307 | 439 | 396 | 92 | 199 | 2103 | 790 | 5750
2035-36 | 728 | 436 | 563 | 35 | 378 | 543 | 489 | 114 | 245 | 2549 | 973 | 7053
2036-37 | 882 | 527 | 679 | 42 | 456 | 656 | 590 | 137 | 294 | 3015 | 1171 | 8449
2037-38 | 1039 | 621 | 800 | 49 | 537 | 774 | 696 | 163 | 346 | 3514 | 1379 | 9918
2038-39 | 1214 | 723 | 931 | 57 | 624 | 901 | 809 | 189 | 400 | 3977 | 1598 | 11423
2039-40 | 1384 | 824 | 1059 | 65 | 709 | 1026 | 921 | 216 | 454 | 4460 | 1817 | 12935
2040-41 | 1553 | 922 | 1185 | 72 | 793 | 1150 | 1033 | 242 | 509 | 4930 | 2031 | 14420
2041-42 | 1718 | 1019 | 1308 | 79 | 875 | 1271 | 1142 | 268 | 561 | 5363 | 2241 | 15845
2042-43 | 1868 | 1108 | 1421 | 87 | 950 | 1384 | 1245 | 292 | 609 | 5787 | 2435 | 17186
2043-44 | 2009 | 1191 | 1525 | 93 | 1018 | 1488 | 1341 | 314 | 655 | 6161 | 2615 | 18410
2044-45 | 2132 | 1265 | 1618 | 98 | 1079 | 1583 | 1427 | 334 | 696 | 6492 | 2775 | 19499
2045-46 | 2234 | 1326 | 1695 | 102 | 1128 | 1661 | 1501 | 351 | 731 | 6791 | 2911 | 20431
2046-47 | 2318 | 1377 | 1757 | 106 | 1169 | 1727 | 1564 | 365 | 760 | 7030 | 3024 | 21197
2047-48 | 2385 | 1417 | 1807 | 108 | 1201 | 1780 | 1615 | 377 | 782 | 7206 | 3113 | 21791
2048-49 | 2431 | 1446 | 1841 | 110 | 1222 | 1818 | 1654 | 385 | 800 | 7333 | 3178 | 22218
2049-50 | 2456 | 1462 | 1860 | 111 | 1233 | 1842 | 1679 | 391 | 810 | 7429 | 3219 | 22492
2050-51 | 2472 | 1472 | 1871 | 110 | 1239 | 1857 | 1697 | 395 | 818 | 7461 | 3243 | 22635
2051-52 | 2474 | 1475 | 1872 | 110 | 1237 | 1863 | 1707 | 396 | 821 | 7481 | 3252 | 22688
2052-53 | 2468 | 1473 | 1869 | 110 | 1234 | 1865 | 1713 | 397 | 823 | 7491 | 3254 | 22697
2053-54 | 2466 | 1474 | 1867 | 109 | 1231 | 1868 | 1720 | 398 | 826 | 7505 | 3259 | 22723
2054-55 | 2464 | 1475 | 1865 | 108 | 1228 | 1871 | 1727 | 399 | 829 | 7519 | 3264 | 22749
Note: Reflects end-use electrification of space heating, water heating, cooking, and other end-uses.

## I-13d
Table I-13d: Electrification Impacts by Scenario
Reflects Cumulative Impacts
NYCA Annual Energy Usage - GWh
Year | Baseline Forecast |  |  | Lower Demand Scenario |  |  | Higher Demand Scenario |  |  | Policy Scenario
| EV | Building | Total | EV | Building | Total | EV | Building | Total | EV | Building | Total
2024 | 1124 | 254 | 1378 | 956 | 254 | 1210 | 1203 | 254 | 1457 | 1203 | 254 | 1457
2025 | 1652 | 565 | 2217 | 1158 | 719 | 1877 | 1802 | 1052 | 2854 | 1802 | 1135 | 2937
2026 | 2374 | 1253 | 3627 | 1544 | 1285 | 2829 | 2616 | 2021 | 4637 | 2616 | 2204 | 4820
2027 | 3345 | 2085 | 5430 | 2073 | 1974 | 4047 | 3707 | 3194 | 6901 | 3707 | 3500 | 7207
2028 | 4501 | 3089 | 7590 | 2835 | 2797 | 5632 | 5027 | 4609 | 9636 | 5027 | 5061 | 10088
2029 | 5846 | 4189 | 10035 | 3741 | 3705 | 7446 | 6581 | 6163 | 12744 | 6581 | 6773 | 13354
2030 | 7394 | 5518 | 12912 | 4808 | 4798 | 9606 | 8392 | 8038 | 16430 | 8392 | 8841 | 17233
2031 | 9114 | 7050 | 16164 | 6015 | 6059 | 12074 | 10429 | 10198 | 20627 | 10429 | 11223 | 21652
2032 | 11011 | 8847 | 19858 | 7380 | 7539 | 14919 | 12698 | 12734 | 25432 | 12698 | 14021 | 26719
2033 | 13126 | 10929 | 24055 | 8926 | 9253 | 18179 | 15244 | 15671 | 30915 | 15244 | 17261 | 32505
2034 | 15459 | 13181 | 28640 | 10665 | 11110 | 21775 | 18092 | 18849 | 36941 | 18092 | 20767 | 38859
2035 | 18014 | 15773 | 33787 | 12610 | 13245 | 25855 | 21277 | 22510 | 43787 | 21277 | 24803 | 46080
2036 | 20543 | 18664 | 39207 | 14587 | 15625 | 30212 | 24455 | 26587 | 51042 | 24455 | 29303 | 53758
2037 | 23025 | 21740 | 44765 | 16579 | 18157 | 34736 | 27598 | 30922 | 58520 | 27598 | 34087 | 61685
2038 | 25421 | 25058 | 50479 | 18557 | 20896 | 39453 | 30689 | 35609 | 66298 | 30689 | 39255 | 69944
2039 | 27706 | 28595 | 56301 | 20503 | 23807 | 44310 | 33693 | 40597 | 74290 | 33693 | 44759 | 78452
2040 | 29869 | 32131 | 62000 | 22404 | 26716 | 49120 | 36589 | 45582 | 82171 | 36589 | 50258 | 86847
2041 | 31878 | 35615 | 67493 | 24228 | 29589 | 53817 | 39349 | 50500 | 89849 | 39349 | 55686 | 95035
2042 | 33731 | 38995 | 72726 | 25973 | 32368 | 58341 | 41961 | 55268 | 97229 | 41961 | 60942 | 102903
2043 | 35421 | 42108 | 77529 | 27628 | 34933 | 62561 | 44417 | 59660 | 104077 | 44417 | 65786 | 110203
2044 | 36937 | 44884 | 81821 | 29181 | 37220 | 66401 | 46710 | 63576 | 110286 | 46710 | 70106 | 116816
2045 | 38280 | 47322 | 85602 | 30622 | 39228 | 69850 | 48809 | 67014 | 115823 | 48809 | 73902 | 122711
2046 | 39417 | 49320 | 88737 | 31927 | 40875 | 72802 | 50694 | 69834 | 120528 | 50694 | 77010 | 127704
2047 | 40344 | 50942 | 91286 | 33082 | 42208 | 75290 | 52338 | 72120 | 124458 | 52338 | 79534 | 131872
2048 | 41064 | 52326 | 93390 | 34083 | 43348 | 77431 | 53743 | 74074 | 127817 | 53743 | 81689 | 135432
2049 | 41602 | 53223 | 94825 | 34947 | 44088 | 79035 | 54905 | 75342 | 130247 | 54905 | 83088 | 137993
2050 | 41979 | 54012 | 95991 | 35682 | 44738 | 80420 | 55879 | 76454 | 132333 | 55879 | 84315 | 140194
2051 | 42127 | 54563 | 96690 | 36230 | 45190 | 81420 | 56522 | 77230 | 133752 | 56522 | 85172 | 141694
2052 | 42170 | 55047 | 97217 | 36689 | 45591 | 82280 | 56976 | 77914 | 134890 | 56976 | 85925 | 142901
2053 | 42131 | 55297 | 97428 | 37075 | 45797 | 82872 | 57286 | 78267 | 135553 | 57286 | 86314 | 143600
2054 | 42092 | 55509 | 97601 | 37461 | 45971 | 83432 | 57596 | 78566 | 136162 | 57596 | 86643 | 144239
Note: Electric Vehicle annual energy usage from Tables I-1b, I-11b, I-15a, I-16a, and I-17a.
Includes light duty vehicles, medium and heavy duty vechiles, and buses.
Note: Building electrification annual energy usage from Tables I-1b, I-13a, I-15a, I-16a, and I-17a.
Includes electrification of space heating, water heating, cooking, and other end uses.

## I-14
Table I-14: Interconnecting Large Loads Forecast
Reflects Cumulative Existing and Future Load Impacts of Large Load Projects
Annual Energy by Zone - GWh
Year | A | B | C | D | E | F | G | H | I | J | K | NYCA
2024 | 1480 | 0 | 0 | 1300 | 80 | 0 | 0 | 0 | 0 | 0 | 0 | 2860
2025 | 2270 | 1180 | 0 | 1380 | 130 | 0 | 0 | 0 | 0 | 0 | 0 | 4960
2026 | 2740 | 1960 | 900 | 2910 | 160 | 0 | 0 | 0 | 0 | 0 | 0 | 8670
2027 | 2740 | 1960 | 1570 | 4180 | 160 | 320 | 0 | 0 | 0 | 0 | 0 | 10930
2028 | 2740 | 1960 | 2410 | 4180 | 160 | 320 | 0 | 0 | 0 | 0 | 0 | 11770
2029 | 2740 | 1960 | 3490 | 4180 | 160 | 320 | 0 | 0 | 0 | 0 | 0 | 12850
2030 | 2740 | 1960 | 4970 | 4180 | 160 | 320 | 0 | 0 | 0 | 0 | 0 | 14330
2031 | 2740 | 1960 | 5770 | 4180 | 160 | 320 | 0 | 0 | 0 | 0 | 0 | 15130
2032 | 2740 | 1960 | 6580 | 4180 | 160 | 320 | 0 | 0 | 0 | 0 | 0 | 15940
2033 | 2740 | 1960 | 7380 | 4180 | 160 | 320 | 0 | 0 | 0 | 0 | 0 | 16740
2034 | 2740 | 1960 | 7590 | 4180 | 160 | 320 | 0 | 0 | 0 | 0 | 0 | 16950
2035 | 2740 | 1960 | 7790 | 4180 | 160 | 320 | 0 | 0 | 0 | 0 | 0 | 17150
Summer Peak Demand by Zone - MW
Year | A | B | C | D | E | F | G | H | I | J | K | NYCA
2024 | 188 | 0 | 0 | 169 | 11 | 0 | 0 | 0 | 0 | 0 | 0 | 368
2025 | 288 | 150 | 0 | 173 | 19 | 0 | 0 | 0 | 0 | 0 | 0 | 630
2026 | 348 | 248 | 122 | 352 | 21 | 0 | 0 | 0 | 0 | 0 | 0 | 1091
2027 | 348 | 248 | 218 | 534 | 21 | 40 | 0 | 0 | 0 | 0 | 0 | 1409
2028 | 348 | 248 | 338 | 534 | 21 | 40 | 0 | 0 | 0 | 0 | 0 | 1529
2029 | 348 | 248 | 492 | 534 | 21 | 40 | 0 | 0 | 0 | 0 | 0 | 1683
2030 | 348 | 248 | 703 | 534 | 21 | 40 | 0 | 0 | 0 | 0 | 0 | 1894
2031 | 348 | 248 | 818 | 534 | 21 | 40 | 0 | 0 | 0 | 0 | 0 | 2009
2032 | 348 | 248 | 933 | 534 | 21 | 40 | 0 | 0 | 0 | 0 | 0 | 2124
2033 | 348 | 248 | 1048 | 534 | 21 | 40 | 0 | 0 | 0 | 0 | 0 | 2239
2034 | 348 | 248 | 1077 | 534 | 21 | 40 | 0 | 0 | 0 | 0 | 0 | 2268
2035 | 348 | 248 | 1106 | 534 | 21 | 40 | 0 | 0 | 0 | 0 | 0 | 2297
Winter Peak Demand by Zone - MW
Year | A | B | C | D | E | F | G | H | I | J | K | NYCA
2024-25 | 188 | 0 | 0 | 173 | 11 | 0 | 0 | 0 | 0 | 0 | 0 | 372
2025-26 | 288 | 150 | 0 | 324 | 21 | 0 | 0 | 0 | 0 | 0 | 0 | 783
2026-27 | 348 | 248 | 122 | 462 | 21 | 0 | 0 | 0 | 0 | 0 | 0 | 1201
2027-28 | 348 | 248 | 218 | 534 | 21 | 40 | 0 | 0 | 0 | 0 | 0 | 1409
2028-29 | 348 | 248 | 338 | 534 | 21 | 40 | 0 | 0 | 0 | 0 | 0 | 1529
2029-30 | 348 | 248 | 492 | 534 | 21 | 40 | 0 | 0 | 0 | 0 | 0 | 1683
2030-31 | 348 | 248 | 703 | 534 | 21 | 40 | 0 | 0 | 0 | 0 | 0 | 1894
2031-32 | 348 | 248 | 818 | 534 | 21 | 40 | 0 | 0 | 0 | 0 | 0 | 2009
2032-33 | 348 | 248 | 933 | 534 | 21 | 40 | 0 | 0 | 0 | 0 | 0 | 2124
2033-34 | 348 | 248 | 1048 | 534 | 21 | 40 | 0 | 0 | 0 | 0 | 0 | 2239
2034-35 | 348 | 248 | 1077 | 534 | 21 | 40 | 0 | 0 | 0 | 0 | 0 | 2268
2035-36 | 348 | 248 | 1106 | 534 | 21 | 40 | 0 | 0 | 0 | 0 | 0 | 2297
Notes:
Forecasts for 2036 onward match the final year forecasts in these tables.
These forecast values are embedded in the final annual energy, summer peak, and winter peak demand forecasts.
Table IV-7 lists the NYISO Interconnection Queue information for proposed interconnecting large loads. These forecast tables do not necessarily reflect the proposed date and MW values listed in Table IV-7, and include impacts for load projects not listed in the NYISO IQ as of March 15, 2024.

## I-15
Table I-15a: Summary of NYCA Lower Demand Scenario Annual Energy Forecasts - GWh | [10 empty] | Table I-15b: Summary of NYCA Lower Demand Scenario Summer Coincident Peak Demand Forecasts - MW | [10 empty] | Table I-15c: Summary of NYCA Lower Demand Scenario Winter Coincident Peak Demand Forecasts - MW
Year | (a) | (b) | (c) | (d) | (e) | (f) | (g) | (h) | (i) | (j) | Year | (a) | (b) | (c) | (d) | (e) | (f) | (g) | (h) | (i) | (j) | Year | (a) | (b) | (c) | (d) | (e) | (f) | (g) | (h) | (i) | (j)
|  | (-) | (-) | (-) | (+) | (+) | (+) | (+) | (+) | =a-b-c-d+e+f+g+h+i |  |  | (-) | (-) | (-) | (-) | (+) | (+) | (+) | (+) | =a-b-c-d-e+f+g+h+i |  |  | (-) | (-) | (-) | (-) | (+) | (+) | (+) | (+) | =a-b-c-d-e+f+g+h+i
| Econometric Energy | EE and C&S | Solar PV, BTM | Non-Solar DG, BTM | Storage Net Energy Consumption | EV Energy | Building Electrification | Large Load Projects | Electrolysis | Lower Demand Scenario Annual Energy Forecast |  | Econometric Peak Demand | EE and C&S | Solar PV, BTM | Non-Solar DG, BTM | BTM Storage Peak Reductions | EV Peak Demand | Building Electrification | Large Load Projects | Electrolysis | Lower Demand Scenario Summer Peak Forecast |  | Econometric Peak Demand | EE and C&S | Solar PV, BTM | Non-Solar DG, BTM | BTM Storage Peak Reductions | EV Peak Demand | Building Electrification | Large Load Projects | Electrolysis | Lower Demand Scenario Winter Peak Forecast
2024 | 155694.5625 | 2422 | 6285 | 2013 | 115.4375 | 956 | 254 | 2860 | 0 | 149160 | 2024 | 33256 | 406 | 1505 | 351 | 239 | 134 | 13 | 368 | 0 | 31270 | 2024-25 | 23713 | 349 | 0 | 351 | 239 | 250 | 174 | 372 | 0 | 23570
2025 | 155858.5625 | 4973 | 7402 | 2068 | 247.4375 | 1158 | 719 | 4960 | 0 | 148500 | 2025 | 33408 | 864 | 1503 | 361 | 297 | 161 | 26 | 630 | 0 | 31200 | 2025-26 | 23839 | 722 | 0 | 361 | 297 | 278 | 300 | 783 | 0 | 23820
2026 | 155426.5625 | 7288 | 8459 | 2101 | 352.4375 | 1544 | 1285 | 8670 | 0 | 149430 | 2026 | 33414 | 1300 | 1496 | 367 | 356 | 220 | 54 | 1091 | 0 | 31260 | 2026-27 | 23917 | 1065 | 0 | 367 | 356 | 375 | 415 | 1201 | 0 | 24120
2027 | 155233.5625 | 9588 | 9448 | 2133 | 618.4375 | 2073 | 1974 | 10930 | 0 | 149660 | 2027 | 33488 | 1773 | 1482 | 372 | 423 | 302 | 81 | 1409 | 0 | 31230 | 2027-28 | 24122 | 1414 | 0 | 372 | 423 | 509 | 579 | 1409 | 0 | 24410
2028 | 156039.5625 | 11832 | 10329 | 2164 | 713.4375 | 2835 | 2797 | 11770 | 0 | 149830 | 2028 | 33686 | 2241 | 1469 | 378 | 492 | 432 | 123 | 1529 | 0 | 31190 | 2028-29 | 24282 | 1759 | 0 | 378 | 492 | 702 | 836 | 1529 | 0 | 24720
2029 | 156598.5625 | 14073 | 11089 | 2193 | 810.4375 | 3741 | 3705 | 12850 | 0 | 150350 | 2029 | 33816 | 2706 | 1439 | 383 | 562 | 588 | 173 | 1683 | 0 | 31170 | 2029-30 | 24320 | 2112 | 0 | 383 | 562 | 932 | 1212 | 1683 | 0 | 25090
2030 | 156980.5625 | 16319 | 11723 | 2222 | 907.4375 | 4808 | 4798 | 14330 | 0 | 151560 | 2030 | 33901 | 3146 | 1394 | 388 | 638 | 761 | 230 | 1894 | 0 | 31220 | 2030-31 | 24236 | 2470 | 0 | 388 | 638 | 1184 | 1732 | 1894 | 0 | 25550
2031 | 158440.5625 | 18551 | 12238 | 2251 | 995.4375 | 6015 | 6059 | 15130 | 0 | 153600 | 2031 | 34127 | 3593 | 1342 | 392 | 714 | 960 | 295 | 2009 | 0 | 31350 | 2031-32 | 24163 | 2840 | 0 | 392 | 714 | 1459 | 2405 | 2009 | 0 | 26090
2032 | 160120.5625 | 20760 | 12652 | 2278 | 1080.4375 | 7380 | 7539 | 15940 | 0 | 156370 | 2032 | 34413 | 4041 | 1282 | 397 | 794 | 1170 | 367 | 2124 | 0 | 31560 | 2032-33 | 24226 | 3221 | 0 | 397 | 794 | 1754 | 3088 | 2124 | 0 | 26780
2033 | 161661.5625 | 22896 | 12990 | 2306 | 1171.4375 | 8926 | 9253 | 16740 | 0 | 159560 | 2033 | 34686 | 4464 | 1224 | 402 | 871 | 1393 | 443 | 2239 | 0 | 31800 | 2033-34 | 24283 | 3602 | 0 | 402 | 871 | 2058 | 3925 | 2239 | 0 | 27630
2034 | 163127.5625 | 24891 | 13252 | 2329 | 1259.4375 | 10665 | 11110 | 17150 | 0 | 162840 | 2034 | 34975 | 4862 | 1168 | 406 | 953 | 1623 | 524 | 2297 | 0 | 32030 | 2034-35 | 24245 | 3974 | 0 | 406 | 953 | 2372 | 5079 | 2297 | 0 | 28660
2035 | 164353.5625 | 26747 | 13497 | 2352 | 1347.4375 | 12610 | 13245 | 17150 | 0 | 166110 | 2035 | 35243 | 5228 | 1108 | 410 | 1034 | 1861 | 609 | 2297 | 0 | 32230 | 2035-36 | 24482 | 4338 | 0 | 410 | 1034 | 2686 | 6107 | 2297 | 0 | 29790
2036 | 165132.5625 | 28464 | 13750 | 2375 | 1434.4375 | 14587 | 15625 | 17150 | 0 | 169340 | 2036 | 35474 | 5570 | 1042 | 414 | 1115 | 2095 | 695 | 2297 | 0 | 32420 | 2036-37 | 24607 | 4693 | 0 | 414 | 1115 | 2998 | 7330 | 2297 | 0 | 31010
2037 | 165622.5625 | 30063 | 13974 | 2396 | 1524.4375 | 16579 | 18157 | 17150 | 0 | 172600 | 2037 | 35719 | 5888 | 988 | 418 | 1193 | 2333 | 788 | 2297 | 0 | 32650 | 2037-38 | 24741 | 5051 | 0 | 418 | 1193 | 3306 | 8588 | 2297 | 0 | 32270
2038 | 165993.5625 | 31616 | 14185 | 2419 | 1613.4375 | 18557 | 20896 | 17150 | 0 | 175990 | 2038 | 35982 | 6192 | 937 | 421 | 1273 | 2566 | 878 | 2297 | 0 | 32900 | 2038-39 | 24780 | 5416 | 0 | 421 | 1273 | 3606 | 10017 | 2297 | 0 | 33590
2039 | 166220.5625 | 33125 | 14384 | 2442 | 1700.4375 | 20503 | 23807 | 17150 | 0 | 179430 | 2039 | 36230 | 6491 | 877 | 426 | 1352 | 2792 | 967 | 2297 | 0 | 33140 | 2039-40 | 25137 | 5782 | 0 | 426 | 1352 | 3899 | 11137 | 2297 | 0 | 34910
2040 | 166421.5625 | 34614 | 14555 | 2461 | 1788.4375 | 22404 | 26716 | 17150 | 0 | 182850 | 2040 | 36419 | 6756 | 811 | 429 | 1427 | 3009 | 1058 | 2297 | 0 | 33360 | 2040-41 | 25345 | 6149 | 0 | 429 | 1427 | 4170 | 12413 | 2297 | 0 | 36220
2041 | 166608.5625 | 36065 | 14722 | 2480 | 1881.4375 | 24228 | 29589 | 17150 | 0 | 186190 | 2041 | 36587 | 7026 | 745 | 433 | 1506 | 3228 | 1148 | 2297 | 0 | 33550 | 2041-42 | 25570 | 6508 | 0 | 433 | 1506 | 4445 | 13555 | 2297 | 0 | 37420
2042 | 166823.5625 | 37488 | 14870 | 2498 | 1971.4375 | 25973 | 32368 | 17150 | 0 | 189430 | 2042 | 36694 | 7269 | 679 | 435 | 1577 | 3436 | 1233 | 2297 | 0 | 33700 | 2042-43 | 25725 | 6871 | 0 | 435 | 1577 | 4702 | 14679 | 2297 | 0 | 38520
2043 | 167080.5625 | 38822 | 15005 | 2517 | 2062.4375 | 27628 | 34933 | 17150 | 0 | 192510 | 2043 | 36807 | 7513 | 623 | 439 | 1647 | 3629 | 1319 | 2297 | 0 | 33830 | 2043-44 | 25888 | 7227 | 0 | 439 | 1647 | 4936 | 15672 | 2297 | 0 | 39480
2044 | 167442.5625 | 40075 | 15130 | 2537 | 2148.4375 | 29181 | 37220 | 17150 | 0 | 195400 | 2044 | 36855 | 7718 | 560 | 442 | 1711 | 3811 | 1398 | 2297 | 0 | 33930 | 2044-45 | 25988 | 7569 | 0 | 442 | 1711 | 5151 | 16606 | 2297 | 0 | 40320
2045 | 167830.5625 | 41275 | 15245 | 2550 | 2239.4375 | 30622 | 39228 | 17150 | 0 | 198000 | 2045 | 36897 | 7917 | 502 | 445 | 1771 | 3976 | 1475 | 2297 | 0 | 34010 | 2045-46 | 26158 | 7907 | 0 | 445 | 1771 | 5349 | 17359 | 2297 | 0 | 41040
2046 | 168288.5625 | 42454 | 15352 | 2562 | 2327.4375 | 31927 | 40875 | 17150 | 0 | 200200 | 2046 | 36964 | 8111 | 450 | 446 | 1826 | 4089 | 1533 | 2297 | 0 | 34050 | 2046-47 | 26447 | 8249 | 0 | 446 | 1826 | 5468 | 17959 | 2297 | 0 | 41650
2047 | 168839.5625 | 43593 | 15444 | 2576 | 2413.4375 | 33082 | 42208 | 17150 | 0 | 202080 | 2047 | 37063 | 8286 | 403 | 449 | 1875 | 4181 | 1562 | 2297 | 0 | 34090 | 2047-48 | 26730 | 8587 | 0 | 449 | 1875 | 5567 | 18447 | 2297 | 0 | 42130
2048 | 169324.5625 | 44713 | 15544 | 2589 | 2500.4375 | 34083 | 43348 | 17150 | 0 | 203560 | 2048 | 37082 | 8450 | 364 | 451 | 1922 | 4266 | 1652 | 2297 | 0 | 34110 | 2048-49 | 26993 | 8919 | 0 | 451 | 1922 | 5652 | 18830 | 2297 | 0 | 42480
2049 | 170003.5625 | 45821 | 15628 | 2603 | 2583.4375 | 34947 | 44088 | 17150 | 0 | 204720 | 2049 | 37171 | 8620 | 331 | 454 | 1964 | 4335 | 1696 | 2297 | 0 | 34130 | 2049-50 | 27341 | 9251 | 0 | 454 | 1964 | 5719 | 19022 | 2297 | 0 | 42710
2050 | 170582.5625 | 46909 | 15696 | 2615 | 2667.4375 | 35682 | 44738 | 17150 | 0 | 205600 | 2050 | 37263 | 8776 | 304 | 456 | 2001 | 4387 | 1730 | 2297 | 0 | 34140 | 2050-51 | 27699 | 9565 | 0 | 456 | 2001 | 5767 | 19089 | 2297 | 0 | 42830
2051 | 171298.5625 | 47961 | 15769 | 2628 | 2749.4375 | 36230 | 45190 | 17150 | 0 | 206260 | 2051 | 37372 | 8925 | 278 | 459 | 2036 | 4426 | 1753 | 2297 | 0 | 34150 | 2051-52 | 28041 | 9871 | 0 | 459 | 2036 | 5797 | 19141 | 2297 | 0 | 42910
2052 | 171895.5625 | 48995 | 15840 | 2642 | 2831.4375 | 36689 | 45591 | 17150 | 0 | 206680 | 2052 | 37486 | 9064 | 267 | 461 | 2063 | 4456 | 1766 | 2297 | 0 | 34150 | 2052-53 | 28383 | 10171 | 0 | 461 | 2063 | 5824 | 19141 | 2297 | 0 | 42950
2053 | 172556.5625 | 50040 | 15905 | 2655 | 2911.4375 | 37075 | 45797 | 17150 | 0 | 206890 | 2053 | 37646 | 9212 | 256 | 464 | 2093 | 4478 | 1754 | 2297 | 0 | 34150 | 2053-54 | 28735 | 10480 | 0 | 464 | 2093 | 5836 | 19149 | 2297 | 0 | 42980
2054 | 173023.5625 | 51033 | 15950 | 2668 | 2995.4375 | 37461 | 45971 | 17150 | 0 | 206950 | 2054 | 37797 | 9348 | 253 | 465 | 2120 | 4490 | 1742 | 2297 | 0 | 34140 | 2054-55 | 29027 | 10781 | 0 | 465 | 2120 | 5849 | 19173 | 2297 | 0 | 42980
Table I-15a: Summary of NYCA Lower Demand Scenario Annual Energy Forecasts - GWh Year: (a) - Econometric Energy Forecast - Reflects impacts of projected weather trends and economic growth | (a) - Econometric Summer Peak Demand - Reflects impacts of projected weather trends and economic growth | [10 empty] | (a) - Econometric Winter Peak Demand - Reflects impacts of projected weather trendsand economic growth
Table I-15a: Summary of NYCA Lower Demand Scenario Annual Energy Forecasts - GWh Year: (b) - Table I-8a: Energy Efficiency and Codes & Standards Energy Impacts, Relative to 2023 | (b) - Table I-8b: Energy Efficiency and Codes & Standards Summer Coincident Peak Demand Reductions, Relative to 2023 | [10 empty] | (b) - Table I-8c: Energy Efficiency and Codes & Standards Winter Coincident Peak Demand Reductions, Relative to 2023-24
Table I-15a: Summary of NYCA Lower Demand Scenario Annual Energy Forecasts - GWh Year: (c) - Table I-9b: Solar PV Impacts, Behind-the-Meter - Total Reductions in Annual Energy | (c) - Table I-9c: Solar PV Impacts, Behind-the-Meter, Total Reductions in Summer Coincident Peak Demand | [10 empty] | (c) - The forecast of solar PV-related reductions to the winter peak is zero because the system typically peaks after sunset
Table I-15a: Summary of NYCA Lower Demand Scenario Annual Energy Forecasts - GWh Year: (d) - Table I-10b: Non-Solar Distributed Generation Impacts, Behind-the-Meter - Total Reductions in Annual Energy | (d) - Table I-10d: Non-Solar Distributed Generation Impacts, Behind-the-Meter, Total Reductions in Coincident Peak Demand | [10 empty] | (d) - Table I-10c: Non-Solar Distributed Generation Impacts, Behind-the-Meter, Total Reductions in Coincident Peak Demand
Table I-15a: Summary of NYCA Lower Demand Scenario Annual Energy Forecasts - GWh Year: (e) - Table I-12b: Storage Annual Net Energy Consumption, both wholesale and behind-the-meter (pumped storage is not included - see Table III-2 for current resources) | (e) - Table I-12c: Storage Impacts, Behind-the-Meter, Reductions in Coincident Peak Demand (pumped storage is not included - see Table III-2 for current resources) | [10 empty] | (e) - Table I-12c: Storage Impacts, Behind-the-Meter, Reductions in Coincident Peak Demand (pumped storage is not included - see Table III-2 for current resources)
Table I-15a: Summary of NYCA Lower Demand Scenario Annual Energy Forecasts - GWh Year: (f) - Table I-11b-L: Electric Vehicle Energy Usage | (f) - Table I-11c-L: Electric Vehicle Summer Coincident Peak Demand | [10 empty] | (f) - Table I-11d-L: Electric Vehicle Winter Coincident Peak Demand
Table I-15a: Summary of NYCA Lower Demand Scenario Annual Energy Forecasts - GWh Year: (g) - Table I-13a-L: Building Electrification Energy Usage - future end-use electrification including heat pumps, water heating, cooking, and other end-uses | (g) - Table I-13b-L: Building Electrification Summer Coincident Peak Demand - future end-use electrification including heat pumps, water heating, cooking, and other end-uses | [10 empty] | (g) - Table I-13c-L: Building Electrification Winter Coincident Peak Demand - future end-use electrification including heat pumps, water heating, cooking, and other end-uses
Table I-15a: Summary of NYCA Lower Demand Scenario Annual Energy Forecasts - GWh Year: (h) - Table I-14: Large Loads Forecast - reflects existing plus future load growth | (h) - Table I-14: Large Loads Forecast - reflects existing plus future load growth | [10 empty] | (h) - Table I-14: Large Loads Forecast - reflects existing plus future load growth
Table I-15a: Summary of NYCA Lower Demand Scenario Annual Energy Forecasts - GWh Year: (i) - There is no electrolysis in the Lower Demand Scenario beyond that included in the large loads forecast | (i) - There is no electrolysis in the Lower Demand Scenario beyond that included in the large loads forecast | [10 empty] | (i) - There is no electrolysis in the Lower Demand Scenario beyond that included in the large loads forecast
Table I-15a: Summary of NYCA Lower Demand Scenario Annual Energy Forecasts - GWh Year: (j) - Table I-2-L: Lower Demand Scenario Annual Energy Forecast | (j) - Table I-3a-L: Lower Demand Scenario Summer Coincident Peak Demand Forecast | [10 empty] | (j) - Table I-3b-L: Lower Demand Scenario Winter Coincident Peak Demand Forecast

## I-16
Table I-16a: Summary of NYCA Higher Demand Scenario Annual Energy Forecasts - GWh | [10 empty] | Table I-16b: Summary of NYCA Higher Demand Scenario Summer Coincident Peak Demand Forecasts - MW | [10 empty] | Table I-16c: Summary of NYCA Higher Demand Scenario Winter Coincident Peak Demand Forecasts - MW
Year | (a) | (b) | (c) | (d) | (e) | (f) | (g) | (h) | (i) | (j) | Year | (a) | (b) | (c) | (d) | (e) | (f) | (g) | (h) | (i) | (j) | Year | (a) | (b) | (c) | (d) | (e) | (f) | (g) | (h) | (i) | (j)
|  | (-) | (-) | (-) | (+) | (+) | (+) | (+) | (+) | =a-b-c-d+e+f+g+h+i |  |  | (-) | (-) | (-) | (-) | (+) | (+) | (+) | (+) | =a-b-c-d-e+f+g+h+i |  |  | (-) | (-) | (-) | (-) | (+) | (+) | (+) | (+) | =a-b-c-d-e+f+g+h+i
| Econometric Energy | EE and C&S | Solar PV, BTM | Non-Solar DG, BTM | Storage Net Energy Consumption | EV Energy | Building Electrification | Large Load Projects | Electrolysis | Higher Demand Scenario Annual Energy Forecast |  | Econometric Peak Demand | EE and C&S | Solar PV, BTM | Non-Solar DG, BTM | BTM Storage Peak Reductions | EV Peak Demand | Building Electrification | Large Load Projects | Electrolysis | Higher Demand Scenario Summer Peak Forecast |  | Econometric Peak Demand | EE and C&S | Solar PV, BTM | Non-Solar DG, BTM | BTM Storage Peak Reductions | EV Peak Demand | Building Electrification | Large Load Projects | Electrolysis | Higher Demand Scenario Winter Peak Forecast
2024 | 157927.5625 | 2422 | 6285 | 2013 | 115.4375 | 1203 | 254 | 2860 | 0 | 151640 | 2024 | 33741 | 406 | 1505 | 351 | 239 | 169 | 13 | 368 | 0 | 31790 | 2024-25 | 24080 | 349 | 0 | 351 | 239 | 313 | 174 | 422 | 0 | 24050
2025 | 159981.5625 | 4973 | 7402 | 2068 | 247.4375 | 1802 | 1052 | 6150 | 0 | 154790 | 2025 | 34150 | 864 | 1503 | 361 | 297 | 253 | 42 | 780 | 0 | 32200 | 2025-26 | 24565 | 722 | 0 | 361 | 297 | 434 | 358 | 983 | 0 | 24960
2026 | 160078.5625 | 7288 | 8459 | 2101 | 352.4375 | 2616 | 2021 | 11830 | 0 | 159050 | 2026 | 34350 | 1300 | 1496 | 367 | 356 | 373 | 87 | 1619 | 0 | 32910 | 2026-27 | 24645 | 1065 | 0 | 367 | 356 | 642 | 562 | 1729 | 0 | 25790
2027 | 161279.5625 | 9588 | 9448 | 2133 | 618.4375 | 3707 | 3194 | 15330 | 0 | 162960 | 2027 | 34825 | 1773 | 1482 | 372 | 423 | 551 | 147 | 1977 | 0 | 33450 | 2027-28 | 25175 | 1414 | 0 | 372 | 423 | 926 | 821 | 1977 | 0 | 26690
2028 | 163565.5625 | 11832 | 10329 | 2164 | 713.4375 | 5027 | 4609 | 17420 | 0 | 167010 | 2028 | 35262 | 2241 | 1469 | 378 | 492 | 787 | 214 | 2257 | 0 | 33940 | 2028-29 | 25508 | 1759 | 0 | 378 | 492 | 1278 | 1196 | 2257 | 0 | 27610
2029 | 165535.5625 | 14073 | 11089 | 2193 | 810.4375 | 6581 | 6163 | 18500 | 1105 | 171340 | 2029 | 35715 | 2706 | 1439 | 383 | 562 | 1068 | 296 | 2411 | 0 | 34400 | 2029-30 | 25803 | 2112 | 0 | 383 | 562 | 1697 | 1706 | 2411 | 0 | 28560
2030 | 167105.5625 | 16319 | 11723 | 2222 | 907.4375 | 8392 | 8038 | 19980 | 2311 | 176470 | 2030 | 36073 | 3146 | 1394 | 388 | 638 | 1391 | 390 | 2622 | 0 | 34910 | 2030-31 | 25979 | 2470 | 0 | 388 | 638 | 2161 | 2384 | 2622 | 0 | 29650
2031 | 169656.5625 | 18551 | 12238 | 2251 | 995.4375 | 10429 | 10198 | 20780 | 3501 | 182520 | 2031 | 36534 | 3593 | 1342 | 392 | 714 | 1755 | 495 | 2737 | 0 | 35480 | 2031-32 | 26253 | 2840 | 0 | 392 | 714 | 2671 | 3245 | 2737 | 0 | 30960
2032 | 172335.5625 | 20760 | 12652 | 2278 | 1080.4375 | 12698 | 12734 | 21590 | 4662 | 189410 | 2032 | 37040 | 4041 | 1282 | 397 | 794 | 2143 | 609 | 2852 | 0 | 36130 | 2032-33 | 26236 | 3221 | 0 | 397 | 794 | 3213 | 4651 | 2852 | 0 | 32540
2033 | 174852.5625 | 22896 | 12990 | 2306 | 1171.4375 | 15244 | 15671 | 22390 | 5783 | 196920 | 2033 | 37515 | 4464 | 1224 | 402 | 871 | 2557 | 732 | 2967 | 0 | 36810 | 2033-34 | 26276 | 3602 | 0 | 402 | 871 | 3774 | 6208 | 2967 | 0 | 34350
2034 | 177604.5625 | 24891 | 13252 | 2329 | 1259.4375 | 18092 | 18849 | 22600 | 6907 | 204840 | 2034 | 38022 | 4862 | 1168 | 406 | 953 | 2983 | 868 | 2996 | 0 | 37480 | 2034-35 | 26895 | 3974 | 0 | 406 | 953 | 4360 | 7452 | 2996 | 0 | 36370
2035 | 179584.5625 | 26747 | 13497 | 2352 | 1347.4375 | 21277 | 22510 | 22800 | 8227 | 213150 | 2035 | 38460 | 5228 | 1108 | 410 | 1034 | 3434 | 1011 | 3025 | 0 | 38150 | 2035-36 | 26904 | 4338 | 0 | 410 | 1034 | 4959 | 9464 | 3025 | 0 | 38570
2036 | 181353.5625 | 28464 | 13750 | 2375 | 1434.4375 | 24455 | 26587 | 22800 | 9929 | 221970 | 2036 | 38899 | 5570 | 1042 | 414 | 1115 | 3879 | 1158 | 3025 | 0 | 38820 | 2036-37 | 27183 | 4693 | 0 | 414 | 1115 | 5553 | 11311 | 3025 | 0 | 40850
2037 | 182724.5625 | 30063 | 13974 | 2396 | 1524.4375 | 27598 | 30922 | 22800 | 12204 | 231340 | 2037 | 39353 | 5888 | 988 | 418 | 1193 | 4329 | 1310 | 3025 | 0 | 39530 | 2037-38 | 27442 | 5051 | 0 | 418 | 1193 | 6137 | 13318 | 3025 | 0 | 43260
2038 | 183877.5625 | 31616 | 14185 | 2419 | 1613.4375 | 30689 | 35609 | 22800 | 14861 | 241230 | 2038 | 39818 | 6192 | 937 | 421 | 1273 | 4770 | 1460 | 3025 | 0 | 40250 | 2038-39 | 28105 | 5416 | 0 | 421 | 1273 | 6705 | 15005 | 3025 | 0 | 45730
2039 | 184885.5625 | 33125 | 14384 | 2442 | 1700.4375 | 33693 | 40597 | 22800 | 17605 | 251330 | 2039 | 40286 | 6491 | 877 | 426 | 1352 | 5204 | 1611 | 3025 | 0 | 40980 | 2039-40 | 28120 | 5782 | 0 | 426 | 1352 | 7262 | 17513 | 3025 | 0 | 48360
2040 | 186021.5625 | 34614 | 14555 | 2461 | 1788.4375 | 36589 | 45582 | 22800 | 20139 | 261290 | 2040 | 40684 | 6756 | 811 | 429 | 1427 | 5622 | 1762 | 3025 | 0 | 41670 | 2040-41 | 28633 | 6149 | 0 | 429 | 1427 | 7788 | 19539 | 3025 | 0 | 50980
2041 | 187314.5625 | 36065 | 14722 | 2480 | 1881.4375 | 39349 | 50500 | 22800 | 22372 | 270950 | 2041 | 41083 | 7026 | 745 | 433 | 1506 | 6026 | 1906 | 3025 | 0 | 42330 | 2041-42 | 28955 | 6508 | 0 | 433 | 1506 | 8296 | 21691 | 3025 | 0 | 53520
2042 | 188616.5625 | 37488 | 14870 | 2498 | 1971.4375 | 41961 | 55268 | 22800 | 24429 | 280190 | 2042 | 41427 | 7269 | 679 | 435 | 1577 | 6410 | 2048 | 3025 | 0 | 42950 | 2042-43 | 29329 | 6871 | 0 | 435 | 1577 | 8775 | 23574 | 3025 | 0 | 55820
2043 | 189981.5625 | 38822 | 15005 | 2517 | 2062.4375 | 44417 | 59660 | 22800 | 26383 | 288960 | 2043 | 41785 | 7513 | 623 | 439 | 1647 | 6771 | 2181 | 3025 | 0 | 43540 | 2043-44 | 29598 | 7227 | 0 | 439 | 1647 | 9211 | 25389 | 3025 | 0 | 57910
2044 | 191420.5625 | 40075 | 15130 | 2537 | 2148.4375 | 46710 | 63576 | 22800 | 28247 | 297160 | 2044 | 42085 | 7718 | 560 | 442 | 1711 | 7113 | 2308 | 3025 | 0 | 44100 | 2044-45 | 29986 | 7569 | 0 | 442 | 1711 | 9613 | 26868 | 3025 | 0 | 59770
2045 | 192905.5625 | 41275 | 15245 | 2550 | 2239.4375 | 48809 | 67014 | 22800 | 29912 | 304610 | 2045 | 42391 | 7917 | 502 | 445 | 1771 | 7422 | 2427 | 3025 | 0 | 44630 | 2045-46 | 30327 | 7907 | 0 | 445 | 1771 | 9981 | 28260 | 3025 | 0 | 61470
2046 | 194622.5625 | 42454 | 15352 | 2562 | 2327.4375 | 50694 | 69834 | 22800 | 31350 | 311260 | 2046 | 42718 | 8111 | 450 | 446 | 1826 | 7665 | 2555 | 3025 | 0 | 45130 | 2046-47 | 30712 | 8249 | 0 | 446 | 1826 | 10257 | 29447 | 3025 | 0 | 62920
2047 | 196441.5625 | 43593 | 15444 | 2576 | 2413.4375 | 52338 | 72120 | 22800 | 32620 | 317120 | 2047 | 42949 | 8286 | 403 | 449 | 1875 | 7884 | 2745 | 3025 | 0 | 45590 | 2047-48 | 31214 | 8587 | 0 | 449 | 1875 | 10495 | 30317 | 3025 | 0 | 64140
2048 | 198156.5625 | 44713 | 15544 | 2589 | 2500.4375 | 53743 | 74074 | 22800 | 33792 | 322220 | 2048 | 43352 | 8450 | 364 | 451 | 1922 | 8072 | 2738 | 3025 | 0 | 46000 | 2048-49 | 31822 | 8919 | 0 | 451 | 1922 | 10695 | 30850 | 3025 | 0 | 65100
2049 | 200215.5625 | 45821 | 15628 | 2603 | 2583.4375 | 54905 | 75342 | 22800 | 34906 | 326700 | 2049 | 43698 | 8620 | 331 | 454 | 1964 | 8228 | 2808 | 3025 | 0 | 46390 | 2049-50 | 32323 | 9251 | 0 | 454 | 1964 | 10855 | 31336 | 3025 | 0 | 65870
2050 | 202032.5625 | 46909 | 15696 | 2615 | 2667.4375 | 55879 | 76454 | 22800 | 35957 | 330570 | 2050 | 44053 | 8776 | 304 | 456 | 2001 | 8357 | 2862 | 3025 | 0 | 46760 | 2050-51 | 32803 | 9565 | 0 | 456 | 2001 | 10984 | 31670 | 3025 | 0 | 66460
2051 | 204059.5625 | 47961 | 15769 | 2628 | 2749.4375 | 56522 | 77230 | 22800 | 36967 | 333970 | 2051 | 44430 | 8925 | 278 | 459 | 2036 | 8458 | 2905 | 3025 | 0 | 47120 | 2051-52 | 33455 | 9871 | 0 | 459 | 2036 | 11081 | 31725 | 3025 | 0 | 66920
2052 | 205894.5625 | 48995 | 15840 | 2642 | 2831.4375 | 56976 | 77914 | 22800 | 37951 | 336890 | 2052 | 44849 | 9064 | 267 | 461 | 2063 | 8534 | 2907 | 3025 | 0 | 47460 | 2052-53 | 34041 | 10171 | 0 | 461 | 2063 | 11151 | 31758 | 3025 | 0 | 67280
2053 | 207319.5625 | 50040 | 15905 | 2655 | 2911.4375 | 57286 | 78267 | 22800 | 38936 | 338920 | 2053 | 45159 | 9212 | 256 | 464 | 2093 | 8588 | 2943 | 3025 | 0 | 47690 | 2053-54 | 34507 | 10480 | 0 | 464 | 2093 | 11195 | 31830 | 3025 | 0 | 67520
2054 | 208311.5625 | 51033 | 15950 | 2668 | 2995.4375 | 57596 | 78566 | 22800 | 39672 | 340290 | 2054 | 45500 | 9348 | 253 | 465 | 2120 | 8628 | 2913 | 3025 | 0 | 47880 | 2054-55 | 34908 | 10781 | 0 | 465 | 2120 | 11241 | 31862 | 3025 | 0 | 67670
Table I-16a: Summary of NYCA Higher Demand Scenario Annual Energy Forecasts - GWh Year: (a) - Econometric Energy Forecast - Reflects impacts of projected weather trends and economic growth | (a) - Econometric Summer Peak Demand - Reflects impacts of projected weather trends and economic growth | [10 empty] | (a) - Econometric Winter Peak Demand - Reflects impacts of projected weather trendsand economic growth
Table I-16a: Summary of NYCA Higher Demand Scenario Annual Energy Forecasts - GWh Year: (b) - Table I-8a: Energy Efficiency and Codes & Standards Energy Impacts, Relative to 2023 | (b) - Table I-8b: Energy Efficiency and Codes & Standards Summer Coincident Peak Demand Reductions, Relative to 2023 | [10 empty] | (b) - Table I-8c: Energy Efficiency and Codes & Standards Winter Coincident Peak Demand Reductions, Relative to 2023-24
Table I-16a: Summary of NYCA Higher Demand Scenario Annual Energy Forecasts - GWh Year: (c) - Table I-9b: Solar PV Impacts, Behind-the-Meter - Total Reductions in Annual Energy | (c) - Table I-9c: Solar PV Impacts, Behind-the-Meter, Total Reductions in Summer Coincident Peak Demand | [10 empty] | (c) - The forecast of solar PV-related reductions to the winter peak is zero because the system typically peaks after sunset
Table I-16a: Summary of NYCA Higher Demand Scenario Annual Energy Forecasts - GWh Year: (d) - Table I-10b: Non-Solar Distributed Generation Impacts, Behind-the-Meter - Total Reductions in Annual Energy | (d) - Table I-10d: Non-Solar Distributed Generation Impacts, Behind-the-Meter, Total Reductions in Coincident Peak Demand | [10 empty] | (d) - Table I-10c: Non-Solar Distributed Generation Impacts, Behind-the-Meter, Total Reductions in Coincident Peak Demand
Table I-16a: Summary of NYCA Higher Demand Scenario Annual Energy Forecasts - GWh Year: (e) - Table I-12b: Storage Annual Net Energy Consumption, both wholesale and behind-the-meter (pumped storage is not included - see Table III-2 for current resources) | (e) - Table I-12c: Storage Impacts, Behind-the-Meter, Reductions in Coincident Peak Demand (pumped storage is not included - see Table III-2 for current resources) | [10 empty] | (e) - Table I-12c: Storage Impacts, Behind-the-Meter, Reductions in Coincident Peak Demand (pumped storage is not included - see Table III-2 for current resources)
Table I-16a: Summary of NYCA Higher Demand Scenario Annual Energy Forecasts - GWh Year: (f) - Table I-11b-H: Electric Vehicle Energy Usage | (f) - Table I-11c-H: Electric Vehicle Summer Coincident Peak Demand | [10 empty] | (f) - Table I-11d-H: Electric Vehicle Winter Coincident Peak Demand
Table I-16a: Summary of NYCA Higher Demand Scenario Annual Energy Forecasts - GWh Year: (g) - Table I-13a-H: Building Electrification Energy Usage - future end-use electrification including heat pumps, water heating, cooking, and other end-uses | (g) - Table I-13b-H: Building Electrification Summer Coincident Peak Demand - future end-use electrification including heat pumps, water heating, cooking, and other end-uses | [10 empty] | (g) - Table I-13c-H: Building Electrification Winter Coincident Peak Demand - future end-use electrification including heat pumps, water heating, cooking, and other end-uses
Table I-16a: Summary of NYCA Higher Demand Scenario Annual Energy Forecasts - GWh Year: (h) - Table I-14-H: Large Loads Forecast - reflects existing plus future load growth | (h) - Table I-14-H: Large Loads Forecast - reflects existing plus future load growth | [10 empty] | (h) - Table I-14-H: Large Loads Forecast - reflects existing plus future load growth
Table I-16a: Summary of NYCA Higher Demand Scenario Annual Energy Forecasts - GWh Year: (i) - Table I-22-H: Electrolysis Annual Energy Impacts | (i) - There are no electrolysis peak demand impacts as hydrogen production is expected to occur non-coincident with system peak electric load | [10 empty] | (i) - There are no electrolysis peak demand impacts as hydrogen production is expected to occur non-coincident with system peak electric load
Table I-16a: Summary of NYCA Higher Demand Scenario Annual Energy Forecasts - GWh Year: (j) - Table I-2-H: Higher Demand Scenario Annual Energy Forecast | (j) - Table I-3a-H: Higher Demand Scenario Summer Coincident Peak Demand Forecast | [10 empty] | (j) - Table I-3b-H: Higher Demand Scenario Winter Coincident Peak Demand Forecast

## I-17
Table I-17a: Summary of NYCA Policy Scenario Annual Energy Forecasts - GWh | [10 empty] | Table I-17b: Summary of NYCA Policy Scenario Summer Coincident Peak Demand Forecasts - MW | [10 empty] | Table I-17c: Summary of NYCA Policy Scenario Winter Coincident Peak Demand Forecasts - MW
Reflects Achievement of State Policy Targets | [10 empty] | Reflects Achievement of State Policy Targets | [10 empty] | Reflects Achievement of State Policy Targets
Year | (a) | (b) | (c) | (d) | (e) | (f) | (g) | (h) | (i) | (j) | Year | (a) | (b) | (c) | (d) | (e) | (f) | (g) | (h) | (i) | (j) | Year | (a) | (b) | (c) | (d) | (e) | (f) | (g) | (h) | (i) | (j)
|  | (-) | (-) | (-) | (+) | (+) | (+) | (+) | (+) | =a-b-c-d+e+f+g+h+i |  |  | (-) | (-) | (-) | (-) | (+) | (+) | (+) | (+) | =a-b-c-d-e+f+g+h+i |  |  | (-) | (-) | (-) | (-) | (+) | (+) | (+) | (+) | =a-b-c-d-e+f+g+h+i
| Econometric Energy | EE and C&S | Solar PV, BTM | Non-Solar DG, BTM | Storage Net Energy Consumption | EV Energy | Building Electrification | Large Load Projects | Electrolysis | Policy Scenario Annual Energy Forecast |  | Econometric Peak Demand | EE and C&S | Solar PV, BTM | Non-Solar DG, BTM | BTM Storage Peak Reductions | EV Peak Demand | Building Electrification | Large Load Projects | Electrolysis | Policy Scenario Summer Peak Forecast |  | Econometric Peak Demand | EE and C&S | Solar PV, BTM | Non-Solar DG, BTM | BTM Storage Peak Reductions | EV Peak Demand | Building Electrification | Large Load Projects | Electrolysis | Policy Scenario Winter Peak Forecast
2024 | 156915.5625 | 3750 | 6285 | 2013 | 115.4375 | 1203 | 254 | 2860 | 0 | 149300 | 2024 | 33525 | 560 | 1505 | 351 | 239 | 169 | 13 | 368 | 0 | 31420 | 2024-25 | 23921 | 470 | 0 | 351 | 239 | 313 | 174 | 372 | 0 | 23720
2025 | 157575.5625 | 7810 | 7402 | 2068 | 247.4375 | 1802 | 1135 | 4960 | 0 | 148440 | 2025 | 33803 | 1290 | 1503 | 361 | 297 | 253 | 45 | 630 | 0 | 31280 | 2025-26 | 24152 | 1050 | 0 | 361 | 297 | 434 | 369 | 783 | 0 | 24030
2026 | 157887.5625 | 11830 | 8459 | 2101 | 352.4375 | 2616 | 2204 | 8670 | 0 | 149340 | 2026 | 33930 | 2040 | 1496 | 367 | 356 | 367 | 91 | 1091 | 0 | 31220 | 2026-27 | 24348 | 1670 | 0 | 367 | 356 | 630 | 584 | 1201 | 0 | 24370
2027 | 158425.5625 | 15810 | 9448 | 2133 | 618.4375 | 3707 | 3500 | 10930 | 0 | 149790 | 2027 | 34158 | 2860 | 1482 | 372 | 423 | 533 | 157 | 1409 | 0 | 31120 | 2027-28 | 24662 | 2270 | 0 | 372 | 423 | 895 | 859 | 1409 | 0 | 24760
2028 | 160291.5625 | 19580 | 10329 | 2164 | 713.4375 | 5027 | 5061 | 11770 | 0 | 150790 | 2028 | 34511 | 3650 | 1469 | 378 | 492 | 750 | 229 | 1529 | 0 | 31030 | 2028-29 | 24958 | 2890 | 0 | 378 | 492 | 1218 | 1255 | 1529 | 0 | 25200
2029 | 161192.5625 | 23090 | 11089 | 2193 | 810.4375 | 6581 | 6773 | 12850 | 1105 | 152940 | 2029 | 34803 | 4400 | 1439 | 383 | 562 | 1004 | 314 | 1683 | 0 | 31020 | 2029-30 | 25096 | 3460 | 0 | 383 | 562 | 1593 | 1783 | 1683 | 0 | 25750
2030 | 161743.5625 | 26110 | 11723 | 2222 | 907.4375 | 8392 | 8841 | 14330 | 2311 | 156470 | 2030 | 34959 | 4990 | 1394 | 388 | 638 | 1283 | 414 | 1894 | 0 | 31140 | 2030-31 | 25141 | 4000 | 0 | 388 | 638 | 1996 | 2485 | 1894 | 0 | 26490
2031 | 163540.5625 | 28920 | 12238 | 2251 | 995.4375 | 10429 | 11223 | 15130 | 3501 | 161410 | 2031 | 35261 | 5530 | 1342 | 392 | 714 | 1593 | 525 | 2009 | 0 | 31410 | 2031-32 | 25309 | 4490 | 0 | 392 | 714 | 2425 | 3373 | 2009 | 0 | 27520
2032 | 165518.5625 | 31600 | 12652 | 2278 | 1080.4375 | 12698 | 14021 | 15940 | 4662 | 167390 | 2032 | 35629 | 6070 | 1282 | 397 | 794 | 1914 | 646 | 2124 | 0 | 31770 | 2032-33 | 25143 | 5030 | 0 | 397 | 794 | 2869 | 4895 | 2124 | 0 | 28810
2033 | 167276.5625 | 34080 | 12990 | 2306 | 1171.4375 | 15244 | 17261 | 16740 | 5783 | 174100 | 2033 | 35967 | 6570 | 1224 | 402 | 871 | 2243 | 778 | 2239 | 0 | 32160 | 2033-34 | 25067 | 5560 | 0 | 402 | 871 | 3315 | 6562 | 2239 | 0 | 30350
2034 | 169125.5625 | 36420 | 13252 | 2329 | 1259.4375 | 18092 | 20767 | 17150 | 6907 | 181300 | 2034 | 36322 | 7050 | 1168 | 406 | 953 | 2577 | 921 | 2297 | 0 | 32540 | 2034-35 | 25619 | 6070 | 0 | 406 | 953 | 3761 | 7822 | 2297 | 0 | 32070
2035 | 170634.5625 | 38660 | 13497 | 2352 | 1347.4375 | 21277 | 24803 | 17150 | 8227 | 188930 | 2035 | 36670 | 7490 | 1108 | 410 | 1034 | 2913 | 1072 | 2297 | 0 | 32910 | 2035-36 | 25524 | 6600 | 0 | 410 | 1034 | 4207 | 9986 | 2297 | 0 | 33970
2036 | 171653.5625 | 40730 | 13750 | 2375 | 1434.4375 | 24455 | 29303 | 17150 | 9929 | 197070 | 2036 | 36993 | 7910 | 1042 | 414 | 1115 | 3243 | 1228 | 2297 | 0 | 33280 | 2036-37 | 25706 | 7160 | 0 | 414 | 1115 | 4646 | 11930 | 2297 | 0 | 35890
2037 | 172316.5625 | 42660 | 13974 | 2396 | 1524.4375 | 27598 | 34087 | 17150 | 12204 | 205850 | 2037 | 37302 | 8300 | 988 | 418 | 1193 | 3571 | 1389 | 2297 | 0 | 33660 | 2037-38 | 25845 | 7730 | 0 | 418 | 1193 | 5065 | 14054 | 2297 | 0 | 37920
2038 | 172655.5625 | 44550 | 14185 | 2419 | 1613.4375 | 30689 | 39255 | 17150 | 14861 | 215070 | 2038 | 37649 | 8660 | 937 | 421 | 1273 | 3885 | 1550 | 2297 | 0 | 34090 | 2038-39 | 26520 | 8340 | 0 | 421 | 1273 | 5459 | 15778 | 2297 | 0 | 40020
2039 | 172838.5625 | 46400 | 14384 | 2442 | 1700.4375 | 33693 | 44759 | 17150 | 17605 | 224520 | 2039 | 38054 | 9050 | 877 | 426 | 1352 | 4181 | 1713 | 2297 | 0 | 34540 | 2039-40 | 26420 | 8940 | 0 | 426 | 1352 | 5836 | 18505 | 2297 | 0 | 42340
2040 | 173241.5625 | 48360 | 14555 | 2461 | 1788.4375 | 36589 | 50258 | 17150 | 20139 | 233790 | 2040 | 38261 | 9200 | 811 | 429 | 1427 | 4459 | 1870 | 2297 | 0 | 35020 | 2040-41 | 26812 | 9370 | 0 | 429 | 1427 | 6180 | 20647 | 2297 | 0 | 44710
2041 | 173743.5625 | 50310 | 14722 | 2480 | 1881.4375 | 39349 | 55686 | 17150 | 22372 | 242670 | 2041 | 38467 | 9310 | 745 | 433 | 1506 | 4736 | 2024 | 2297 | 0 | 35530 | 2041-42 | 26983 | 9740 | 0 | 433 | 1506 | 6525 | 22954 | 2297 | 0 | 47080
2042 | 174274.5625 | 52240 | 14870 | 2498 | 1971.4375 | 41961 | 60942 | 17150 | 24429 | 251120 | 2042 | 38624 | 9370 | 679 | 435 | 1577 | 4998 | 2172 | 2297 | 0 | 36030 | 2042-43 | 27224 | 10070 | 0 | 435 | 1577 | 6842 | 24959 | 2297 | 0 | 49240
2043 | 174693.5625 | 53930 | 15005 | 2517 | 2062.4375 | 44417 | 65786 | 17150 | 26383 | 259040 | 2043 | 38849 | 9490 | 623 | 439 | 1647 | 5235 | 2318 | 2297 | 0 | 36500 | 2043-44 | 27336 | 10370 | 0 | 439 | 1647 | 7123 | 26900 | 2297 | 0 | 51200
2044 | 175265.5625 | 55650 | 15130 | 2537 | 2148.4375 | 46710 | 70106 | 17150 | 28247 | 266310 | 2044 | 38911 | 9490 | 560 | 442 | 1711 | 5457 | 2448 | 2297 | 0 | 36910 | 2044-45 | 27556 | 10650 | 0 | 442 | 1711 | 7375 | 28465 | 2297 | 0 | 52890
2045 | 175892.5625 | 57370 | 15245 | 2550 | 2239.4375 | 48809 | 73902 | 17150 | 29912 | 272740 | 2045 | 39036 | 9590 | 502 | 445 | 1771 | 5650 | 2575 | 2297 | 0 | 37250 | 2045-46 | 27719 | 11040 | 0 | 445 | 1771 | 7602 | 29958 | 2297 | 0 | 54320
2046 | 176662.5625 | 59040 | 15352 | 2562 | 2327.4375 | 50694 | 77010 | 17150 | 31350 | 278240 | 2046 | 39223 | 9820 | 450 | 446 | 1826 | 5766 | 2716 | 2297 | 0 | 37460 | 2046-47 | 28030 | 11590 | 0 | 446 | 1826 | 7712 | 31233 | 2297 | 0 | 55410
2047 | 177654.5625 | 60850 | 15444 | 2576 | 2413.4375 | 52338 | 79534 | 17150 | 32620 | 282840 | 2047 | 39287 | 10040 | 403 | 449 | 1875 | 5855 | 2928 | 2297 | 0 | 37600 | 2047-48 | 28420 | 12180 | 0 | 449 | 1875 | 7794 | 32163 | 2297 | 0 | 56170
2048 | 178498.5625 | 62670 | 15544 | 2589 | 2500.4375 | 53743 | 81689 | 17150 | 33792 | 286570 | 2048 | 39524 | 10250 | 364 | 451 | 1922 | 5920 | 2906 | 2297 | 0 | 37660 | 2048-49 | 28924 | 12770 | 0 | 451 | 1922 | 7842 | 32720 | 2297 | 0 | 56640
2049 | 179608.5625 | 64420 | 15628 | 2603 | 2583.4375 | 54905 | 83088 | 17150 | 34906 | 289590 | 2049 | 39665 | 10450 | 331 | 454 | 1964 | 5958 | 2979 | 2297 | 0 | 37700 | 2049-50 | 29256 | 13340 | 0 | 454 | 1964 | 7863 | 33252 | 2297 | 0 | 56910
2050 | 180472.5625 | 66170 | 15696 | 2615 | 2667.4375 | 55879 | 84315 | 17150 | 35957 | 291960 | 2050 | 39853 | 10680 | 304 | 456 | 2001 | 5976 | 3035 | 2297 | 0 | 37720 | 2050-51 | 29588 | 13900 | 0 | 456 | 2001 | 7855 | 33627 | 2297 | 0 | 57010
2051 | 181616.5625 | 67950 | 15769 | 2628 | 2749.4375 | 56522 | 85172 | 17150 | 36967 | 293830 | 2051 | 40034 | 10880 | 278 | 459 | 2036 | 5996 | 3086 | 2297 | 0 | 37760 | 2051-52 | 30089 | 14440 | 0 | 459 | 2036 | 7855 | 33684 | 2297 | 0 | 56990
2052 | 182528.5625 | 69710 | 15840 | 2642 | 2831.4375 | 56976 | 85925 | 17150 | 37951 | 295170 | 2052 | 40216 | 11030 | 267 | 461 | 2063 | 5995 | 3083 | 2297 | 0 | 37770 | 2052-53 | 30551 | 15000 | 0 | 461 | 2063 | 7835 | 33721 | 2297 | 0 | 56880
2053 | 183402.5625 | 71420 | 15905 | 2655 | 2911.4375 | 57286 | 86314 | 17150 | 38936 | 296020 | 2053 | 40426 | 11240 | 256 | 464 | 2093 | 5981 | 3129 | 2297 | 0 | 37780 | 2053-54 | 30972 | 15540 | 0 | 464 | 2093 | 7795 | 33803 | 2297 | 0 | 56770
2054 | 184161.5625 | 73130 | 15950 | 2668 | 2995.4375 | 57596 | 86643 | 17150 | 39672 | 296470 | 2054 | 40715 | 11450 | 253 | 465 | 2120 | 5951 | 3095 | 2297 | 0 | 37770 | 2054-55 | 31381 | 15990 | 0 | 465 | 2120 | 7753 | 33834 | 2297 | 0 | 56690
Reflects Achievement of State Policy Targets Year: (a) - Econometric Energy Forecast - Reflects impacts of projected weather trends and economic growth | (a) - Econometric Summer Peak Demand - Reflects impacts of projected weather trends and economic growth | [10 empty] | (a) - Econometric Winter Peak Demand - Reflects impacts of projected weather trendsand economic growth
Reflects Achievement of State Policy Targets Year: (b) - Table I-8a-P: Energy Efficiency and Codes & Standards Energy Impacts, Relative to 2023 | (b) - Table I-8b-P: Energy Efficiency and Codes & Standards Summer Coincident Peak Demand Reductions, Relative to 2023 | [10 empty] | (b) - Table I-8c-P: Energy Efficiency and Codes & Standards Winter Coincident Peak Demand Reductions, Relative to 2023-24
Reflects Achievement of State Policy Targets Year: (c) - Table I-9b: Solar PV Impacts, Behind-the-Meter - Total Reductions in Annual Energy | (c) - Table I-9c: Solar PV Impacts, Behind-the-Meter, Total Reductions in Summer Coincident Peak Demand | [10 empty] | (c) - The forecast of solar PV-related reductions to the winter peak is zero because the system typically peaks after sunset
Reflects Achievement of State Policy Targets Year: (d) - Table I-10b: Non-Solar Distributed Generation Impacts, Behind-the-Meter - Total Reductions in Annual Energy | (d) - Table I-10d: Non-Solar Distributed Generation Impacts, Behind-the-Meter, Total Reductions in Coincident Peak Demand | [10 empty] | (d) - Table I-10c: Non-Solar Distributed Generation Impacts, Behind-the-Meter, Total Reductions in Coincident Peak Demand
Reflects Achievement of State Policy Targets Year: (e) - Table I-12b: Storage Annual Net Energy Consumption, both wholesale and behind-the-meter (pumped storage is not included - see Table III-2 for current resources) | (e) - Table I-12c: Storage Impacts, Behind-the-Meter, Reductions in Coincident Peak Demand (pumped storage is not included - see Table III-2 for current resources) | [10 empty] | (e) - Table I-12c: Storage Impacts, Behind-the-Meter, Reductions in Coincident Peak Demand (pumped storage is not included - see Table III-2 for current resources)
Reflects Achievement of State Policy Targets Year: (f) - Table I-11b-P: Electric Vehicle Energy Usage | (f) - Table I-11c-P: Electric Vehicle Summer Coincident Peak Demand | [10 empty] | (f) - Table I-11d-P: Electric Vehicle Winter Coincident Peak Demand
Reflects Achievement of State Policy Targets Year: (g) - Table I-13a-P: Building Electrification Energy Usage - future end-use electrification including heat pumps, water heating, cooking, and other end-uses | (g) - Table I-13b-P: Building Electrification Summer Coincident Peak Demand - future end-use electrification including heat pumps, water heating, cooking, and other end-uses | [10 empty] | (g) - Table I-13c-P: Building Electrification Winter Coincident Peak Demand - future end-use electrification including heat pumps, water heating, cooking, and other end-uses
Reflects Achievement of State Policy Targets Year: (h) - Table I-14: Large Loads Forecast - reflects existing plus future load growth | (h) - Table I-14: Large Loads Forecast - reflects existing plus future load growth | [10 empty] | (h) - Table I-14: Large Loads Forecast - reflects existing plus future load growth
Reflects Achievement of State Policy Targets Year: (i) - Table I-22-P: Electrolysis Annual Energy Impacts | (i) - There are no electrolysis peak demand impacts as hydrogen production is expected to occur non-coincident with system peak electric load | [10 empty] | (i) - There are no electrolysis peak demand impacts as hydrogen production is expected to occur non-coincident with system peak electric load
Reflects Achievement of State Policy Targets Year: (j) - Table I-2-P: Policy Scenario Annual Energy Forecast | (j) - Table I-3a-P: Policy Scenario Summer Coincident Peak Demand Forecast | [10 empty] | (j) - Table I-3b-P: Policy Scenario Winter Coincident Peak Demand Forecast

## I-18
Table I-18: Projection of SCR and EDRP Enrollment
Special Case Resources - MW |  |  |  | Emergency Demand Response Program - MW
| Zone | Summer | Winter |  | Zone | Summer | Winter
| A | 230.6 | 261.1 |  | A | 0 | 0.1
| B | 29.5 | 22.4 |  | B | 0 | 0
| C | 79.7 | 60.1 |  | C | 0 | 0
| D | 225.1 | 234.8 |  | D | 0.2 | 0
| E | 30.3 | 39.1 |  | E | 0 | 0
| F | 123.8 | 73.5 |  | F | 0 | 0
| G | 40.2 | 22 |  | G | 0 | 0
| H | 11.6 | 8.2 |  | H | 0.2 | 0.2
| I | 32.7 | 21.3 |  | I | 1.2 | 0
| J | 442.2 | 242.6 |  | J | 11.8 | 0
| K | 35.3 | 19.7 |  | K | 0 | 0
| NYCA | 1281 | 1004.8 |  | NYCA | 13.4 | 0.3
Note: SCR and EDRP values are based on the projected enrollment for Summer 2024 and Winter 2024-25.
Projected SCR enrollment is assumed to remain constant through the 2034-35 Capability Year in Table V-2.

## I-19
Table I-19: Historical NYCA System Peak Demand
New York Control Area System Coincident Peaks
Summer Coincident Peak Dates & Times |  |  |  | Winter Coincident Peak Dates & Times
May 1 through October 31 |  |  |  | November 1 through following April 30
Year | Date | Hour Beginning | Summer Peak MW | Year | Date | Hour Beginning | Winter Peak MW
1997 | 1997-07-15 | 14 | 28699 | 1997 - 98 | 1997-12-10 | 17 | 22445
1998 | 1998-07-22 | 16 | 28161 | 1998 - 99 | 1999-01-14 | 17 | 23878
1999 | 1999-07-06 | 13 | 30311 | 1999 - 00 | 2000-01-18 | 17 | 24041
2000 | 2000-06-26 | 16 | 28138 | 2000 - 01 | 2000-12-13 | 17 | 23774
2001 | 2001-08-09 | 14 | 30982 | 2001 - 02 | 2002-04-18 | 16 | 23713
2002 | 2002-07-29 | 16 | 30664 | 2002 - 03 | 2003-01-23 | 18 | 24454
2003 | 2003-06-26 | 16 | 30333 | 2003 - 04 | 2004-01-15 | 18 | 25262
2004 | 2004-06-09 | 16 | 28433 | 2004 - 05 | 2004-12-20 | 17 | 25541
2005 | 2005-07-26 | 16 | 32075 | 2005 - 06 | 2005-12-14 | 18 | 25060
2006 | 2006-08-02 | 13 | 33939 | 2006 - 07 | 2007-02-05 | 17 | 25056.7
2007 | 2007-08-08 | 16 | 32169.1 | 2007 - 08 | 2008-01-03 | 18 | 25021.1
2008 | 2008-06-09 | 16 | 32432 | 2008 - 09 | 2008-12-22 | 17 | 24673
2009 | 2009-08-17 | 15 | 30844 | 2009 - 10 | 2009-12-17 | 17 | 24074
2010 | 2010-07-06 | 16 | 33452 | 2010 - 11 | 2010-12-14 | 17 | 24654
2011 | 2011-07-22 | 15 | 33865 | 2011 - 12 | 2012-01-03 | 17 | 23901
2012 | 2012-07-17 | 16 | 32439 | 2012 - 13 | 2013-01-24 | 18 | 24658
2013 | 2013-07-19 | 16 | 33956 | 2013 - 14 | 2014-01-07 | 18 | 25738
2014 | 2014-09-02 | 15 | 29782 | 2014 - 15 | 2015-01-07 | 18 | 24648
2015 | 2015-07-29 | 16 | 31138 | 2015 - 16 | 2016-01-19 | 18 | 23317
2016 | 2016-08-11 | 16 | 32076 | 2016 - 17 | 2016-12-15 | 17 | 24164
2017 | 2017-07-19 | 17 | 29699 | 2017 - 18 | 2018-01-05 | 17 | 25081
2018 | 2018-08-29 | 16 | 31861 | 2018 - 19 | 2019-01-21 | 18 | 24728
2019 | 2019-07-20 | 16 | 30397 | 2019 - 20 | 2019-12-19 | 17 | 23253
2020 | 2020-07-27 | 17 | 30660 | 2020 - 21 | 2020-12-16 | 17 | 22542
2021* | 2021-06-29 | 17 | 30919 | 2021 - 22 | 2022-01-11 | 17 | 23369
2022 | 2022-07-20 | 17 | 30505 | 2022 - 23 | 2023-02-03 | 18 | 23369
2023^ | 2023-09-06 | 17 | 30206 | 2023 - 24 | 2024-01-17 | 18 | 22754
Note: Record peaks are highlighted.
Note: Peak hours are reported as hour beginning (e.g., if the peak occurs during the 4 to 5 PM hour, the hour beginning value is 16).
Note: Beginning in 2021, the peak hour for purposes of the ICAP market weather normalization and forecast is constrained to
July and August non-holiday weekdays.
* The ICAP market peak hour in 2021 was 8/26/2021, hour beginning 16 (30,309 MW).
^ The ICAP market peak hour in 2023 was 7/28/2023, hour beginning 17 (28,735 MW).
Note: Values reflect NYISO operational data metered peak load, before weather normalization and demand response addbacks.

## I-20
Table I-20: Weather Normalized Annual Energy and Seasonal Peak Demand
Historical System Weather Normalized Values
Year | Weather Normalized Energy (GWh) | Summer | Weather Normalized Peak (MW) | Winter | Weather Normalized Peak (MW)
2003 | 158140.551 | 2003 | 31410 | 2003 - 04 | 24900
2004 | 160842.686 | 2004 | 31400 | 2004 - 05 | 25250
2005 | 164104.928 | 2005 | 33068 | 2005 - 06 | 24770
2006 | 163200.29 | 2006 | 32992 | 2006 - 07 | 25030
2007 | 165922.33 | 2007 | 33444 | 2007 - 08 | 25490
2008 | 166949.7996 | 2008 | 33670 | 2008 - 09 | 25016
2009 | 161679.7948 | 2009 | 33063 | 2009 - 10 | 24537
2010 | 161837.8954 | 2010 | 32453 | 2010 - 11 | 24452
2011 | 163122.5736 | 2011 | 33019 | 2011 - 12 | 24630
2012 | 163081.3548 | 2012 | 33106 | 2012 - 13 | 24630
2013 | 163609.9106 | 2013 | 33497 | 2013 - 14 | 24610
2014 | 161113.2026 | 2014 | 33291 | 2014 - 15 | 24500
2015 | 160352.23 | 2015 | 33226 | 2015 - 16 | 24220
2016 | 159203.3264 | 2016 | 33225 | 2016 - 17 | 24416
2017 | 156747.0198 | 2017 | 32914 | 2017 - 18 | 24265
2018 | 158434.778 | 2018 | 32512 | 2018 - 19 | 24114
2019 | 155847.8035 | 2019 | 32357 | 2019 - 20 | 24123
2020 | 150309.8606 | 2020 | 31723 | 2020 - 21 | 23890
2021 | 152147.4608 | 2021 | 31528 | 2021 - 22 | 23708
2022 | 152058.2266 | 2022 | 31709 | 2022 - 23 | 23674
2023 | 149518 | 2023 | 31288 | 2023 - 24 | 23370
Note: Historical summer peak weather normalized values are from the ICAP forecast process, and include estimated
demand response impacts added back. The NYCA aggregate design weather condition is 57th percentile
summer peak day weather.
Note: Weather normalized annual energy values for all prior years have been calculated using the current methodology,
and may differ slightly from values reported in prior Gold Books.

## I-21
Table I-21: Historical NYCA Peak Day Weather Distributions
Summer NYCA Peak Day Temperature - Daily Average (deg F)
Weather | A | B | C | D | E | F | G | H | I | J | K | NYCA
10th | 75 | 75 | 75 | 73 | 74 | 77 | 79 | 79 | 80 | 82 | 78 | 79
Baseline | 79 | 80 | 79 | 78 | 78 | 81 | 83 | 84 | 85 | 87 | 83 | 83
90th | 83 | 84 | 83 | 83 | 81 | 84 | 86 | 87 | 87 | 90 | 87 | 86
99th | 87 | 88 | 86 | 87 | 84 | 87 | 89 | 90 | 90 | 93 | 91 | 89
Summer NYCA Peak Day Temperature - Daily Maximum (deg F)
Weather | A | B | C | D | E | F | G | H | I | J | K | NYCA
10th | 83 | 85 | 86 | 83 | 85 | 87 | 89 | 89 | 88 | 89 | 87 | 87
Baseline | 88 | 90 | 90 | 88 | 89 | 92 | 94 | 94 | 95 | 95 | 92 | 92
90th | 92 | 94 | 95 | 94 | 93 | 96 | 97 | 98 | 98 | 98 | 98 | 95
99th | 96 | 98 | 99 | 99 | 97 | 100 | 100 | 102 | 102 | 102 | 103 | 99
Summer NYCA Peak Day Temperature - Daily Maximum Wet Bulb (deg F)
Weather | A | B | C | D | E | F | G | H | I | J | K | NYCA
10th | 72 | 73 | 72 | 72 | 73 | 73 | 74 | 74 | 74 | 75 | 75 | 74
Baseline | 75 | 76 | 75 | 75 | 76 | 76 | 77 | 77 | 77 | 77 | 78 | 76
90th | 77 | 78 | 77 | 78 | 78 | 79 | 80 | 79 | 80 | 79 | 81 | 78
99th | 79 | 81 | 79 | 81 | 81 | 81 | 82 | 82 | 82 | 81 | 83 | 80
Note: Wet bulb temperature includes humidity impacts.
Winter NYCA Peak Day Temperature - Daily Average (deg F)
Weather | A | B | C | D | E | F | G | H | I | J | K | NYCA
10th | 20 | 19 | 19 | 15 | 17 | 20 | 24 | 25 | 26 | 28 | 28 | 24
Baseline | 11 | 10 | 9 | 3 | 7 | 10 | 13 | 15 | 14 | 17 | 20 | 14
90th | 2 | 1 | 0 | -8 | -3 | 0 | 5 | 8 | 9 | 11 | 11 | 6
99th | -6 | -6 | -8 | -18 | -12 | -8 | -2 | 0 | 1 | 4 | 4 | -1
Winter NYCA Peak Day Temperature - Daily Minimum (deg F)
Weather | A | B | C | D | E | F | G | H | I | J | K | NYCA
10th | 14 | 13 | 13 | 8 | 11 | 14 | 18 | 20 | 21 | 24 | 23 | 19
Baseline | 5 | 4 | 3 | -4 | 0 | 3 | 7 | 9 | 8 | 11 | 14 | 8
90th | -4 | -4 | -7 | -16 | -11 | -7 | -1 | 1 | 2 | 5 | 5 | 0
99th | -11 | -11 | -16 | -26 | -20 | -16 | -9 | -7 | -5 | -2 | -3 | -7