## I-1a
Table I-1a: NYCA Baseline Energy and Demand Forecasts
Includes Impacts of Energy Saving Programs, Behind-the-Meter Generation, Electrification, & Large Loads
2025 Long Term Forecast1 - 2025 to 2055
Energy - GWh |  |  |  | Summer Peak Demand2 - MW |  |  |  | Winter Peak Demand2 - MW
Year | Low3 | Baseline4 | High3 | Year | Low3 | Baseline4, 5 | High3 | Year | Low3 | Baseline4 | High3
2024 |  | 151556 |  | 2024 |  | 31264 |  | 2024-25 |  | 24030
2025 | 151720 | 152400 | 153170 | 2025 | 31430 | 31471 | 31550 | 2025-26 | 23890 | 24200 | 24350
2026 | 150060 | 155460 | 159310 | 2026 | 31350 | 31990 | 32590 | 2026-27 | 24110 | 24920 | 25640
2027 | 149510 | 157220 | 165540 | 2027 | 31340 | 32280 | 33450 | 2027-28 | 24230 | 25330 | 26630
2028 | 149430 | 158700 | 170940 | 2028 | 31210 | 32410 | 34060 | 2028-29 | 24330 | 25850 | 27760
2029 | 149350 | 160370 | 176410 | 2029 | 31160 | 32620 | 34670 | 2029-30 | 24530 | 26410 | 28720
2030 | 150630 | 163200 | 182190 | 2030 | 31140 | 32910 | 35240 | 2030-31 | 24770 | 27080 | 29840
2031 | 151580 | 165640 | 186920 | 2031 | 31110 | 33190 | 35710 | 2031-32 | 24990 | 27730 | 31090
2032 | 153420 | 168950 | 192840 | 2032 | 31100 | 33520 | 36180 | 2032-33 | 25330 | 28440 | 32460
2033 | 154400 | 171430 | 198090 | 2033 | 31110 | 33870 | 36700 | 2033-34 | 25880 | 29210 | 34220
2034 | 155610 | 174180 | 204280 | 2034 | 31120 | 34170 | 37330 | 2034-35 | 26350 | 29970 | 35800
2035 | 157210 | 177740 | 211960 | 2035 | 31130 | 34500 | 38110 | 2035-36 | 26860 | 30850 | 37770
2036 | 159250 | 182350 | 220570 | 2036 | 31140 | 34850 | 38900 | 2036-37 | 27590 | 32020 | 40110
2037 | 160810 | 186730 | 229590 | 2037 | 31160 | 35180 | 39700 | 2037-38 | 28370 | 33370 | 42590
2038 | 163020 | 191670 | 239830 | 2038 | 31200 | 35510 | 40440 | 2038-39 | 29030 | 34830 | 45130
2039 | 165470 | 196660 | 250170 | 2039 | 31230 | 35810 | 41200 | 2039-40 | 29750 | 36280 | 47810
2040 | 168270 | 201870 | 260640 | 2040 | 31270 | 36100 | 41950 | 2040-41 | 30590 | 37760 | 50450
2041 | 170550 | 206040 | 270280 | 2041 | 31300 | 36400 | 42780 | 2041-42 | 31380 | 39080 | 53240
2042 | 173330 | 210190 | 279420 | 2042 | 31350 | 36650 | 43360 | 2042-43 | 32240 | 40370 | 55930
2043 | 176500 | 214610 | 288730 | 2043 | 31390 | 36920 | 43980 | 2043-44 | 33220 | 41690 | 58440
2044 | 180110 | 219160 | 297940 | 2044 | 31440 | 37170 | 44550 | 2044-45 | 34110 | 42840 | 60820
2045 | 183100 | 222550 | 305910 | 2045 | 31480 | 37400 | 45000 | 2045-46 | 35120 | 43930 | 63180
2046 | 186660 | 226100 | 313770 | 2046 | 31550 | 37590 | 45550 | 2046-47 | 36290 | 44930 | 65270
2047 | 190070 | 229180 | 320850 | 2047 | 31620 | 37740 | 46110 | 2047-48 | 37420 | 45890 | 67190
2048 | 193810 | 232470 | 327680 | 2048 | 31690 | 37870 | 46560 | 2048-49 | 38430 | 46770 | 68690
2049 | 196770 | 234680 | 333230 | 2049 | 31740 | 37980 | 46960 | 2049-50 | 39480 | 47450 | 70240
2050 | 200120 | 237510 | 338760 | 2050 | 31790 | 38060 | 47330 | 2050-51 | 40460 | 48110 | 71680
2051 | 202580 | 239310 | 342460 | 2051 | 31830 | 38150 | 47680 | 2051-52 | 41220 | 48720 | 72740
2052 | 205170 | 241220 | 345990 | 2052 | 31850 | 38240 | 47960 | 2052-53 | 41890 | 49270 | 73450
2053 | 206770 | 242090 | 348390 | 2053 | 31880 | 38310 | 48190 | 2053-54 | 42490 | 49700 | 74270
2054 | 208510 | 243180 | 350820 | 2054 | 31900 | 38370 | 48360 | 2054-55 | 42960 | 49940 | 74720
2055 | 209970 | 244100 | 353000 | 2055 | 31920 | 38430 | 48560 | 2055-56 | 43300 | 50000 | 75190
Average Annual Growth - Percent
Period | Low | Baseline | High | Period | Low | Baseline | High | Period | Low | Baseline | High
2025-30 | -0.1437% | 1.417% | 3.789% | 2025-30 | -0.1845% | 0.9145% | 2.339% | 2025-30 | 0.7367% | 2.38% | 4.509%
2020-35 | 0.8737% | 1.782% | 3.268% | 2020-35 | -0.006423% | 0.9663% | 1.629% | 2020-35 | 1.688% | 2.784% | 5.315%
2035-40 | 1.407% | 2.715% | 4.593% | 2035-40 | 0.08995% | 0.9275% | 2.015% | 2035-40 | 2.777% | 4.48% | 6.714%
2040-45 | 1.763% | 2.049% | 3.474% | 2040-45 | 0.1343% | 0.7202% | 1.454% | 2040-45 | 2.962% | 3.268% | 5.047%
2025-35 | 0.3619% | 1.663% | 3.838% | 2025-35 | -0.09545% | 0.9625% | 2.079% | 2025-35 | 1.243% | 2.748% | 5.511%
2035-45 | 1.647% | 2.521% | 4.432% | 2035-45 | 0.1124% | 0.8406% | 1.808% | 2035-45 | 3.075% | 4.24% | 6.728%
2045-55 | 1.468% | 0.9683% | 1.539% | 2045-55 | 0.1398% | 0.2754% | 0.7911% | 2045-55 | 2.329% | 1.382% | 1.901%
2025-45 | 1.034% | 2.302% | 4.986% | 2025-45 | 0.007954% | 0.942% | 2.132% | 2025-45 | 2.35% | 4.076% | 7.973%
2025-55 | 1.28% | 2.006% | 4.349% | 2025-55 | 0.05197% | 0.7371% | 1.797% | 2025-55 | 2.708% | 3.554% | 6.96%
Notes
1. All results in the Section I tables include transmission & distribution losses.
2. Summer Capability period is from May 1 to October 31. Winter Capability period is from November 1 of the current year to April 30 of the next year.
3. The low and high columns reflect the Lower Demand and Higher Demand Scenario forecasts under expected weather conditions, which are summarized in Tables I-15 and I-16.
These do not reflect the 90th and 10th percentile forecasts due to weather, which are found in Tables I-6 and I-7.
4. Energy and peak figures for 2024 are weather-normalized. The values for the actual annual energy, summer peak, and winter peak are reported in Tables I-2, I-3a, and I-3b respectively.
5. The 2025 NYCA summer peak forecast is the same as the 2025 ICAP forecast.

## I-1b,c,d
Table I-1b: Summary of NYCA Baseline Annual Energy Forecasts - GWh | [10 empty] | Table I-1c: Summary of NYCA Baseline Summer Coincident Peak Demand Forecasts - MW | [10 empty] | Table I-1d: Summary of NYCA Baseline Winter Coincident Peak Demand Forecasts - MW
Year | (a) | (b) | (c) | (d) | (e) | (f) | (g) | (h) | (i) | (j) | Year | (a) | (b) | (c) | (d) | (e) | (f) | (g) | (h) | (i) | (j) | Year | (a) | (b) | (c) | (d) | (e) | (f) | (g) | (h) | (i) | (j)
|  | (-) | (-) | (-) | (+) | (+) | (+) | (+) | =a-b-c-d+e+f+g+h |  |  |  | (-) | (-) | (-) | (-) | (+) | (+) | (+) | =a-b-c-d-e+f+g+h |  |  |  | (-) | (-) | (-) | (-) | (+) | (+) | (+) | =a-b-c-d-e+f+g+h
| Econometric Energy | EE and C&S | Solar PV, BTM | Non-Solar DG, BTM | Storage Net Energy Consumption | EV Energy | Building Electrification | Large Load Projects | Baseline Annual Energy Forecast | Forecast Prior to Large Load Growth |  | Econometric Peak Demand | EE and C&S | Solar PV, BTM | Non-Solar DG, BTM | BTM Storage Peak Reductions | EV Peak Demand | Building Electrification | Large Load Projects | Baseline Summer Peak Forecast | Forecast Prior to Large Load Growth |  | Econometric Peak Demand | EE and C&S | Solar PV, BTM | Non-Solar DG, BTM | BTM Storage Peak Reductions | EV Peak Demand | Building Electrification | Large Load Projects | Baseline Winter Peak Forecast | Forecast Prior to Large Load Growth
2025 | 158607 | 1740 | 8071 | 1987 | 117 | 1353 | 411 | 3710 | 152400 | 152400 | 2025 | 33238 | 309 | 1581 | 342 | 224 | 190 | 33 | 466 | 31471 | 31471 | 2025-26 | 24011 | 249 | 0 | 342 | 224 | 405 | 121 | 478 | 24200 | 24200
2026 | 159845 | 4060 | 9339 | 2069 | 310 | 1796 | 1177 | 7800 | 155460 | 151370 | 2026 | 33640 | 729 | 1657 | 354 | 281 | 270 | 78 | 1023 | 31990 | 31433 | 2026-27 | 24182 | 590 | 0 | 354 | 281 | 508 | 360 | 1095 | 24920 | 24303
2027 | 160768 | 5980 | 10464 | 2137 | 551 | 2383 | 1979 | 10120 | 157220 | 150810 | 2027 | 33965 | 1108 | 1688 | 356 | 347 | 354 | 131 | 1329 | 32280 | 31417 | 2027-28 | 24266 | 880 | 0 | 356 | 347 | 635 | 665 | 1347 | 25330 | 24461
2028 | 162070 | 7842 | 11424 | 2199 | 701 | 3133 | 2971 | 11290 | 158700 | 151120 | 2028 | 34175 | 1481 | 1683 | 365 | 412 | 489 | 187 | 1500 | 32410 | 31376 | 2028-29 | 24387 | 1164 | 0 | 365 | 412 | 823 | 1014 | 1567 | 25850 | 24761
2029 | 162755 | 9662 | 12241 | 2257 | 820 | 4067 | 3998 | 12890 | 160370 | 151190 | 2029 | 34367 | 1851 | 1655 | 372 | 468 | 629 | 252 | 1718 | 32620 | 31368 | 2029-30 | 24448 | 1448 | 0 | 372 | 468 | 1043 | 1385 | 1822 | 26410 | 25066
2030 | 163788 | 11598 | 12920 | 2312 | 906 | 5208 | 5038 | 15090 | 163200 | 151820 | 2030 | 34537 | 2225 | 1631 | 380 | 541 | 822 | 323 | 2005 | 32910 | 31371 | 2030-31 | 24547 | 1752 | 0 | 380 | 541 | 1328 | 1772 | 2106 | 27080 | 25452
2031 | 164867 | 13383 | 13524 | 2368 | 992 | 6579 | 6097 | 16380 | 165640 | 152970 | 2031 | 34787 | 2575 | 1609 | 386 | 604 | 1000 | 404 | 2173 | 33190 | 31483 | 2031-32 | 24609 | 2043 | 0 | 386 | 604 | 1708 | 2177 | 2269 | 27730 | 25939
2032 | 166312 | 14962 | 14061 | 2421 | 1078 | 8209 | 7235 | 17560 | 168950 | 155100 | 2032 | 34975 | 2889 | 1585 | 394 | 662 | 1247 | 492 | 2336 | 33520 | 31650 | 2032-33 | 24665 | 2313 | 0 | 394 | 662 | 2099 | 2623 | 2422 | 28440 | 26496
2033 | 166498 | 16409 | 14531 | 2466 | 1163 | 10128 | 8447 | 18600 | 171430 | 156540 | 2033 | 35133 | 3171 | 1563 | 401 | 723 | 1522 | 589 | 2484 | 33870 | 31852 | 2033-34 | 24725 | 2569 | 0 | 401 | 723 | 2510 | 3109 | 2559 | 29210 | 27129
2034 | 166959 | 17739 | 14928 | 2508 | 1249 | 12373 | 9844 | 18930 | 174180 | 158960 | 2034 | 35235 | 3434 | 1543 | 409 | 780 | 1875 | 697 | 2529 | 34170 | 32107 | 2034-35 | 24779 | 2816 | 0 | 409 | 780 | 2918 | 3678 | 2600 | 29970 | 27848
2035 | 167616 | 18961 | 15235 | 2549 | 1333 | 14984 | 11352 | 19200 | 177740 | 162250 | 2035 | 35313 | 3670 | 1523 | 416 | 846 | 2264 | 811 | 2567 | 34500 | 32399 | 2035-36 | 24822 | 3056 | 0 | 416 | 846 | 3404 | 4306 | 2636 | 30850 | 28692
2036 | 168652 | 20072 | 15568 | 2590 | 1422 | 17663 | 13623 | 19220 | 182350 | 166840 | 2036 | 35424 | 3887 | 1501 | 423 | 912 | 2642 | 935 | 2572 | 34850 | 32744 | 2036-37 | 24859 | 3286 | 0 | 423 | 912 | 3911 | 5231 | 2640 | 32020 | 29858
2037 | 168892 | 21069 | 15869 | 2629 | 1508 | 20392 | 16245 | 19260 | 186730 | 171180 | 2037 | 35470 | 4083 | 1481 | 428 | 980 | 3042 | 1064 | 2576 | 35180 | 33070 | 2037-38 | 24909 | 3510 | 0 | 428 | 980 | 4422 | 6313 | 2644 | 33370 | 31204
2038 | 169344 | 21992 | 16163 | 2659 | 1595 | 23142 | 19123 | 19280 | 191670 | 176100 | 2038 | 35556 | 4258 | 1462 | 432 | 1046 | 3387 | 1185 | 2580 | 35510 | 33396 | 2038-39 | 24943 | 3730 | 0 | 432 | 1046 | 4926 | 7522 | 2647 | 34830 | 32661
2039 | 169949 | 22906 | 16448 | 2680 | 1682 | 25889 | 21874 | 19300 | 196660 | 181070 | 2039 | 35607 | 4435 | 1443 | 435 | 1112 | 3725 | 1319 | 2584 | 35810 | 33692 | 2039-40 | 24984 | 3953 | 0 | 435 | 1112 | 5437 | 8709 | 2650 | 36280 | 34108
2040 | 170817 | 23871 | 16701 | 2698 | 1769 | 28607 | 24647 | 19300 | 201870 | 186280 | 2040 | 35636 | 4607 | 1425 | 438 | 1168 | 4079 | 1438 | 2585 | 36100 | 33981 | 2040-41 | 25016 | 4191 | 0 | 438 | 1168 | 5958 | 9932 | 2651 | 37760 | 35587
2041 | 170945 | 24787 | 16947 | 2708 | 1857 | 31277 | 27103 | 19300 | 206040 | 190450 | 2041 | 35654 | 4777 | 1408 | 441 | 1234 | 4457 | 1564 | 2585 | 36400 | 34281 | 2041-42 | 25037 | 4412 | 0 | 441 | 1234 | 6424 | 11055 | 2651 | 39080 | 36907
2042 | 171182 | 25635 | 17180 | 2719 | 1947 | 33891 | 29404 | 19300 | 210190 | 194600 | 2042 | 35706 | 4916 | 1390 | 443 | 1306 | 4752 | 1662 | 2585 | 36650 | 34531 | 2042-43 | 25053 | 4631 | 0 | 443 | 1306 | 6907 | 12139 | 2651 | 40370 | 38197
2043 | 171809 | 26421 | 17389 | 2731 | 2036 | 36433 | 31573 | 19300 | 214610 | 199020 | 2043 | 35712 | 5058 | 1375 | 445 | 1373 | 5111 | 1763 | 2585 | 36920 | 34801 | 2043-44 | 25105 | 4844 | 0 | 445 | 1373 | 7404 | 13192 | 2651 | 41690 | 39517
2044 | 172684 | 27161 | 17589 | 2741 | 2127 | 38883 | 33657 | 19300 | 219160 | 203570 | 2044 | 35737 | 5176 | 1354 | 446 | 1450 | 5429 | 1845 | 2585 | 37170 | 35051 | 2044-45 | 25120 | 5053 | 0 | 446 | 1450 | 7784 | 14234 | 2651 | 42840 | 40667
2045 | 172780 | 27825 | 17788 | 2752 | 2215 | 41213 | 35407 | 19300 | 222550 | 206960 | 2045 | 35709 | 5280 | 1334 | 447 | 1517 | 5750 | 1934 | 2585 | 37400 | 35281 | 2045-46 | 25142 | 5249 | 0 | 447 | 1517 | 8194 | 15156 | 2651 | 43930 | 41757
2046 | 173371 | 28468 | 17966 | 2760 | 2305 | 43328 | 36990 | 19300 | 226100 | 210510 | 2046 | 35767 | 5382 | 1314 | 448 | 1585 | 5970 | 1997 | 2585 | 37590 | 35471 | 2046-47 | 25166 | 5453 | 0 | 448 | 1585 | 8573 | 16026 | 2651 | 44930 | 42757
2047 | 173840 | 29108 | 18132 | 2767 | 2394 | 45215 | 38438 | 19300 | 229180 | 213590 | 2047 | 35727 | 5476 | 1290 | 449 | 1647 | 6226 | 2064 | 2585 | 37740 | 35621 | 2047-48 | 25188 | 5655 | 0 | 449 | 1647 | 8946 | 16856 | 2651 | 45890 | 43717
2048 | 174657 | 29737 | 18302 | 2774 | 2479 | 46873 | 39974 | 19300 | 232470 | 216880 | 2048 | 35774 | 5565 | 1266 | 450 | 1706 | 6374 | 2124 | 2585 | 37870 | 35751 | 2048-49 | 25197 | 5854 | 0 | 450 | 1706 | 9190 | 17742 | 2651 | 46770 | 44597
2049 | 174824 | 30313 | 18456 | 2782 | 2566 | 48311 | 41230 | 19300 | 234680 | 219090 | 2049 | 35806 | 5643 | 1241 | 452 | 1759 | 6507 | 2177 | 2585 | 37980 | 35861 | 2049-50 | 25210 | 6049 | 0 | 452 | 1759 | 9327 | 18522 | 2651 | 47450 | 45277
2050 | 175414 | 30870 | 18587 | 2789 | 2652 | 49535 | 42855 | 19300 | 237510 | 221920 | 2050 | 35831 | 5719 | 1212 | 452 | 1811 | 6599 | 2239 | 2585 | 38060 | 35941 | 2050-51 | 25232 | 6230 | 0 | 452 | 1811 | 9468 | 19252 | 2651 | 48110 | 45937
2051 | 176000 | 31434 | 18735 | 2796 | 2735 | 50351 | 43889 | 19300 | 239310 | 223720 | 2051 | 35904 | 5792 | 1186 | 454 | 1855 | 6668 | 2280 | 2585 | 38150 | 36031 | 2051-52 | 25239 | 6415 | 0 | 454 | 1855 | 9587 | 19967 | 2651 | 48720 | 46547
2052 | 176928 | 31996 | 18865 | 2800 | 2815 | 50907 | 44931 | 19300 | 241220 | 225630 | 2052 | 35990 | 5864 | 1157 | 454 | 1898 | 6724 | 2314 | 2585 | 38240 | 36121 | 2052-53 | 25235 | 6599 | 0 | 454 | 1898 | 9667 | 20668 | 2651 | 49270 | 47097
2053 | 177070 | 32529 | 18989 | 2804 | 2898 | 51378 | 45766 | 19300 | 242090 | 226500 | 2053 | 36045 | 5933 | 1129 | 454 | 1935 | 6757 | 2374 | 2585 | 38310 | 36191 | 2053-54 | 25259 | 6780 | 0 | 454 | 1935 | 9705 | 21254 | 2651 | 49700 | 47527
2054 | 177551 | 33059 | 19103 | 2807 | 2979 | 51742 | 46577 | 19300 | 243180 | 227590 | 2054 | 36100 | 5998 | 1099 | 454 | 1972 | 6778 | 2430 | 2585 | 38370 | 36251 | 2054-55 | 25269 | 6965 | 0 | 454 | 1972 | 9753 | 21658 | 2651 | 49940 | 47767
2055 | 178045 | 33596 | 19207 | 2811 | 3058 | 51978 | 47333 | 19300 | 244100 | 228510 | 2055 | 36183 | 6066 | 1067 | 454 | 2007 | 6793 | 2463 | 2585 | 38430 | 36311 | 2055-56 | 25335 | 7155 | 0 | 454 | 2007 | 9780 | 21850 | 2651 | 50000 | 47827
(a) - Econometric Energy Forecast - Reflects impacts of projected weather trends and economic growth | [10 empty] | (a) - Econometric Summer Peak Demand - Reflects impacts of projected weather trends and economic growth | [10 empty] | (a) - Econometric Winter Peak Demand - Reflects impacts of projected weather trends and economic growth
(b) - Table I-8a: Energy Efficiency and Codes & Standards Energy Impacts, Relative to 2024 | [10 empty] | (b) - Table I-8b: Energy Efficiency and Codes & Standards Summer Coincident Peak Demand Reductions, Relative to 2024 | [10 empty] | (b) - Table I-8c: Energy Efficiency and Codes & Standards Winter Coincident Peak Demand Reductions, Relative to 2024-25
(c) - Table I-9b: Solar PV Impacts, Behind-the-Meter - Total Reductions in Annual Energy | [10 empty] | (c) - Table I-9c: Solar PV Impacts, Behind-the-Meter, Total Reductions in Summer Coincident Peak Demand | [10 empty] | (c) - The forecast of solar PV-related reductions to the winter peak is zero because the system typically peaks after sunset
(d) - Table I-10b: Non-Solar Distributed Generation Impacts, Behind-the-Meter - Total Reductions in Annual Energy | [10 empty] | (d) - Table I-10c: Non-Solar Distributed Generation Impacts, Behind-the-Meter, Total Reductions in Coincident Peak Demand | [10 empty] | (d) - Table I-10c: Non-Solar Distributed Generation Impacts, Behind-the-Meter, Total Reductions in Coincident Peak Demand
(e) - Table I-12b: Storage Annual Net Energy Consumption, both wholesale and behind-the-meter (pumped storage is not included - see Table III-2 for current resources) | [10 empty] | (e) - Table I-12c: Storage Impacts, Behind-the-Meter, Reductions in Coincident Peak Demand (pumped storage is not included - see Table III-2 for current resources) | [10 empty] | (e) - Table I-12c: Storage Impacts, Behind-the-Meter, Reductions in Coincident Peak Demand (pumped storage is not included - see Table III-2 for current resources)
(f) - Table I-11b: Electric Vehicle Energy Usage | [10 empty] | (f) - Table I-11c: Electric Vehicle Summer Coincident Peak Demand | [10 empty] | (f) - Table I-11d: Electric Vehicle Winter Coincident Peak Demand
(g) - Table I-13a: Building Electrification Energy Usage - future end-use electrification including heat pumps, water heating, cooking, and other end-uses | [10 empty] | (g) - Table I-13b: Building Electrification Summer Coincident Peak Demand - future end-use electrification including heat pumps, water heating, cooking, and other end-uses | [10 empty] | (g) - Table I-13c: Building Electrification Winter Coincident Peak Demand - future end-use electrification including heat pumps, water heating, cooking, and other end-uses
(h) - Table I-14: Large Loads Forecast - reflects existing plus future load growth | [10 empty] | (h) - Table I-14: Large Loads Forecast - reflects existing plus future load growth | [10 empty] | (h) - Table I-14: Large Loads Forecast - reflects existing plus future load growth
(i) - Table I-2: Baseline Annual Energy Forecast | [10 empty] | (i) - Table I-3a: Baseline Summer Coincident Peak Demand Forecast | [10 empty] | (i) - Table I-3b: Baseline Winter Coincident Peak Demand Forecast
(j) - Annual energy forecast with no additional large load growth beyond 2025 | [10 empty] | (j) - Summer peak demand forecast with no additional large load growth beyond summer 2025 | [10 empty] | (j) - Winter peak demand forecast with no additional large load growth beyond winter 2025-26

## I-2
Table I-2: Baseline Annual Energy, Historical and Forecast
Includes Impacts of Energy Saving Programs, Behind-the-Meter Generation, Electrification, & Large Loads
Annual Energy by Zone - GWh
Year | A | B | C | D | E | F | G | H | I | J | K | NYCA
2015 | 15761 | 9906 | 16299 | 4441 | 8141 | 12422 | 10065 | 2847 | 6299 | 53485 | 21906 | 161572
2016 | 15803 | 9995 | 16205 | 4389 | 7894 | 12298 | 9975 | 2856 | 6139 | 53653 | 21591 | 160798
2017 | 15261 | 9775 | 15819 | 4322 | 7761 | 11823 | 9669 | 2883 | 5976 | 52266 | 20815 | 156370
2018 | 15894 | 10090 | 16561 | 4670 | 7995 | 12375 | 9965 | 2807 | 6071 | 53360 | 21326 | 161114
2019 | 14872 | 9715 | 15809 | 4825 | 7868 | 11829 | 9574 | 2816 | 5976 | 52003 | 20545 | 155832
2020 | 14514 | 9698 | 15450 | 5047 | 7626 | 11827 | 9217 | 2849 | 5729 | 48060 | 20181 | 150198
2021 | 14731 | 9797 | 15560 | 5415 | 7616 | 11827 | 9262 | 2884 | 5781 | 48832 | 20273 | 151978
2022 | 14687 | 9616 | 15365 | 5884 | 7357 | 11935 | 9325 | 2902 | 5775 | 49740 | 20095 | 152681
2023 | 14613 | 9135 | 14693 | 5698 | 7038 | 11096 | 9014 | 2686 | 5412 | 48280 | 19385 | 147050
2024 | 15417 | 9345 | 14643 | 5659 | 7194 | 11403 | 9286 | 2764 | 5723 | 49703 | 19801 | 150938
2025 | 15690 | 9420 | 14620 | 5670 | 7380 | 11580 | 9480 | 2770 | 5890 | 49900 | 20000 | 152400
2026 | 16170 | 9280 | 14790 | 8310 | 7190 | 11240 | 9640 | 2790 | 5910 | 50100 | 20040 | 155460
2027 | 16160 | 9150 | 15200 | 9280 | 7130 | 11410 | 9830 | 2800 | 5950 | 50260 | 20050 | 157220
2028 | 16150 | 9080 | 15860 | 9300 | 7150 | 11380 | 10000 | 2810 | 6030 | 50530 | 20410 | 158700
2029 | 16120 | 9000 | 16750 | 9270 | 7160 | 11360 | 10060 | 2820 | 6080 | 50730 | 21020 | 160370
2030 | 16150 | 8980 | 18140 | 9260 | 7250 | 11410 | 10150 | 2840 | 6150 | 51110 | 21760 | 163200
2031 | 16210 | 8990 | 18890 | 9250 | 7310 | 11500 | 10280 | 2880 | 6240 | 51540 | 22550 | 165640
2032 | 16380 | 9070 | 19770 | 9250 | 7390 | 11680 | 10510 | 2930 | 6360 | 52230 | 23380 | 168950
2033 | 16480 | 9120 | 20580 | 9250 | 7450 | 11820 | 10700 | 2960 | 6450 | 52610 | 24010 | 171430
2034 | 16700 | 9230 | 20920 | 9260 | 7580 | 12060 | 11000 | 3020 | 6580 | 53290 | 24540 | 174180
2035 | 16990 | 9400 | 21330 | 9270 | 7770 | 12380 | 11370 | 3090 | 6740 | 54110 | 25290 | 177740
2036 | 17420 | 9660 | 21660 | 9310 | 8030 | 12800 | 11820 | 3170 | 6940 | 55420 | 26120 | 182350
2037 | 17810 | 9890 | 21940 | 9330 | 8270 | 13210 | 12270 | 3260 | 7130 | 56610 | 27010 | 186730
2038 | 18280 | 10160 | 22300 | 9370 | 8570 | 13680 | 12760 | 3350 | 7340 | 58040 | 27820 | 191670
2039 | 18740 | 10440 | 22670 | 9400 | 8850 | 14140 | 13260 | 3440 | 7540 | 59420 | 28760 | 196660
2040 | 19230 | 10730 | 23060 | 9440 | 9160 | 14640 | 13760 | 3540 | 7750 | 60830 | 29730 | 201870
2041 | 19620 | 10960 | 23360 | 9460 | 9410 | 15050 | 14190 | 3620 | 7920 | 61900 | 30550 | 206040
2042 | 20030 | 11190 | 23670 | 9480 | 9670 | 15480 | 14630 | 3690 | 8090 | 62970 | 31290 | 210190
2043 | 20440 | 11440 | 24000 | 9520 | 9930 | 15920 | 15080 | 3770 | 8270 | 64070 | 32170 | 214610
2044 | 20860 | 11690 | 24350 | 9560 | 10190 | 16380 | 15550 | 3860 | 8450 | 65210 | 33060 | 219160
2045 | 21170 | 11870 | 24590 | 9580 | 10390 | 16740 | 15930 | 3920 | 8590 | 65970 | 33800 | 222550
2046 | 21500 | 12060 | 24850 | 9610 | 10600 | 17110 | 16320 | 3980 | 8740 | 66810 | 34520 | 226100
2047 | 21780 | 12230 | 25070 | 9630 | 10770 | 17440 | 16670 | 4040 | 8870 | 67540 | 35140 | 229180
2048 | 22080 | 12400 | 25310 | 9660 | 10940 | 17790 | 17030 | 4100 | 9010 | 68400 | 35750 | 232470
2049 | 22270 | 12520 | 25450 | 9670 | 11050 | 18040 | 17310 | 4150 | 9110 | 68930 | 36180 | 234680
2050 | 22520 | 12670 | 25640 | 9700 | 11190 | 18340 | 17620 | 4200 | 9230 | 69730 | 36670 | 237510
2051 | 22670 | 12760 | 25740 | 9720 | 11260 | 18540 | 17840 | 4240 | 9320 | 70240 | 36980 | 239310
2052 | 22820 | 12850 | 25850 | 9740 | 11330 | 18750 | 18060 | 4280 | 9410 | 70850 | 37280 | 241220
2053 | 22860 | 12880 | 25870 | 9740 | 11340 | 18870 | 18210 | 4300 | 9460 | 71130 | 37430 | 242090
2054 | 22930 | 12920 | 25900 | 9750 | 11360 | 19010 | 18360 | 4320 | 9530 | 71510 | 37590 | 243180
2055 | 22980 | 12940 | 25920 | 9760 | 11370 | 19130 | 18500 | 4350 | 9580 | 71850 | 37720 | 244100
Note: Historical values reflect actual experienced weather conditions. Forecasted values reflect expected trended weather conditions.
Note: Expected weather conditions include an increasing temperature trend from the NYISO Climate Change Impact Study Phase I report.

## I-3a
Table I-3a: Baseline Summer Coincident Peak Demand, Historical and Forecast
Includes Impacts of Energy Saving Programs, Behind-the-Meter Generation, Electrification, & Large Loads
Coincident Summer Peak Demand by Zone - MW
Year | A | B | C | D | E | F | G | H | I | J | K | NYCA
2015 | 2632 | 1926 | 2705 | 557 | 1376 | 2294 | 2151 | 617 | 1345 | 10410 | 5126 | 31138
2016 | 2672 | 2008 | 2812 | 561 | 1384 | 2328 | 2123 | 636 | 1392 | 10990 | 5169 | 32076
2017 | 2439 | 1800 | 2557 | 502 | 1152 | 2032 | 2063 | 607 | 1334 | 10241 | 4972 | 29699
2018 | 2391 | 1947 | 2747 | 600 | 1300 | 2378 | 2190 | 631 | 1393 | 10890 | 5394 | 31861
2019 | 2367 | 1841 | 2592 | 603 | 1305 | 2224 | 2180 | 652 | 1313 | 10015 | 5305 | 30397
2020 | 2405 | 1804 | 2752 | 661 | 1345 | 2374 | 2177 | 666 | 1352 | 9798 | 5326 | 30660
2021 | 2611 | 1918 | 2705 | 588 | 1366 | 2352 | 2236 | 686 | 1353 | 10108 | 4996 | 30919
2022 | 2489 | 1921 | 2689 | 733 | 1269 | 2292 | 2133 | 631 | 1301 | 9934 | 5113 | 30505
2023 | 2492 | 1822 | 2623 | 558 | 1186 | 2197 | 2017 | 664 | 1239 | 10357 | 5051 | 30206
2024 | 2254 | 1632 | 2414 | 552 | 1166 | 2129 | 2081 | 609 | 1273 | 10001 | 4879 | 28990
2025 | 2864 | 1855 | 2516 | 691 | 1310 | 2269 | 2264 | 619 | 1316 | 10764 | 5003 | 31471
2026 | 2943 | 1854 | 2568 | 1042 | 1298 | 2255 | 2304 | 620 | 1320 | 10790 | 4996 | 31990
2027 | 2936 | 1846 | 2639 | 1171 | 1293 | 2275 | 2331 | 625 | 1327 | 10820 | 5017 | 32280
2028 | 2925 | 1834 | 2737 | 1173 | 1293 | 2265 | 2344 | 625 | 1336 | 10840 | 5038 | 32410
2029 | 2920 | 1826 | 2876 | 1179 | 1296 | 2264 | 2346 | 627 | 1343 | 10860 | 5083 | 32620
2030 | 2917 | 1821 | 3062 | 1180 | 1307 | 2267 | 2347 | 627 | 1351 | 10880 | 5151 | 32910
2031 | 2924 | 1822 | 3176 | 1182 | 1307 | 2277 | 2361 | 630 | 1359 | 10930 | 5222 | 33190
2032 | 2932 | 1826 | 3291 | 1185 | 1314 | 2290 | 2388 | 635 | 1368 | 11010 | 5281 | 33520
2033 | 2947 | 1832 | 3415 | 1189 | 1326 | 2302 | 2418 | 640 | 1377 | 11080 | 5344 | 33870
2034 | 2961 | 1839 | 3465 | 1192 | 1343 | 2322 | 2451 | 646 | 1385 | 11170 | 5396 | 34170
2035 | 2986 | 1851 | 3505 | 1194 | 1363 | 2348 | 2486 | 651 | 1401 | 11250 | 5465 | 34500
2036 | 3017 | 1865 | 3548 | 1198 | 1383 | 2380 | 2525 | 654 | 1416 | 11340 | 5524 | 34850
2037 | 3053 | 1883 | 3580 | 1202 | 1402 | 2417 | 2566 | 658 | 1430 | 11410 | 5579 | 35180
2038 | 3091 | 1905 | 3600 | 1206 | 1420 | 2454 | 2607 | 664 | 1444 | 11490 | 5629 | 35510
2039 | 3129 | 1924 | 3616 | 1210 | 1439 | 2495 | 2640 | 668 | 1455 | 11560 | 5674 | 35810
2040 | 3161 | 1939 | 3640 | 1212 | 1456 | 2538 | 2682 | 674 | 1466 | 11620 | 5712 | 36100
2041 | 3195 | 1959 | 3661 | 1216 | 1478 | 2577 | 2722 | 677 | 1476 | 11690 | 5749 | 36400
2042 | 3225 | 1974 | 3672 | 1218 | 1500 | 2612 | 2758 | 679 | 1485 | 11740 | 5787 | 36650
2043 | 3254 | 1985 | 3692 | 1222 | 1525 | 2648 | 2794 | 681 | 1495 | 11800 | 5824 | 36920
2044 | 3276 | 1992 | 3711 | 1224 | 1547 | 2681 | 2841 | 684 | 1504 | 11850 | 5860 | 37170
2045 | 3298 | 1998 | 3729 | 1226 | 1566 | 2706 | 2882 | 686 | 1513 | 11900 | 5896 | 37400
2046 | 3313 | 2003 | 3737 | 1227 | 1579 | 2726 | 2920 | 688 | 1521 | 11950 | 5926 | 37590
2047 | 3323 | 2007 | 3741 | 1228 | 1589 | 2738 | 2956 | 690 | 1527 | 11990 | 5951 | 37740
2048 | 3327 | 2010 | 3743 | 1228 | 1595 | 2746 | 2988 | 692 | 1532 | 12040 | 5969 | 37870
2049 | 3332 | 2012 | 3747 | 1229 | 1598 | 2752 | 3009 | 694 | 1536 | 12090 | 5981 | 37980
2050 | 3333 | 2014 | 3750 | 1229 | 1605 | 2754 | 3023 | 696 | 1539 | 12130 | 5987 | 38060
2051 | 3336 | 2016 | 3752 | 1232 | 1611 | 2756 | 3034 | 698 | 1541 | 12180 | 5994 | 38150
2052 | 3342 | 2018 | 3754 | 1235 | 1620 | 2763 | 3043 | 699 | 1543 | 12220 | 6003 | 38240
2053 | 3346 | 2020 | 3756 | 1236 | 1622 | 2769 | 3050 | 701 | 1545 | 12250 | 6015 | 38310
2054 | 3348 | 2022 | 3758 | 1237 | 1625 | 2773 | 3056 | 703 | 1547 | 12280 | 6021 | 38370
2055 | 3350 | 2024 | 3760 | 1238 | 1628 | 2776 | 3061 | 705 | 1549 | 12310 | 6029 | 38430
Note: Historical values include demand response reductions when called. Forecast values assume no demand response reductions.
Note: Historical values reflect actual experienced weather conditions. Forecasted values reflect expected trended weather conditions.
Note: Con Edison and Orange & Rockland design their forecasts at the 67th percentile. Other Transmission Owners design their forecasts at the 50th percentile.
The aggregate NYCA baseline forecast design condition is 57th percentile summer peak day weather.
Note: Expected weather conditions include an increasing temperature trend from the NYISO Climate Change Impact Study Phase I report.

## I-3b
Table I-3b: Baseline Winter Coincident Peak Demand, Historical and Forecast
Includes Impacts of Energy Saving Programs, Behind-the-Meter Generation, Electrification, & Large Loads
Coincident Winter Peak Demand by Zone - MW
Year | A | B | C | D | E | F | G | H | I | J | K | NYCA
2015-16 | 2253 | 1486 | 2469 | 667 | 1307 | 1861 | 1496 | 453 | 889 | 7274 | 3164 | 23317
2016-17 | 2295 | 1600 | 2573 | 671 | 1395 | 1867 | 1549 | 530 | 917 | 7482 | 3285 | 24164
2017-18 | 2313 | 1533 | 2766 | 735 | 1398 | 2012 | 1638 | 506 | 933 | 7822 | 3425 | 25081
2018-19 | 2107 | 1566 | 2668 | 747 | 1416 | 2066 | 1618 | 534 | 941 | 7674 | 3390 | 24728
2019-20 | 2100 | 1460 | 2482 | 741 | 1305 | 1854 | 1468 | 479 | 842 | 7398 | 3124 | 23253
2020-21 | 2095 | 1505 | 2418 | 750 | 1251 | 1856 | 1481 | 485 | 869 | 6689 | 3143 | 22542
2021-22 | 2120 | 1507 | 2512 | 846 | 1283 | 1894 | 1506 | 491 | 861 | 7116 | 3101 | 23237
2022-23 | 2087 | 1566 | 2637 | 721 | 1344 | 1927 | 1580 | 487 | 872 | 7070 | 3078 | 23369
2023-24 | 1988 | 1458 | 2364 | 822 | 1294 | 1779 | 1528 | 494 | 853 | 7131 | 3043 | 22754
2024-25 | 2008 | 1496 | 2441 | 556 | 1339 | 1879 | 1646 | 544 | 972 | 7464 | 3176 | 23521
2025-26 | 2235 | 1513 | 2510 | 843 | 1331 | 1912 | 1611 | 522 | 941 | 7530 | 3252 | 24200
2026-27 | 2323 | 1525 | 2583 | 1249 | 1333 | 1917 | 1662 | 525 | 947 | 7580 | 3276 | 24920
2027-28 | 2329 | 1531 | 2688 | 1316 | 1343 | 1939 | 1701 | 528 | 956 | 7650 | 3349 | 25330
2028-29 | 2346 | 1537 | 2812 | 1321 | 1351 | 1961 | 1738 | 533 | 973 | 7800 | 3478 | 25850
2029-30 | 2361 | 1540 | 2966 | 1322 | 1374 | 1988 | 1771 | 539 | 989 | 7930 | 3630 | 26410
2030-31 | 2386 | 1556 | 3189 | 1324 | 1398 | 2020 | 1814 | 546 | 1007 | 8070 | 3770 | 27080
2031-32 | 2421 | 1575 | 3323 | 1328 | 1422 | 2060 | 1862 | 554 | 1026 | 8240 | 3919 | 27730
2032-33 | 2473 | 1607 | 3469 | 1333 | 1449 | 2108 | 1921 | 564 | 1049 | 8410 | 4057 | 28440
2033-34 | 2533 | 1639 | 3618 | 1337 | 1482 | 2175 | 1988 | 574 | 1076 | 8610 | 4178 | 29210
2034-35 | 2602 | 1678 | 3701 | 1342 | 1527 | 2246 | 2061 | 587 | 1110 | 8830 | 4286 | 29970
2035-36 | 2670 | 1720 | 3781 | 1347 | 1592 | 2325 | 2141 | 602 | 1144 | 9120 | 4408 | 30850
2036-37 | 2777 | 1781 | 3857 | 1350 | 1660 | 2432 | 2256 | 625 | 1196 | 9550 | 4536 | 32020
2037-38 | 2891 | 1846 | 3934 | 1354 | 1761 | 2558 | 2387 | 644 | 1245 | 10060 | 4690 | 33370
2038-39 | 3033 | 1928 | 4028 | 1365 | 1866 | 2691 | 2512 | 669 | 1295 | 10570 | 4873 | 34830
2039-40 | 3167 | 2011 | 4132 | 1376 | 1943 | 2827 | 2652 | 692 | 1350 | 11060 | 5070 | 36280
2040-41 | 3297 | 2086 | 4249 | 1386 | 2025 | 2976 | 2785 | 712 | 1400 | 11540 | 5304 | 37760
2041-42 | 3417 | 2167 | 4327 | 1397 | 2111 | 3087 | 2914 | 726 | 1443 | 11960 | 5531 | 39080
2042-43 | 3535 | 2241 | 4427 | 1403 | 2173 | 3214 | 3027 | 752 | 1492 | 12360 | 5746 | 40370
2043-44 | 3670 | 2320 | 4532 | 1412 | 2252 | 3328 | 3148 | 773 | 1548 | 12750 | 5957 | 41690
2044-45 | 3762 | 2381 | 4611 | 1420 | 2323 | 3443 | 3276 | 797 | 1595 | 13090 | 6142 | 42840
2045-46 | 3879 | 2456 | 4678 | 1425 | 2391 | 3555 | 3366 | 820 | 1644 | 13370 | 6346 | 43930
2046-47 | 3958 | 2519 | 4767 | 1430 | 2460 | 3682 | 3452 | 843 | 1691 | 13630 | 6498 | 44930
2047-48 | 4059 | 2576 | 4842 | 1434 | 2536 | 3786 | 3533 | 856 | 1729 | 13890 | 6649 | 45890
2048-49 | 4120 | 2624 | 4923 | 1439 | 2593 | 3910 | 3623 | 873 | 1762 | 14130 | 6773 | 46770
2049-50 | 4199 | 2657 | 4962 | 1445 | 2625 | 3996 | 3681 | 884 | 1792 | 14340 | 6869 | 47450
2050-51 | 4252 | 2677 | 5012 | 1450 | 2666 | 4074 | 3753 | 898 | 1821 | 14540 | 6967 | 48110
2051-52 | 4319 | 2711 | 5026 | 1453 | 2693 | 4133 | 3826 | 908 | 1844 | 14740 | 7067 | 48720
2052-53 | 4362 | 2737 | 5060 | 1459 | 2720 | 4185 | 3896 | 920 | 1872 | 14920 | 7139 | 49270
2053-54 | 4405 | 2768 | 5070 | 1462 | 2730 | 4199 | 3937 | 928 | 1895 | 15090 | 7216 | 49700
2054-55 | 4416 | 2788 | 5094 | 1463 | 2752 | 4217 | 3958 | 930 | 1903 | 15140 | 7279 | 49940
2055-56 | 4418 | 2792 | 5097 | 1467 | 2754 | 4220 | 3970 | 933 | 1904 | 15160 | 7285 | 50000
Note: Historical values reflect actual experienced weather conditions. Forecasted values reflect expected trended weather conditions.
Note: Expected weather conditions include an increasing temperature trend from the NYISO Climate Change Impact Study Phase I report.

## I-4a
Table I-4a: Baseline Summer Non-Coincident Peak Demand, Historical and Forecast
Includes Impacts of Energy Saving Programs, Behind-the-Meter Generation, Electrification, & Large Loads
Non-Coincident Summer Peak Demand by Zone - MW
Year | A | B | C | D | E | F | G | H | I | J | K
2015 | 2728 | 1954 | 2815 | 595 | 1403 | 2306 | 2204 | 632 | 1398 | 10586 | 5236
2016 | 2800 | 2023 | 2830 | 642 | 1397 | 2342 | 2198 | 652 | 1392 | 10990 | 5394
2017 | 2494 | 1828 | 2649 | 543 | 1343 | 2192 | 2125 | 633 | 1395 | 10671 | 5121
2018 | 2769 | 2073 | 3021 | 620 | 1409 | 2424 | 2251 | 642 | 1399 | 11070 | 5394
2019 | 2620 | 1926 | 2705 | 609 | 1396 | 2301 | 2243 | 659 | 1392 | 10802 | 5438
2020 | 2660 | 2022 | 2781 | 668 | 1355 | 2386 | 2178 | 669 | 1368 | 10150 | 5405
2021 | 2650 | 2002 | 2803 | 694 | 1395 | 2392 | 2274 | 686 | 1417 | 10352 | 5120
2022 | 2555 | 1923 | 2707 | 813 | 1314 | 2383 | 2218 | 671 | 1385 | 10830 | 5210
2023 | 2524 | 1856 | 2730 | 703 | 1294 | 2235 | 2042 | 664 | 1259 | 10372 | 5051
2024 | 2711 | 1916 | 2758 | 735 | 1392 | 2365 | 2229 | 649 | 1332 | 10245 | 4935
2025 | 3010 | 1901 | 2595 | 713 | 1345 | 2324 | 2315 | 633 | 1346 | 11005 | 5079
2026 | 3106 | 1899 | 2648 | 1085 | 1333 | 2310 | 2356 | 634 | 1350 | 11030 | 5072
2027 | 3099 | 1891 | 2722 | 1219 | 1328 | 2331 | 2384 | 639 | 1357 | 11060 | 5094
2028 | 3087 | 1879 | 2823 | 1221 | 1328 | 2320 | 2397 | 639 | 1366 | 11080 | 5115
2029 | 3082 | 1871 | 2966 | 1227 | 1331 | 2319 | 2399 | 641 | 1373 | 11100 | 5161
2030 | 3079 | 1865 | 3158 | 1228 | 1342 | 2322 | 2400 | 641 | 1381 | 11120 | 5230
2031 | 3086 | 1866 | 3275 | 1230 | 1342 | 2333 | 2415 | 644 | 1389 | 11170 | 5302
2032 | 3095 | 1871 | 3394 | 1233 | 1350 | 2346 | 2442 | 649 | 1399 | 11260 | 5362
2033 | 3111 | 1877 | 3522 | 1238 | 1362 | 2358 | 2473 | 654 | 1408 | 11330 | 5426
2034 | 3125 | 1884 | 3573 | 1241 | 1379 | 2379 | 2507 | 660 | 1416 | 11420 | 5479
2035 | 3152 | 1896 | 3615 | 1243 | 1400 | 2405 | 2542 | 665 | 1432 | 11500 | 5549
2036 | 3184 | 1911 | 3659 | 1247 | 1420 | 2438 | 2582 | 669 | 1448 | 11590 | 5609
2037 | 3222 | 1929 | 3692 | 1251 | 1440 | 2476 | 2624 | 673 | 1462 | 11670 | 5664
2038 | 3263 | 1951 | 3713 | 1255 | 1458 | 2514 | 2666 | 679 | 1476 | 11750 | 5715
2039 | 3303 | 1971 | 3729 | 1259 | 1478 | 2556 | 2700 | 683 | 1488 | 11820 | 5761
2040 | 3336 | 1986 | 3754 | 1262 | 1495 | 2600 | 2743 | 689 | 1499 | 11880 | 5799
2041 | 3372 | 2007 | 3776 | 1266 | 1518 | 2640 | 2784 | 692 | 1509 | 11950 | 5837
2042 | 3404 | 2022 | 3787 | 1268 | 1541 | 2676 | 2821 | 694 | 1518 | 12000 | 5876
2043 | 3435 | 2033 | 3808 | 1272 | 1566 | 2713 | 2857 | 696 | 1528 | 12060 | 5913
2044 | 3458 | 2041 | 3827 | 1274 | 1589 | 2746 | 2905 | 699 | 1538 | 12120 | 5950
2045 | 3481 | 2047 | 3846 | 1276 | 1608 | 2772 | 2947 | 701 | 1547 | 12170 | 5986
2046 | 3497 | 2052 | 3854 | 1277 | 1622 | 2793 | 2986 | 703 | 1555 | 12220 | 6017
2047 | 3507 | 2056 | 3858 | 1278 | 1632 | 2805 | 3023 | 705 | 1561 | 12260 | 6042
2048 | 3512 | 2059 | 3860 | 1278 | 1638 | 2813 | 3056 | 708 | 1566 | 12310 | 6060
2049 | 3517 | 2061 | 3864 | 1279 | 1641 | 2819 | 3077 | 710 | 1570 | 12360 | 6073
2050 | 3518 | 2063 | 3867 | 1279 | 1648 | 2821 | 3092 | 712 | 1573 | 12400 | 6079
2051 | 3521 | 2065 | 3869 | 1282 | 1655 | 2823 | 3103 | 714 | 1576 | 12450 | 6086
2052 | 3527 | 2067 | 3872 | 1286 | 1664 | 2830 | 3112 | 715 | 1578 | 12490 | 6095
2053 | 3532 | 2069 | 3874 | 1287 | 1666 | 2837 | 3119 | 717 | 1580 | 12520 | 6107
2054 | 3534 | 2071 | 3876 | 1288 | 1669 | 2841 | 3125 | 719 | 1582 | 12560 | 6113
2055 | 3536 | 2073 | 3878 | 1289 | 1672 | 2844 | 3130 | 721 | 1584 | 12590 | 6121
Note: Historical values include demand response reductions when called. Forecast values assume no demand response reductions.
Note: Historical values reflect actual experienced weather conditions. Forecasted values reflect expected trended weather conditions.
Note: Con Edison and Orange & Rockland design their forecasts at the 67th percentile.
Other Transmission Owners design their forecasts at the 50th percentile.
Note: Expected weather conditions include an increasing temperature trend from the NYISO Climate Change Impact Study Phase I report.

## I-4b
Table I-4b: Baseline Winter Non-Coincident Peak Demand, Historical and Forecast
Includes Impacts of Energy Saving Programs, Behind-the-Meter Generation, Electrification, & Large Loads
Non-Coincident Winter Peak Demand by Zone - MW
Year | A | B | C | D | E | F | G | H | I | J | K
2015-16 | 2253 | 1486 | 2469 | 667 | 1307 | 1861 | 1496 | 453 | 889 | 7274 | 3164
2016-17 | 2295 | 1600 | 2573 | 671 | 1395 | 1867 | 1549 | 530 | 917 | 7482 | 3285
2017-18 | 2313 | 1533 | 2766 | 735 | 1398 | 2012 | 1638 | 506 | 933 | 7822 | 3425
2018-19 | 2107 | 1566 | 2668 | 747 | 1416 | 2066 | 1618 | 534 | 941 | 7674 | 3390
2019-20 | 2100 | 1460 | 2482 | 741 | 1305 | 1854 | 1468 | 479 | 842 | 7398 | 3124
2020-21 | 2095 | 1505 | 2418 | 750 | 1251 | 1856 | 1481 | 485 | 869 | 6689 | 3143
2021-22 | 2120 | 1507 | 2512 | 846 | 1283 | 1894 | 1506 | 491 | 861 | 7116 | 3101
2022-23 | 2087 | 1566 | 2637 | 835 | 1344 | 1927 | 1580 | 522 | 872 | 7070 | 3123
2023-24 | 2154 | 1464 | 2378 | 827 | 1294 | 1826 | 1528 | 494 | 855 | 7200 | 3043
2024-25 | 2200 | 1505 | 2568 | 821 | 1396 | 1964 | 1646 | 544 | 972 | 7552 | 3176
2025-26 | 2262 | 1524 | 2520 | 860 | 1356 | 1925 | 1616 | 533 | 947 | 7580 | 3265
2026-27 | 2351 | 1536 | 2593 | 1274 | 1358 | 1930 | 1667 | 536 | 953 | 7630 | 3289
2027-28 | 2357 | 1542 | 2699 | 1342 | 1369 | 1953 | 1706 | 539 | 962 | 7700 | 3362
2028-29 | 2374 | 1548 | 2823 | 1347 | 1377 | 1975 | 1743 | 544 | 979 | 7850 | 3492
2029-30 | 2389 | 1551 | 2978 | 1348 | 1400 | 2002 | 1776 | 550 | 995 | 7990 | 3645
2030-31 | 2415 | 1567 | 3202 | 1350 | 1425 | 2034 | 1819 | 557 | 1013 | 8130 | 3785
2031-32 | 2450 | 1586 | 3336 | 1355 | 1449 | 2074 | 1868 | 566 | 1032 | 8300 | 3935
2032-33 | 2503 | 1618 | 3483 | 1360 | 1477 | 2123 | 1927 | 576 | 1055 | 8470 | 4073
2033-34 | 2563 | 1650 | 3632 | 1364 | 1510 | 2190 | 1994 | 586 | 1082 | 8670 | 4195
2034-35 | 2633 | 1690 | 3716 | 1369 | 1556 | 2262 | 2067 | 599 | 1117 | 8890 | 4303
2035-36 | 2702 | 1732 | 3796 | 1374 | 1622 | 2341 | 2147 | 615 | 1151 | 9180 | 4426
2036-37 | 2810 | 1793 | 3872 | 1377 | 1692 | 2449 | 2263 | 638 | 1203 | 9620 | 4554
2037-38 | 2926 | 1859 | 3950 | 1381 | 1794 | 2576 | 2394 | 658 | 1252 | 10130 | 4709
2038-39 | 3069 | 1941 | 4044 | 1392 | 1901 | 2710 | 2520 | 683 | 1303 | 10640 | 4892
2039-40 | 3205 | 2025 | 4149 | 1404 | 1980 | 2847 | 2660 | 707 | 1358 | 11140 | 5090
2040-41 | 3337 | 2101 | 4266 | 1414 | 2063 | 2997 | 2793 | 727 | 1408 | 11620 | 5325
2041-42 | 3458 | 2182 | 4344 | 1425 | 2151 | 3109 | 2923 | 741 | 1452 | 12040 | 5553
2042-43 | 3577 | 2257 | 4445 | 1431 | 2214 | 3236 | 3036 | 768 | 1501 | 12450 | 5769
2043-44 | 3714 | 2336 | 4550 | 1440 | 2295 | 3351 | 3157 | 789 | 1557 | 12840 | 5981
2044-45 | 3807 | 2398 | 4629 | 1448 | 2367 | 3467 | 3286 | 814 | 1605 | 13180 | 6167
2045-46 | 3926 | 2473 | 4697 | 1454 | 2436 | 3580 | 3376 | 837 | 1654 | 13460 | 6371
2046-47 | 4005 | 2537 | 4786 | 1459 | 2507 | 3708 | 3462 | 861 | 1701 | 13730 | 6524
2047-48 | 4108 | 2594 | 4861 | 1463 | 2584 | 3813 | 3544 | 874 | 1739 | 13990 | 6676
2048-49 | 4169 | 2642 | 4943 | 1468 | 2642 | 3937 | 3634 | 891 | 1773 | 14230 | 6800
2049-50 | 4249 | 2676 | 4982 | 1474 | 2675 | 4024 | 3692 | 903 | 1803 | 14440 | 6896
2050-51 | 4303 | 2696 | 5032 | 1479 | 2717 | 4103 | 3764 | 917 | 1832 | 14640 | 6995
2051-52 | 4371 | 2730 | 5046 | 1482 | 2744 | 4162 | 3837 | 927 | 1855 | 14840 | 7095
2052-53 | 4414 | 2756 | 5080 | 1488 | 2772 | 4214 | 3908 | 939 | 1883 | 15020 | 7168
2053-54 | 4458 | 2787 | 5090 | 1491 | 2782 | 4228 | 3949 | 947 | 1906 | 15200 | 7245
2054-55 | 4469 | 2808 | 5114 | 1492 | 2804 | 4247 | 3970 | 950 | 1914 | 15250 | 7308
2055-56 | 4471 | 2812 | 5117 | 1496 | 2806 | 4250 | 3982 | 953 | 1915 | 15270 | 7314
Note: Historical values reflect actual experienced weather conditions. Forecasted values reflect expected trended weather conditions.
Note: Expected weather conditions include an increasing temperature trend from the NYISO Climate Change Impact Study Phase I report.

## I-5
Table I-5: Baseline Peak Demand in G-to-J Locality, Historical and Forecast
Includes Impacts of Energy Saving Programs, Behind-the-Meter Generation, Electrification, & Large Loads
G-to-J Locality Summer Peak Demand by Zone - MW | [5 empty] | G-to-J Locality Winter Peak Demand by Zone - MW
Year | G | H | I | J | G-J | Year | G | H | I | J | G-J
2015 | 2168 | 629 | 1398 | 10583 | 14778 | 2015-16 | 1524 | 442 | 896 | 7297 | 10159
2016 | 2123 | 636 | 1392 | 10990 | 15141 | 2016-17 | 1549 | 530 | 917 | 7483 | 10479
2017 | 2125 | 611 | 1367 | 10671 | 14774 | 2017-18 | 1638 | 506 | 933 | 7822 | 10899
2018 | 2130 | 642 | 1379 | 10979 | 15130 | 2018-19 | 1593 | 521 | 941 | 7727 | 10782
2019 | 1992 | 582 | 1336 | 10767 | 14677 | 2019-20 | 1468 | 479 | 842 | 7398 | 10187
2020 | 1992 | 648 | 1368 | 10139 | 14147 | 2020-21 | 1465 | 533 | 841 | 6829 | 9668
2021 | 2197 | 673 | 1407 | 10352 | 14629 | 2021-22 | 1506 | 491 | 861 | 7116 | 9974
2022 | 2133 | 671 | 1385 | 10779 | 14968 | 2022-23 | 1580 | 487 | 872 | 7070 | 10009
2023 | 2017 | 664 | 1239 | 10357 | 14277 | 2023-24 | 1515 | 483 | 846 | 7200 | 10044
2024 | 2229.23 | 648.68 | 1324.88 | 10244.71 | 14447.5 | 2024-25 | 1626 | 516 | 965 | 7552 | 10659
2025 | 2300 | 629 | 1338 | 10939 | 15206 | 2025-26 | 1606 | 520 | 937 | 7575 | 10638
2026 | 2342 | 630 | 1342 | 10966 | 15280 | 2026-27 | 1657 | 523 | 943 | 7625 | 10748
2027 | 2369 | 635 | 1349 | 10996 | 15349 | 2027-28 | 1696 | 526 | 952 | 7696 | 10870
2028 | 2382 | 635 | 1358 | 11017 | 15392 | 2028-29 | 1733 | 531 | 969 | 7847 | 11080
2029 | 2384 | 637 | 1365 | 11037 | 15423 | 2029-30 | 1766 | 537 | 985 | 7978 | 11266
2030 | 2385 | 637 | 1373 | 11057 | 15452 | 2030-31 | 1809 | 544 | 1003 | 8118 | 11474
2031 | 2399 | 640 | 1381 | 11108 | 15528 | 2031-32 | 1856 | 552 | 1022 | 8289 | 11719
2032 | 2427 | 645 | 1390 | 11189 | 15651 | 2032-33 | 1915 | 562 | 1045 | 8460 | 11982
2033 | 2457 | 650 | 1399 | 11261 | 15767 | 2033-34 | 1982 | 572 | 1072 | 8662 | 12288
2034 | 2491 | 657 | 1408 | 11352 | 15908 | 2034-35 | 2055 | 585 | 1106 | 8883 | 12629
2035 | 2527 | 662 | 1424 | 11433 | 16046 | 2035-36 | 2135 | 600 | 1139 | 9175 | 13049
2036 | 2566 | 665 | 1439 | 11525 | 16195 | 2036-37 | 2249 | 623 | 1191 | 9607 | 13670
2037 | 2608 | 669 | 1453 | 11596 | 16326 | 2037-38 | 2380 | 641 | 1240 | 10120 | 14381
2038 | 2649 | 675 | 1468 | 11677 | 16469 | 2038-39 | 2504 | 665 | 1290 | 10633 | 15092
2039 | 2683 | 679 | 1479 | 11748 | 16589 | 2039-40 | 2644 | 689 | 1345 | 11126 | 15804
2040 | 2726 | 685 | 1490 | 11809 | 16710 | 2040-41 | 2777 | 709 | 1394 | 11609 | 16489
2041 | 2766 | 688 | 1500 | 11881 | 16835 | 2041-42 | 2905 | 723 | 1437 | 12032 | 17097
2042 | 2803 | 690 | 1509 | 11931 | 16933 | 2042-43 | 3018 | 749 | 1486 | 12434 | 17687
2043 | 2840 | 692 | 1519 | 11992 | 17043 | 2043-44 | 3139 | 770 | 1542 | 12827 | 18278
2044 | 2887 | 695 | 1529 | 12043 | 17154 | 2044-45 | 3266 | 794 | 1589 | 13169 | 18818
2045 | 2929 | 697 | 1538 | 12094 | 17258 | 2045-46 | 3356 | 817 | 1637 | 13450 | 19260
2046 | 2968 | 699 | 1546 | 12145 | 17358 | 2046-47 | 3442 | 840 | 1684 | 13712 | 19678
2047 | 3004 | 701 | 1552 | 12185 | 17442 | 2047-48 | 3522 | 853 | 1722 | 13973 | 20070
2048 | 3037 | 703 | 1557 | 12236 | 17533 | 2048-49 | 3612 | 870 | 1755 | 14215 | 20452
2049 | 3058 | 705 | 1561 | 12287 | 17611 | 2049-50 | 3670 | 880 | 1785 | 14426 | 20761
2050 | 3072 | 707 | 1564 | 12328 | 17671 | 2050-51 | 3742 | 894 | 1814 | 14627 | 21077
2051 | 3083 | 709 | 1566 | 12379 | 17737 | 2051-52 | 3815 | 904 | 1837 | 14828 | 21384
2052 | 3093 | 710 | 1568 | 12419 | 17790 | 2052-53 | 3884 | 916 | 1865 | 15010 | 21675
2053 | 3100 | 712 | 1570 | 12450 | 17832 | 2053-54 | 3925 | 924 | 1887 | 15181 | 21917
2054 | 3106 | 714 | 1572 | 12480 | 17872 | 2054-55 | 3946 | 926 | 1895 | 15231 | 21998
2055 | 3111 | 716 | 1574 | 12511 | 17912 | 2055-56 | 3958 | 929 | 1896 | 15251 | 22034
Note: Historical values include demand response reductions when called. Forecast values assume no demand response reductions.
Note: Historical values reflect actual experienced weather conditions. Forecasted values reflect expected trended weather conditions.
Note: Con Edison and Orange & Rockland design their forecasts at the 67th percentile. Other Transmission Owners design their forecasts at the 50th percentile.
The aggregate NYCA baseline forecast design condition is 57th percentile summer peak day weather.
Note: Expected weather conditions include an increasing temperature trend from the NYISO Climate Change Impact Study Phase I report.

## I-6a
Table I-6a: 90th Percentile Forecast of Baseline Energy due to Weather
Includes Impacts of Energy Saving Programs, Behind-the-Meter Generation, Electrification, & Large Loads
90th Percentile of Annual Energy due to Weather - GWh
Year | A | B | C | D | E | F | G | H | I | J | K | NYCA
2025 | 15819 | 9516 | 14734 | 5698 | 7440 | 11697 | 9599 | 2810 | 5965 | 50474 | 20290 | 154042
2026 | 16303 | 9375 | 14905 | 8352 | 7248 | 11354 | 9761 | 2830 | 5986 | 50676 | 20331 | 157121
2027 | 16293 | 9243 | 15319 | 9326 | 7188 | 11525 | 9953 | 2840 | 6026 | 50838 | 20341 | 158892
2028 | 16282 | 9173 | 15984 | 9347 | 7208 | 11495 | 10125 | 2850 | 6107 | 51111 | 20706 | 160388
2029 | 16252 | 9092 | 16881 | 9316 | 7218 | 11475 | 10186 | 2860 | 6158 | 51313 | 21325 | 162076
2030 | 16282 | 9072 | 18281 | 9306 | 7309 | 11525 | 10277 | 2881 | 6229 | 51698 | 22076 | 164936
2031 | 16343 | 9082 | 19037 | 9296 | 7369 | 11616 | 10409 | 2921 | 6320 | 52133 | 22877 | 167403
2032 | 16514 | 9163 | 19924 | 9296 | 7450 | 11798 | 10641 | 2972 | 6441 | 52831 | 23719 | 170749
2033 | 16615 | 9213 | 20741 | 9296 | 7510 | 11939 | 10834 | 3002 | 6533 | 53215 | 24358 | 173256
2034 | 16837 | 9324 | 21083 | 9306 | 7641 | 12182 | 11138 | 3063 | 6664 | 53903 | 24896 | 176037
2035 | 17129 | 9496 | 21496 | 9316 | 7833 | 12505 | 11512 | 3134 | 6826 | 54732 | 25657 | 179636
2036 | 17563 | 9759 | 21829 | 9357 | 8095 | 12929 | 11968 | 3215 | 7029 | 56057 | 26499 | 184300
2037 | 17956 | 9991 | 22111 | 9377 | 8337 | 13343 | 12423 | 3307 | 7221 | 57261 | 27402 | 188729
2038 | 18430 | 10264 | 22474 | 9417 | 8639 | 13818 | 12920 | 3398 | 7434 | 58707 | 28223 | 193724
2039 | 18894 | 10546 | 22847 | 9447 | 8922 | 14283 | 13426 | 3489 | 7637 | 60103 | 29177 | 198771
2040 | 19388 | 10839 | 23240 | 9487 | 9234 | 14788 | 13932 | 3591 | 7849 | 61530 | 30161 | 204039
2041 | 19781 | 11072 | 23542 | 9507 | 9486 | 15202 | 14367 | 3672 | 8021 | 62612 | 30993 | 208255
2042 | 20194 | 11304 | 23855 | 9527 | 9748 | 15636 | 14813 | 3743 | 8194 | 63694 | 31744 | 212452
2043 | 20608 | 11557 | 24187 | 9568 | 10010 | 16081 | 15269 | 3824 | 8376 | 64807 | 32636 | 216923
2044 | 21031 | 11809 | 24540 | 9608 | 10273 | 16545 | 15744 | 3915 | 8558 | 65960 | 33539 | 221522
2045 | 21344 | 11991 | 24782 | 9628 | 10474 | 16909 | 16129 | 3976 | 8700 | 66729 | 34290 | 224952
2046 | 21676 | 12183 | 25044 | 9658 | 10686 | 17283 | 16524 | 4037 | 8852 | 67578 | 35021 | 228542
2047 | 21959 | 12355 | 25266 | 9678 | 10857 | 17616 | 16878 | 4098 | 8984 | 68317 | 35650 | 231658
2048 | 22261 | 12526 | 25507 | 9708 | 11029 | 17970 | 17243 | 4159 | 9125 | 69187 | 36268 | 234983
2049 | 22453 | 12648 | 25649 | 9718 | 11140 | 18222 | 17526 | 4209 | 9227 | 69723 | 36705 | 237220
2050 | 22705 | 12799 | 25840 | 9749 | 11281 | 18525 | 17840 | 4260 | 9348 | 70532 | 37202 | 240081
2051 | 22856 | 12890 | 25941 | 9769 | 11351 | 18727 | 18063 | 4301 | 9439 | 71048 | 37516 | 241901
2052 | 23007 | 12981 | 26052 | 9789 | 11422 | 18939 | 18286 | 4341 | 9530 | 71665 | 37821 | 243833
2053 | 23047 | 13011 | 26072 | 9789 | 11432 | 19061 | 18438 | 4361 | 9581 | 71948 | 37973 | 244713
2054 | 23118 | 13052 | 26102 | 9799 | 11452 | 19202 | 18590 | 4382 | 9652 | 72332 | 38135 | 245816
2055 | 23168 | 13072 | 26122 | 9809 | 11462 | 19323 | 18731 | 4412 | 9703 | 72676 | 38267 | 246745
Note: 90th percentile energy forecast is representative of warmer than expected trended weather conditions in summer
and colder than expected trended weather conditions in winter.
Note: Expected weather conditions include an increasing temperature trend from the NYISO Climate Change Impact Study Phase I report.

## I-6b
Table I-6b: 10th Percentile Forecast of Baseline Energy due to Weather
Includes Impacts of Energy Saving Programs, Behind-the-Meter Generation, Electrification, & Large Loads
10th Percentile of Annual Energy due to Weather - GWh
Year | A | B | C | D | E | F | G | H | I | J | K | NYCA
2025 | 15561 | 9324 | 14506 | 5642 | 7320 | 11463 | 9362 | 2730 | 5815 | 49326 | 19710 | 150759
2026 | 16037 | 9185 | 14675 | 8268 | 7132 | 11126 | 9520 | 2750 | 5834 | 49524 | 19749 | 153800
2027 | 16027 | 9057 | 15081 | 9234 | 7072 | 11295 | 9707 | 2760 | 5874 | 49682 | 19759 | 155548
2028 | 16018 | 8987 | 15736 | 9254 | 7092 | 11265 | 9875 | 2770 | 5953 | 49949 | 20114 | 157013
2029 | 15988 | 8908 | 16619 | 9224 | 7102 | 11245 | 9934 | 2780 | 6002 | 50147 | 20715 | 158664
2030 | 16018 | 8888 | 17999 | 9214 | 7191 | 11295 | 10023 | 2799 | 6071 | 50522 | 21444 | 161464
2031 | 16077 | 8898 | 18743 | 9204 | 7251 | 11384 | 10152 | 2839 | 6160 | 50947 | 22223 | 163878
2032 | 16246 | 8977 | 19616 | 9204 | 7330 | 11562 | 10379 | 2888 | 6279 | 51629 | 23041 | 167151
2033 | 16345 | 9027 | 20419 | 9204 | 7390 | 11701 | 10566 | 2918 | 6367 | 52005 | 23662 | 169604
2034 | 16563 | 9136 | 20757 | 9214 | 7519 | 11938 | 10863 | 2977 | 6496 | 52677 | 24184 | 172324
2035 | 16851 | 9304 | 21164 | 9224 | 7707 | 12255 | 11228 | 3046 | 6654 | 53488 | 24923 | 175844
2036 | 17277 | 9561 | 21491 | 9263 | 7965 | 12671 | 11672 | 3125 | 6851 | 54783 | 25741 | 180400
2037 | 17664 | 9789 | 21769 | 9283 | 8203 | 13077 | 12117 | 3213 | 7039 | 55959 | 26618 | 184731
2038 | 18130 | 10056 | 22126 | 9323 | 8501 | 13542 | 12601 | 3302 | 7246 | 57373 | 27417 | 189617
2039 | 18586 | 10334 | 22493 | 9353 | 8778 | 13997 | 13094 | 3391 | 7443 | 58737 | 28343 | 194549
2040 | 19072 | 10621 | 22880 | 9393 | 9086 | 14492 | 13588 | 3489 | 7651 | 60130 | 29299 | 199701
2041 | 19459 | 10848 | 23178 | 9413 | 9334 | 14898 | 14013 | 3568 | 7819 | 61188 | 30107 | 203825
2042 | 19866 | 11076 | 23485 | 9433 | 9592 | 15324 | 14447 | 3637 | 7986 | 62246 | 30836 | 207928
2043 | 20272 | 11323 | 23813 | 9472 | 9850 | 15759 | 14892 | 3716 | 8164 | 63333 | 31704 | 212298
2044 | 20689 | 11571 | 24160 | 9512 | 10107 | 16215 | 15356 | 3805 | 8342 | 64460 | 32581 | 216798
2045 | 20996 | 11749 | 24398 | 9532 | 10306 | 16571 | 15731 | 3864 | 8480 | 65211 | 33310 | 220148
2046 | 21324 | 11937 | 24656 | 9562 | 10514 | 16937 | 16116 | 3923 | 8628 | 66042 | 34019 | 223658
2047 | 21601 | 12105 | 24874 | 9582 | 10683 | 17264 | 16462 | 3982 | 8756 | 66763 | 34630 | 226702
2048 | 21899 | 12274 | 25113 | 9612 | 10851 | 17610 | 16817 | 4041 | 8895 | 67613 | 35232 | 229957
2049 | 22087 | 12392 | 25251 | 9622 | 10960 | 17858 | 17094 | 4091 | 8993 | 68137 | 35655 | 232140
2050 | 22335 | 12541 | 25440 | 9652 | 11099 | 18155 | 17400 | 4140 | 9112 | 68928 | 36138 | 234940
2051 | 22484 | 12630 | 25539 | 9671 | 11169 | 18353 | 17617 | 4179 | 9201 | 69432 | 36444 | 236719
2052 | 22633 | 12719 | 25648 | 9691 | 11238 | 18561 | 17834 | 4219 | 9290 | 70035 | 36739 | 238607
2053 | 22673 | 12749 | 25668 | 9691 | 11248 | 18679 | 17982 | 4239 | 9339 | 70312 | 36887 | 239467
2054 | 22742 | 12788 | 25698 | 9701 | 11268 | 18818 | 18131 | 4258 | 9408 | 70688 | 37045 | 240545
2055 | 22792 | 12808 | 25718 | 9711 | 11278 | 18937 | 18269 | 4288 | 9457 | 71024 | 37173 | 241455
Note: 10th percentile energy forecast is representative of cooler than expected trended weather conditions in summer
and warmer than expected trended weather conditions in winter.
Note: Expected weather conditions include an increasing temperature trend from the NYISO Climate Change Impact Study Phase I report.

## I-7a
Table I-7a: 90th Percentile Forecast of Baseline Summer Coincident Peak Demand due to Weather
Includes Impacts of Energy Saving Programs, Behind-the-Meter Generation, Electrification, & Large Loads
90th Percentile of Summer Coincident Peak Demand due to Weather - MW
Year | A | B | C | D | E | F | G | H | I | J | K | NYCA
2025 | 3063 | 1984 | 2691 | 739 | 1401 | 2401 | 2396 | 651 | 1383 | 11122 | 5402 | 33233
2026 | 3147 | 1983 | 2746 | 1114 | 1388 | 2386 | 2438 | 652 | 1387 | 11149 | 5394 | 33784
2027 | 3140 | 1974 | 2822 | 1252 | 1383 | 2407 | 2467 | 657 | 1395 | 11180 | 5417 | 34094
2028 | 3128 | 1961 | 2927 | 1254 | 1383 | 2397 | 2481 | 657 | 1404 | 11201 | 5439 | 34232
2029 | 3123 | 1953 | 3076 | 1261 | 1386 | 2396 | 2483 | 659 | 1412 | 11221 | 5488 | 34458
2030 | 3120 | 1948 | 3275 | 1262 | 1398 | 2399 | 2484 | 659 | 1420 | 11242 | 5561 | 34768
2031 | 3127 | 1949 | 3397 | 1264 | 1398 | 2410 | 2498 | 662 | 1428 | 11293 | 5638 | 35064
2032 | 3136 | 1953 | 3520 | 1267 | 1405 | 2423 | 2527 | 667 | 1438 | 11376 | 5702 | 35414
2033 | 3152 | 1959 | 3652 | 1272 | 1418 | 2436 | 2559 | 673 | 1447 | 11448 | 5770 | 35786
2034 | 3167 | 1967 | 3706 | 1275 | 1436 | 2457 | 2594 | 679 | 1456 | 11541 | 5826 | 36104
2035 | 3193 | 1980 | 3748 | 1277 | 1458 | 2485 | 2631 | 684 | 1473 | 11624 | 5900 | 36453
2036 | 3227 | 1995 | 3794 | 1281 | 1479 | 2519 | 2672 | 687 | 1488 | 11717 | 5964 | 36823
2037 | 3265 | 2014 | 3829 | 1286 | 1499 | 2558 | 2715 | 692 | 1503 | 11789 | 6024 | 37174
2038 | 3306 | 2037 | 3850 | 1290 | 1519 | 2597 | 2759 | 698 | 1518 | 11872 | 6078 | 37524
2039 | 3346 | 2058 | 3867 | 1294 | 1539 | 2640 | 2794 | 702 | 1529 | 11944 | 6126 | 37839
2040 | 3381 | 2074 | 3893 | 1296 | 1557 | 2686 | 2838 | 708 | 1541 | 12006 | 6167 | 38147
2041 | 3417 | 2095 | 3915 | 1300 | 1581 | 2727 | 2881 | 712 | 1551 | 12079 | 6207 | 38465
2042 | 3449 | 2111 | 3927 | 1303 | 1604 | 2764 | 2919 | 714 | 1561 | 12130 | 6248 | 38730
2043 | 3480 | 2123 | 3948 | 1307 | 1631 | 2802 | 2957 | 716 | 1571 | 12192 | 6288 | 39015
2044 | 3504 | 2130 | 3969 | 1309 | 1654 | 2837 | 3006 | 719 | 1581 | 12244 | 6327 | 39280
2045 | 3527 | 2137 | 3988 | 1311 | 1675 | 2864 | 3050 | 721 | 1590 | 12296 | 6366 | 39525
2046 | 3543 | 2142 | 3997 | 1312 | 1689 | 2885 | 3090 | 723 | 1599 | 12347 | 6398 | 39725
2047 | 3554 | 2146 | 4001 | 1313 | 1699 | 2897 | 3128 | 725 | 1605 | 12389 | 6425 | 39882
2048 | 3558 | 2150 | 4003 | 1313 | 1706 | 2906 | 3162 | 727 | 1610 | 12440 | 6445 | 40020
2049 | 3563 | 2152 | 4007 | 1314 | 1709 | 2912 | 3184 | 729 | 1614 | 12492 | 6458 | 40134
2050 | 3565 | 2154 | 4011 | 1314 | 1716 | 2914 | 3199 | 732 | 1618 | 12533 | 6464 | 40220
2051 | 3568 | 2156 | 4013 | 1318 | 1723 | 2916 | 3211 | 734 | 1620 | 12585 | 6472 | 40316
2052 | 3574 | 2158 | 4015 | 1321 | 1733 | 2924 | 3220 | 735 | 1622 | 12626 | 6481 | 40409
2053 | 3578 | 2160 | 4017 | 1322 | 1735 | 2930 | 3228 | 737 | 1624 | 12657 | 6494 | 40482
2054 | 3581 | 2162 | 4019 | 1323 | 1738 | 2934 | 3234 | 739 | 1626 | 12688 | 6501 | 40545
2055 | 3583 | 2165 | 4021 | 1324 | 1741 | 2938 | 3239 | 741 | 1628 | 12719 | 6509 | 40608
Note: 90th percentile summer peak demand forecast is representative of a warmer than expected summer peak day.
Note: Expected weather conditions include an increasing temperature trend from the NYISO Climate Change Impact Study Phase I report.
Note: Forecast values assume no demand response reductions.
Note: Ratios based on Load Forecast Uncertainty distributions reviewed by Load Forecasting Task Force (LFTF) and New York State Reliability Council (NYSRC) Installed Capacity Subcommittee (ICS) in spring 2023 & retained in spring 2024.

## I-7b
Table I-7b: 10th Percentile Forecast of Baseline Summer Coincident Peak Demand due to Weather
Includes Impacts of Energy Saving Programs, Behind-the-Meter Generation, Electrification, & Large Loads
10th Percentile of Summer Coincident Peak Demand due to Weather - MW
Year | A | B | C | D | E | F | G | H | I | J | K | NYCA
2025 | 2657 | 1721 | 2334 | 641 | 1215 | 2084 | 2080 | 550 | 1169 | 9807 | 4605 | 28863
2026 | 2730 | 1720 | 2382 | 967 | 1204 | 2071 | 2116 | 551 | 1172 | 9830 | 4599 | 29342
2027 | 2724 | 1713 | 2448 | 1086 | 1200 | 2090 | 2141 | 555 | 1178 | 9858 | 4618 | 29611
2028 | 2714 | 1701 | 2539 | 1088 | 1200 | 2080 | 2153 | 555 | 1186 | 9876 | 4637 | 29729
2029 | 2709 | 1694 | 2668 | 1094 | 1202 | 2080 | 2155 | 557 | 1193 | 9894 | 4679 | 29925
2030 | 2706 | 1689 | 2841 | 1095 | 1213 | 2082 | 2156 | 557 | 1200 | 9912 | 4741 | 30192
2031 | 2713 | 1690 | 2946 | 1097 | 1213 | 2091 | 2169 | 559 | 1207 | 9958 | 4807 | 30450
2032 | 2720 | 1694 | 3053 | 1099 | 1219 | 2103 | 2193 | 564 | 1215 | 10031 | 4861 | 30752
2033 | 2734 | 1700 | 3168 | 1103 | 1230 | 2114 | 2221 | 568 | 1223 | 10094 | 4919 | 31074
2034 | 2747 | 1706 | 3215 | 1106 | 1246 | 2133 | 2251 | 574 | 1230 | 10176 | 4967 | 31351
2035 | 2770 | 1717 | 3252 | 1108 | 1264 | 2157 | 2283 | 578 | 1244 | 10249 | 5030 | 31652
2036 | 2799 | 1730 | 3292 | 1111 | 1283 | 2186 | 2319 | 581 | 1257 | 10331 | 5085 | 31974
2037 | 2832 | 1747 | 3321 | 1115 | 1301 | 2220 | 2357 | 584 | 1270 | 10395 | 5135 | 32277
2038 | 2868 | 1767 | 3340 | 1119 | 1317 | 2254 | 2395 | 590 | 1282 | 10468 | 5181 | 32581
2039 | 2903 | 1785 | 3355 | 1123 | 1335 | 2292 | 2425 | 593 | 1292 | 10532 | 5223 | 32858
2040 | 2933 | 1799 | 3377 | 1124 | 1351 | 2331 | 2463 | 598 | 1302 | 10586 | 5258 | 33122
2041 | 2964 | 1817 | 3396 | 1128 | 1371 | 2367 | 2500 | 601 | 1311 | 10650 | 5292 | 33397
2042 | 2992 | 1831 | 3407 | 1130 | 1392 | 2399 | 2533 | 603 | 1319 | 10696 | 5327 | 33629
2043 | 3019 | 1842 | 3425 | 1134 | 1415 | 2432 | 2566 | 605 | 1328 | 10750 | 5361 | 33877
2044 | 3039 | 1848 | 3443 | 1136 | 1435 | 2463 | 2609 | 607 | 1336 | 10796 | 5394 | 34106
2045 | 3060 | 1854 | 3460 | 1137 | 1453 | 2485 | 2647 | 609 | 1344 | 10842 | 5427 | 34318
2046 | 3074 | 1858 | 3467 | 1138 | 1465 | 2504 | 2682 | 611 | 1351 | 10887 | 5455 | 34492
2047 | 3083 | 1862 | 3471 | 1139 | 1474 | 2515 | 2715 | 613 | 1356 | 10924 | 5478 | 34630
2048 | 3087 | 1865 | 3473 | 1139 | 1480 | 2522 | 2744 | 614 | 1360 | 10969 | 5494 | 34747
2049 | 3091 | 1867 | 3476 | 1140 | 1483 | 2528 | 2764 | 616 | 1364 | 11015 | 5505 | 34849
2050 | 3092 | 1868 | 3479 | 1140 | 1489 | 2530 | 2777 | 618 | 1367 | 11051 | 5511 | 34922
2051 | 3095 | 1870 | 3481 | 1143 | 1495 | 2531 | 2787 | 620 | 1368 | 11097 | 5517 | 35004
2052 | 3100 | 1872 | 3483 | 1146 | 1503 | 2538 | 2795 | 621 | 1370 | 11133 | 5526 | 35087
2053 | 3104 | 1874 | 3485 | 1147 | 1505 | 2543 | 2801 | 622 | 1372 | 11160 | 5537 | 35150
2054 | 3106 | 1876 | 3486 | 1148 | 1508 | 2547 | 2807 | 624 | 1374 | 11188 | 5542 | 35206
2055 | 3108 | 1878 | 3488 | 1149 | 1510 | 2550 | 2812 | 626 | 1375 | 11215 | 5550 | 35261
Note: 10th percentile summer peak demand forecast is representative of a cooler than expected summer peak day.
Note: Expected weather conditions include an increasing temperature trend from the NYISO Climate Change Impact Study Phase I report.
Note: Forecast values assume no demand response reductions.
Note: Ratios based on Load Forecast Uncertainty distributions reviewed by Load Forecasting Task Force (LFTF) and New York State Reliability Council (NYSRC) Installed Capacity Subcommittee (ICS) in spring 2023 & retained in spring 2024.

## I-7c
Table I-7c: 90th Percentile Forecast of Baseline Winter Coincident Peak Demand due to Weather
Includes Impacts of Energy Saving Programs, Behind-the-Meter Generation, Electrification, & Large Loads
90th Percentile of Winter Coincident Peak Demand due to Weather - MW
Year | A | B | C | D | E | F | G | H | I | J | K | NYCA
2025-26 | 2331 | 1578 | 2618 | 879 | 1388 | 1994 | 1680 | 544 | 981 | 7854 | 3392 | 25239
2026-27 | 2423 | 1591 | 2694 | 1303 | 1390 | 1999 | 1733 | 548 | 988 | 7906 | 3417 | 25992
2027-28 | 2431 | 1598 | 2806 | 1374 | 1402 | 2024 | 1776 | 551 | 998 | 7987 | 3496 | 26443
2028-29 | 2452 | 1606 | 2939 | 1380 | 1412 | 2049 | 1816 | 557 | 1017 | 8151 | 3635 | 27014
2029-30 | 2472 | 1612 | 3105 | 1384 | 1439 | 2081 | 1854 | 564 | 1035 | 8303 | 3801 | 27650
2030-31 | 2503 | 1632 | 3345 | 1389 | 1467 | 2119 | 1903 | 573 | 1056 | 8465 | 3955 | 28407
2031-32 | 2547 | 1657 | 3496 | 1397 | 1496 | 2167 | 1959 | 583 | 1079 | 8668 | 4123 | 29172
2032-33 | 2609 | 1695 | 3660 | 1406 | 1529 | 2224 | 2027 | 595 | 1107 | 8873 | 4280 | 30005
2033-34 | 2677 | 1732 | 3824 | 1413 | 1566 | 2299 | 2101 | 607 | 1137 | 9101 | 4416 | 30873
2034-35 | 2758 | 1779 | 3923 | 1423 | 1619 | 2381 | 2185 | 622 | 1177 | 9360 | 4543 | 31770
2035-36 | 2838 | 1828 | 4019 | 1432 | 1692 | 2471 | 2276 | 640 | 1216 | 9695 | 4686 | 32793
2036-37 | 2952 | 1893 | 4100 | 1435 | 1765 | 2585 | 2398 | 664 | 1271 | 10152 | 4822 | 34037
2037-38 | 3073 | 1962 | 4182 | 1439 | 1872 | 2719 | 2537 | 685 | 1323 | 10694 | 4985 | 35471
2038-39 | 3224 | 2049 | 4282 | 1451 | 1984 | 2861 | 2670 | 711 | 1377 | 11236 | 5180 | 37025
2039-40 | 3367 | 2138 | 4392 | 1463 | 2065 | 3005 | 2819 | 736 | 1435 | 11757 | 5389 | 38566
2040-41 | 3505 | 2217 | 4517 | 1473 | 2153 | 3163 | 2960 | 757 | 1488 | 12267 | 5638 | 40138
2041-42 | 3632 | 2304 | 4600 | 1485 | 2244 | 3281 | 3098 | 772 | 1534 | 12713 | 5879 | 41542
2042-43 | 3758 | 2382 | 4706 | 1491 | 2310 | 3416 | 3218 | 799 | 1586 | 13139 | 6108 | 42913
2043-44 | 3901 | 2466 | 4818 | 1501 | 2394 | 3538 | 3346 | 822 | 1646 | 13553 | 6332 | 44317
2044-45 | 3999 | 2531 | 4901 | 1509 | 2469 | 3660 | 3482 | 847 | 1695 | 13915 | 6529 | 45537
2045-46 | 4123 | 2611 | 4973 | 1515 | 2542 | 3779 | 3578 | 872 | 1748 | 14212 | 6746 | 46699
2046-47 | 4207 | 2678 | 5067 | 1520 | 2615 | 3914 | 3669 | 896 | 1798 | 14489 | 6907 | 47760
2047-48 | 4315 | 2738 | 5147 | 1524 | 2696 | 4025 | 3756 | 910 | 1838 | 14765 | 7068 | 48782
2048-49 | 4380 | 2789 | 5233 | 1530 | 2756 | 4156 | 3851 | 928 | 1873 | 15020 | 7200 | 49716
2049-50 | 4464 | 2824 | 5275 | 1536 | 2790 | 4248 | 3913 | 940 | 1905 | 15243 | 7302 | 50440
2050-51 | 4520 | 2846 | 5328 | 1541 | 2834 | 4331 | 3989 | 955 | 1936 | 15456 | 7406 | 51142
2051-52 | 4591 | 2882 | 5343 | 1545 | 2863 | 4393 | 4067 | 965 | 1960 | 15669 | 7512 | 51790
2052-53 | 4637 | 2909 | 5379 | 1551 | 2891 | 4449 | 4141 | 978 | 1990 | 15860 | 7589 | 52374
2053-54 | 4683 | 2942 | 5389 | 1554 | 2902 | 4464 | 4185 | 986 | 2014 | 16041 | 7671 | 52831
2054-55 | 4694 | 2964 | 5415 | 1555 | 2925 | 4483 | 4207 | 989 | 2023 | 16094 | 7738 | 53087
2055-56 | 4696 | 2968 | 5418 | 1559 | 2928 | 4486 | 4220 | 992 | 2024 | 16115 | 7744 | 53150
Note: 90th percentile winter peak demand forecast is representative of a colder than expected winter peak day.
Note: Expected weather conditions include an increasing temperature trend from the NYISO Climate Change Impact Study Phase I report.
Note: Values reflect Dynamic Winter Load Forecast Uncertainty (LFU) distributions used in the 2024 Reliability Needs Assessment (RNA).

## I-7d
Table I-7d: 10th Percentile Forecast of Baseline Winter Coincident Peak Demand due to Weather
Includes Impacts of Energy Saving Programs, Behind-the-Meter Generation, Electrification, & Large Loads
10th Percentile of Winter Coincident Peak Demand due to Weather - MW
Year | A | B | C | D | E | F | G | H | I | J | K | NYCA
2025-26 | 2123 | 1437 | 2385 | 801 | 1264 | 1816 | 1530 | 496 | 894 | 7154 | 3089 | 22989
2026-27 | 2205 | 1447 | 2451 | 1185 | 1265 | 1819 | 1577 | 498 | 899 | 7193 | 3109 | 23648
2027-28 | 2208 | 1451 | 2548 | 1248 | 1273 | 1838 | 1613 | 501 | 906 | 7252 | 3175 | 24013
2028-29 | 2219 | 1454 | 2660 | 1250 | 1278 | 1855 | 1644 | 504 | 920 | 7379 | 3290 | 24453
2029-30 | 2229 | 1454 | 2800 | 1248 | 1297 | 1877 | 1672 | 509 | 934 | 7486 | 3427 | 24933
2030-31 | 2245 | 1464 | 3001 | 1246 | 1316 | 1901 | 1707 | 514 | 948 | 7594 | 3548 | 25484
2031-32 | 2266 | 1474 | 3110 | 1243 | 1331 | 1928 | 1743 | 519 | 960 | 7713 | 3668 | 25955
2032-33 | 2305 | 1498 | 3233 | 1242 | 1350 | 1965 | 1790 | 526 | 978 | 7838 | 3781 | 26506
2033-34 | 2351 | 1521 | 3358 | 1241 | 1375 | 2018 | 1845 | 533 | 999 | 7990 | 3877 | 27108
2034-35 | 2404 | 1550 | 3420 | 1240 | 1411 | 2075 | 1904 | 542 | 1026 | 8159 | 3960 | 27691
2035-36 | 2456 | 1582 | 3479 | 1239 | 1465 | 2139 | 1970 | 554 | 1052 | 8390 | 4055 | 28381
2036-37 | 2555 | 1639 | 3548 | 1242 | 1527 | 2237 | 2076 | 575 | 1100 | 8786 | 4173 | 29458
2037-38 | 2660 | 1698 | 3619 | 1246 | 1620 | 2353 | 2196 | 592 | 1145 | 9255 | 4315 | 30699
2038-39 | 2790 | 1774 | 3706 | 1256 | 1717 | 2476 | 2311 | 615 | 1191 | 9724 | 4483 | 32043
2039-40 | 2914 | 1850 | 3801 | 1266 | 1788 | 2601 | 2440 | 637 | 1242 | 10175 | 4664 | 33378
2040-41 | 3033 | 1919 | 3909 | 1275 | 1863 | 2738 | 2562 | 655 | 1288 | 10617 | 4880 | 34739
2041-42 | 3144 | 1994 | 3981 | 1285 | 1942 | 2840 | 2681 | 668 | 1328 | 11003 | 5089 | 35955
2042-43 | 3252 | 2062 | 4073 | 1291 | 1999 | 2957 | 2785 | 692 | 1373 | 11371 | 5286 | 37141
2043-44 | 3376 | 2134 | 4169 | 1299 | 2072 | 3062 | 2896 | 711 | 1424 | 11730 | 5480 | 38353
2044-45 | 3461 | 2191 | 4242 | 1306 | 2137 | 3168 | 3014 | 733 | 1467 | 12043 | 5651 | 39413
2045-46 | 3569 | 2260 | 4304 | 1311 | 2200 | 3271 | 3097 | 754 | 1512 | 12300 | 5838 | 40416
2046-47 | 3641 | 2317 | 4386 | 1316 | 2263 | 3387 | 3176 | 776 | 1556 | 12540 | 5978 | 41336
2047-48 | 3734 | 2370 | 4455 | 1319 | 2333 | 3483 | 3250 | 788 | 1591 | 12779 | 6117 | 42219
2048-49 | 3790 | 2414 | 4529 | 1324 | 2386 | 3597 | 3333 | 803 | 1621 | 13000 | 6231 | 43028
2049-50 | 3863 | 2444 | 4565 | 1329 | 2415 | 3676 | 3387 | 813 | 1649 | 13193 | 6319 | 43653
2050-51 | 3912 | 2463 | 4611 | 1334 | 2453 | 3748 | 3453 | 826 | 1675 | 13377 | 6410 | 44262
2051-52 | 3973 | 2494 | 4624 | 1337 | 2478 | 3802 | 3520 | 835 | 1696 | 13561 | 6502 | 44822
2052-53 | 4013 | 2518 | 4655 | 1342 | 2502 | 3850 | 3584 | 846 | 1722 | 13726 | 6568 | 45326
2053-54 | 4053 | 2547 | 4664 | 1345 | 2512 | 3863 | 3622 | 854 | 1743 | 13883 | 6639 | 45725
2054-55 | 4063 | 2565 | 4686 | 1346 | 2532 | 3880 | 3641 | 856 | 1751 | 13929 | 6697 | 45946
2055-56 | 4065 | 2569 | 4689 | 1350 | 2534 | 3882 | 3652 | 858 | 1752 | 13947 | 6702 | 46000
Note: 10th percentile winter peak demand forecast is representative of a warmer than expected winter peak day.
Note: Expected weather conditions include an increasing temperature trend from the NYISO Climate Change Impact Study Phase I report.
Note: Values reflect Dynamic Winter LFU distributions used in the 2024 Reliability Needs Assessment.
Note: Values reflect Dynamic Winter Load Forecast Uncertainty (LFU) distributions used in the 2024 Reliability Needs Assessment (RNA).

## I-7e
Table I-7e: 99th Percentile Forecast of Baseline Summer Coincident Peak Demand due to Weather
Includes Impacts of Energy Saving Programs, Behind-the-Meter Generation, Electrification, & Large Loads
99th Percentile of Summer Coincident Peak Demand due to Weather - MW
Year | A | B | C | D | E | F | G | H | I | J | K | NYCA
2025 | 3210 | 2079 | 2820 | 775 | 1468 | 2487 | 2482 | 676 | 1437 | 11566 | 5717 | 34717
2026 | 3299 | 2078 | 2879 | 1168 | 1455 | 2472 | 2526 | 677 | 1441 | 11594 | 5709 | 35298
2027 | 3291 | 2069 | 2958 | 1313 | 1449 | 2494 | 2555 | 682 | 1449 | 11626 | 5733 | 35619
2028 | 3279 | 2056 | 3068 | 1315 | 1449 | 2483 | 2570 | 682 | 1458 | 11647 | 5757 | 35764
2029 | 3273 | 2047 | 3224 | 1322 | 1453 | 2482 | 2572 | 684 | 1466 | 11669 | 5808 | 36000
2030 | 3270 | 2041 | 3432 | 1323 | 1465 | 2485 | 2573 | 684 | 1475 | 11690 | 5886 | 36324
2031 | 3278 | 2042 | 3560 | 1325 | 1465 | 2496 | 2588 | 688 | 1484 | 11744 | 5967 | 36637
2032 | 3287 | 2047 | 3689 | 1328 | 1473 | 2510 | 2618 | 693 | 1493 | 11830 | 6035 | 37003
2033 | 3303 | 2054 | 3828 | 1333 | 1486 | 2524 | 2651 | 699 | 1503 | 11905 | 6107 | 37393
2034 | 3319 | 2061 | 3884 | 1336 | 1505 | 2545 | 2687 | 705 | 1512 | 12002 | 6166 | 37722
2035 | 3347 | 2075 | 3929 | 1338 | 1528 | 2574 | 2725 | 711 | 1529 | 12088 | 6245 | 38089
2036 | 3382 | 2091 | 3977 | 1343 | 1550 | 2609 | 2768 | 714 | 1546 | 12185 | 6312 | 38477
2037 | 3422 | 2111 | 4013 | 1347 | 1572 | 2650 | 2813 | 718 | 1561 | 12260 | 6375 | 38842
2038 | 3465 | 2135 | 4035 | 1352 | 1592 | 2690 | 2858 | 725 | 1576 | 12346 | 6432 | 39206
2039 | 3507 | 2157 | 4053 | 1356 | 1613 | 2735 | 2894 | 729 | 1588 | 12421 | 6484 | 39537
2040 | 3543 | 2174 | 4080 | 1359 | 1632 | 2782 | 2940 | 736 | 1600 | 12486 | 6527 | 39859
2041 | 3581 | 2196 | 4104 | 1363 | 1657 | 2825 | 2984 | 739 | 1611 | 12561 | 6569 | 40190
2042 | 3615 | 2213 | 4116 | 1365 | 1681 | 2863 | 3023 | 741 | 1621 | 12615 | 6613 | 40466
2043 | 3648 | 2225 | 4139 | 1370 | 1709 | 2903 | 3063 | 743 | 1632 | 12679 | 6655 | 40766
2044 | 3672 | 2233 | 4160 | 1372 | 1734 | 2939 | 3114 | 747 | 1642 | 12733 | 6696 | 41042
2045 | 3697 | 2240 | 4180 | 1374 | 1755 | 2966 | 3159 | 749 | 1652 | 12786 | 6737 | 41295
2046 | 3714 | 2245 | 4189 | 1375 | 1770 | 2988 | 3201 | 751 | 1660 | 12840 | 6772 | 41505
2047 | 3725 | 2250 | 4193 | 1377 | 1781 | 3001 | 3240 | 753 | 1667 | 12883 | 6800 | 41670
2048 | 3729 | 2253 | 4196 | 1377 | 1788 | 3010 | 3276 | 755 | 1672 | 12937 | 6821 | 41814
2049 | 3735 | 2255 | 4200 | 1378 | 1791 | 3017 | 3299 | 758 | 1677 | 12991 | 6834 | 41935
2050 | 3736 | 2258 | 4204 | 1378 | 1799 | 3019 | 3314 | 760 | 1680 | 13034 | 6841 | 42023
2051 | 3739 | 2260 | 4206 | 1381 | 1806 | 3021 | 3326 | 762 | 1682 | 13087 | 6849 | 42119
2052 | 3746 | 2262 | 4208 | 1384 | 1816 | 3029 | 3336 | 763 | 1684 | 13130 | 6860 | 42218
2053 | 3751 | 2264 | 4210 | 1385 | 1818 | 3035 | 3344 | 765 | 1687 | 13163 | 6873 | 42295
2054 | 3753 | 2267 | 4213 | 1387 | 1822 | 3040 | 3350 | 767 | 1689 | 13195 | 6880 | 42363
2055 | 3755 | 2269 | 4215 | 1388 | 1825 | 3043 | 3356 | 770 | 1691 | 13227 | 6889 | 42428
Note: 99th percentile summer peak demand forecast is representative of an extremely hot and humid (well above expected weather) summer peak day.
Note: Expected weather conditions include an increasing temperature trend from the NYISO Climate Change Impact Study Phase I report.
Note: Forecast values assume no demand response reductions.
Note: Ratios based on Load Forecast Uncertainty distributions reviewed by Load Forecasting Task Force (LFTF) and New York State Reliability Council (NYSRC) Installed Capacity Subcommittee (ICS) in spring 2023 & retained in spring 2024.

## I-7f
Table I-7f: 99th Percentile Forecast of Baseline Winter Coincident Peak Demand due to Weather
Includes Impacts of Energy Saving Programs, Behind-the-Meter Generation, Electrification, & Large Loads
99th Percentile of Winter Coincident Peak Demand due to Weather - MW
Year | A | B | C | D | E | F | G | H | I | J | K | NYCA
2025-26 | 2427 | 1643 | 2726 | 915 | 1445 | 2076 | 1750 | 567 | 1022 | 8178 | 3532 | 26281
2026-27 | 2523 | 1656 | 2805 | 1356 | 1448 | 2082 | 1805 | 570 | 1028 | 8232 | 3558 | 27063
2027-28 | 2534 | 1666 | 2925 | 1432 | 1461 | 2110 | 1851 | 574 | 1040 | 8323 | 3644 | 27560
2028-29 | 2557 | 1675 | 3065 | 1440 | 1473 | 2137 | 1894 | 581 | 1061 | 8502 | 3791 | 28176
2029-30 | 2581 | 1683 | 3242 | 1445 | 1502 | 2173 | 1936 | 589 | 1081 | 8667 | 3968 | 28867
2030-31 | 2617 | 1707 | 3498 | 1452 | 1534 | 2216 | 1990 | 599 | 1105 | 8853 | 4136 | 29707
2031-32 | 2670 | 1737 | 3665 | 1465 | 1568 | 2272 | 2054 | 611 | 1132 | 9089 | 4323 | 30586
2032-33 | 2740 | 1781 | 3844 | 1477 | 1605 | 2336 | 2128 | 625 | 1162 | 9318 | 4495 | 31511
2033-34 | 2819 | 1824 | 4027 | 1488 | 1649 | 2421 | 2213 | 639 | 1198 | 9583 | 4650 | 32511
2034-35 | 2909 | 1876 | 4138 | 1500 | 1707 | 2511 | 2304 | 656 | 1241 | 9872 | 4792 | 33506
2035-36 | 2998 | 1932 | 4246 | 1513 | 1788 | 2611 | 2404 | 676 | 1285 | 10242 | 4950 | 34645
2036-37 | 3119 | 2000 | 4331 | 1516 | 1864 | 2731 | 2533 | 702 | 1343 | 10725 | 5094 | 35958
2037-38 | 3247 | 2073 | 4418 | 1521 | 1978 | 2873 | 2681 | 723 | 1398 | 11297 | 5267 | 37476
2038-39 | 3406 | 2165 | 4523 | 1533 | 2096 | 3022 | 2821 | 751 | 1454 | 11870 | 5472 | 39113
2039-40 | 3557 | 2258 | 4640 | 1545 | 2182 | 3175 | 2978 | 777 | 1516 | 12420 | 5694 | 40742
2040-41 | 3703 | 2343 | 4772 | 1556 | 2274 | 3342 | 3128 | 800 | 1572 | 12959 | 5956 | 42405
2041-42 | 3837 | 2434 | 4859 | 1569 | 2371 | 3467 | 3272 | 815 | 1620 | 13431 | 6211 | 43886
2042-43 | 3970 | 2517 | 4972 | 1576 | 2440 | 3609 | 3399 | 844 | 1676 | 13880 | 6453 | 45336
2043-44 | 4121 | 2605 | 5089 | 1586 | 2529 | 3737 | 3535 | 868 | 1738 | 14318 | 6690 | 46816
2044-45 | 4225 | 2674 | 5178 | 1595 | 2609 | 3866 | 3679 | 895 | 1791 | 14700 | 6897 | 48109
2045-46 | 4356 | 2758 | 5253 | 1600 | 2685 | 3992 | 3780 | 921 | 1846 | 15015 | 7127 | 49333
2046-47 | 4445 | 2829 | 5353 | 1606 | 2763 | 4135 | 3877 | 947 | 1899 | 15306 | 7297 | 50457
2047-48 | 4558 | 2893 | 5438 | 1610 | 2848 | 4252 | 3968 | 961 | 1942 | 15598 | 7467 | 51535
2048-49 | 4627 | 2947 | 5529 | 1616 | 2912 | 4391 | 4069 | 980 | 1979 | 15868 | 7606 | 52524
2049-50 | 4715 | 2984 | 5572 | 1623 | 2948 | 4488 | 4134 | 993 | 2012 | 16104 | 7714 | 53287
2050-51 | 4775 | 3006 | 5628 | 1628 | 2994 | 4575 | 4215 | 1008 | 2045 | 16328 | 7824 | 54026
2051-52 | 4850 | 3044 | 5644 | 1632 | 3024 | 4641 | 4297 | 1020 | 2071 | 16553 | 7936 | 54712
2052-53 | 4899 | 3074 | 5682 | 1638 | 3055 | 4700 | 4375 | 1033 | 2102 | 16755 | 8017 | 55330
2053-54 | 4947 | 3108 | 5694 | 1642 | 3066 | 4715 | 4421 | 1042 | 2128 | 16946 | 8104 | 55813
2054-55 | 4959 | 3131 | 5721 | 1643 | 3090 | 4736 | 4445 | 1044 | 2137 | 17002 | 8174 | 56082
2055-56 | 4961 | 3135 | 5724 | 1647 | 3093 | 4739 | 4458 | 1048 | 2138 | 17025 | 8181 | 56149
Note: 99th percentile winter peak demand forecast is representative of an extremely cold (well below expected weather) winter peak day.
Note: Expected weather conditions include an increasing temperature trend from the NYISO Climate Change Impact Study Phase I report.
Note: Values reflect Dynamic Winter LFU distributions used in the 2024 Reliability Needs Assessment.
Note: Values reflect Dynamic Winter Load Forecast Uncertainty (LFU) distributions used in the 2024 Reliability Needs Assessment (RNA).

## I-8a
Table I-8a: Energy Efficiency and Codes & Standards Energy Impacts
Reflects Cumulative Impacts
Estimated Historical Cumulative Reductions in Annual Energy by Zone - GWh
Year | A | B | C | D | E | F | G | H | I | J | K | NYCA
2004 | 228 | 114 | 224 | 21 | 105 | 168 | 46 | 29 | 42 | 371 | 21 | 1369
2005 | 320 | 163 | 316 | 29 | 148 | 237 | 68 | 42 | 63 | 555 | 36 | 1977
2006 | 451 | 236 | 447 | 41 | 210 | 334 | 100 | 61 | 92 | 804 | 57 | 2833
2007 | 540 | 287 | 537 | 49 | 253 | 401 | 131 | 76 | 118 | 1039 | 81 | 3512
2008 | 588 | 347 | 587 | 53 | 275 | 441 | 153 | 82 | 130 | 1125 | 255 | 4036
2009 | 703 | 423 | 698 | 63 | 331 | 535 | 228 | 99 | 157 | 1371 | 429 | 5037
2010 | 873 | 507 | 838 | 75 | 411 | 672 | 297 | 120 | 207 | 1840 | 639 | 6479
2011 | 1124 | 651 | 1049 | 94 | 525 | 865 | 439 | 152 | 273 | 2433 | 880 | 8485
2012 | 1279 | 758 | 1192 | 107 | 602 | 988 | 534 | 172 | 311 | 2768 | 1173 | 9884
2013 | 1442 | 886 | 1353 | 121 | 687 | 1125 | 643 | 197 | 356 | 3206 | 1513 | 11529
2014 | 1641 | 1031 | 1542 | 137 | 787 | 1284 | 771 | 225 | 412 | 3687 | 1852 | 13369
2015 | 1859 | 1170 | 1742 | 154 | 896 | 1471 | 897 | 252 | 459 | 4105 | 2228 | 15233
2016 | 2052 | 1260 | 1898 | 168 | 989 | 1643 | 1055 | 271 | 504 | 4508 | 2647 | 16995
2017 | 2279 | 1397 | 2097 | 186 | 1102 | 1839 | 1258 | 302 | 580 | 5195 | 2986 | 19221
2018 | 2500 | 1517 | 2290 | 203 | 1212 | 2030 | 1467 | 333 | 658 | 5901 | 3377 | 21488
2019 | 2745 | 1650 | 2501 | 222 | 1333 | 2244 | 1711 | 369 | 760 | 6814 | 3803 | 24152
2020 | 2987 | 1778 | 2709 | 241 | 1452 | 2455 | 1934 | 404 | 855 | 7664 | 4264 | 26743
2021 | 3259 | 1894 | 2929 | 263 | 1583 | 2697 | 2146 | 436 | 944 | 8455 | 4609 | 29215
2022 | 3502 | 2032 | 3147 | 282 | 1704 | 2906 | 2371 | 470 | 1024 | 9169 | 4934 | 31541
2023 | 3689 | 2223 | 3346 | 299 | 1803 | 3054 | 2543 | 504 | 1084 | 9707 | 5306 | 33558
2024 | 3909 | 2336 | 3539 | 313 | 1906 | 3241 | 2770 | 537 | 1121 | 10012 | 5673 | 35357
Forecast of Cumulative Reductions in Annual Energy by Zone Relative to 2024 - GWh
Year | A | B | C | D | E | F | G | H | I | J | K | NYCA
2025 | 135 | 113 | 164 | 25 | 74 | 98 | 306 | 40 | 56 | 396 | 333 | 1740
2026 | 329 | 253 | 387 | 64 | 181 | 245 | 480 | 91 | 132 | 1175 | 723 | 4060
2027 | 503 | 391 | 595 | 98 | 276 | 373 | 620 | 137 | 185 | 1727 | 1075 | 5980
2028 | 677 | 527 | 800 | 128 | 370 | 499 | 752 | 183 | 235 | 2256 | 1415 | 7842
2029 | 846 | 660 | 999 | 159 | 461 | 622 | 904 | 228 | 282 | 2760 | 1741 | 9662
2030 | 1029 | 793 | 1200 | 196 | 555 | 759 | 1085 | 272 | 340 | 3311 | 2058 | 11598
2031 | 1203 | 914 | 1384 | 236 | 642 | 892 | 1273 | 313 | 395 | 3794 | 2337 | 13383
2032 | 1366 | 1022 | 1546 | 273 | 719 | 1016 | 1449 | 349 | 446 | 4201 | 2575 | 14962
2033 | 1512 | 1122 | 1695 | 305 | 791 | 1129 | 1617 | 382 | 493 | 4569 | 2794 | 16409
2034 | 1646 | 1212 | 1831 | 333 | 856 | 1235 | 1774 | 413 | 536 | 4905 | 2998 | 17739
2035 | 1768 | 1295 | 1956 | 359 | 917 | 1331 | 1920 | 442 | 575 | 5212 | 3186 | 18961
2036 | 1878 | 1371 | 2069 | 381 | 971 | 1419 | 2055 | 468 | 610 | 5492 | 3358 | 20072
2037 | 1976 | 1441 | 2171 | 400 | 1021 | 1498 | 2181 | 491 | 640 | 5733 | 3517 | 21069
2038 | 2066 | 1503 | 2265 | 418 | 1067 | 1570 | 2298 | 514 | 669 | 5956 | 3666 | 21992
2039 | 2154 | 1567 | 2358 | 434 | 1112 | 1642 | 2415 | 537 | 696 | 6174 | 3817 | 22906
2040 | 2245 | 1631 | 2454 | 452 | 1157 | 1716 | 2532 | 559 | 729 | 6425 | 3971 | 23871
2041 | 2332 | 1694 | 2545 | 469 | 1201 | 1787 | 2644 | 582 | 757 | 6651 | 4125 | 24787
2042 | 2411 | 1751 | 2629 | 483 | 1242 | 1852 | 2747 | 603 | 784 | 6861 | 4272 | 25635
2043 | 2484 | 1807 | 2708 | 494 | 1279 | 1913 | 2843 | 622 | 809 | 7052 | 4410 | 26421
2044 | 2552 | 1858 | 2781 | 506 | 1315 | 1969 | 2930 | 640 | 832 | 7234 | 4544 | 27161
2045 | 2613 | 1906 | 2847 | 514 | 1347 | 2020 | 3009 | 658 | 851 | 7389 | 4671 | 27825
2046 | 2671 | 1954 | 2911 | 522 | 1377 | 2068 | 3085 | 674 | 870 | 7538 | 4798 | 28468
2047 | 2728 | 2001 | 2975 | 530 | 1408 | 2117 | 3159 | 690 | 888 | 7686 | 4926 | 29108
2048 | 2784 | 2048 | 3038 | 536 | 1436 | 2163 | 3231 | 707 | 906 | 7833 | 5055 | 29737
2049 | 2835 | 2091 | 3096 | 542 | 1463 | 2205 | 3301 | 722 | 921 | 7957 | 5180 | 30313
2050 | 2884 | 2134 | 3151 | 546 | 1490 | 2245 | 3367 | 735 | 935 | 8078 | 5305 | 30870
2051 | 2932 | 2178 | 3207 | 551 | 1515 | 2286 | 3433 | 750 | 950 | 8200 | 5432 | 31434
2052 | 2980 | 2221 | 3262 | 556 | 1541 | 2325 | 3497 | 764 | 965 | 8327 | 5558 | 31996
2053 | 3025 | 2263 | 3315 | 561 | 1566 | 2363 | 3559 | 778 | 978 | 8438 | 5683 | 32529
2054 | 3070 | 2305 | 3366 | 565 | 1590 | 2400 | 3621 | 793 | 992 | 8552 | 5805 | 33059
2055 | 3115 | 2347 | 3417 | 569 | 1614 | 2438 | 3685 | 806 | 1006 | 8668 | 5931 | 33596

## I-8b
Table I-8b: Energy Efficiency and Codes & Standards Summer Peak Impacts
Reflects Cumulative Impacts
Reductions in Summer Coincident Peak Demand by Zone Relative to 2024 - MW
Year | A | B | C | D | E | F | G | H | I | J | K | NYCA
2025 | 22 | 22 | 29 | 5 | 12 | 15 | 52 | 8 | 9 | 63 | 72 | 309
2026 | 54 | 49 | 69 | 12 | 31 | 38 | 81 | 17 | 22 | 199 | 157 | 729
2027 | 83 | 75 | 107 | 18 | 47 | 59 | 105 | 27 | 34 | 318 | 235 | 1108
2028 | 113 | 102 | 144 | 24 | 63 | 79 | 128 | 36 | 45 | 437 | 310 | 1481
2029 | 141 | 128 | 181 | 31 | 80 | 99 | 155 | 45 | 56 | 552 | 383 | 1851
2030 | 172 | 154 | 218 | 38 | 96 | 121 | 186 | 54 | 68 | 664 | 454 | 2225
2031 | 201 | 179 | 251 | 45 | 111 | 142 | 219 | 63 | 80 | 767 | 517 | 2575
2032 | 229 | 200 | 281 | 52 | 124 | 163 | 250 | 70 | 91 | 857 | 572 | 2889
2033 | 255 | 219 | 308 | 58 | 137 | 181 | 279 | 77 | 101 | 933 | 623 | 3171
2034 | 277 | 238 | 334 | 64 | 149 | 199 | 307 | 83 | 110 | 1003 | 670 | 3434
2035 | 298 | 254 | 356 | 69 | 160 | 214 | 333 | 90 | 117 | 1067 | 712 | 3670
2036 | 316 | 270 | 377 | 74 | 169 | 228 | 358 | 94 | 125 | 1124 | 752 | 3887
2037 | 333 | 285 | 396 | 77 | 178 | 241 | 379 | 99 | 131 | 1175 | 789 | 4083
2038 | 348 | 297 | 413 | 80 | 185 | 252 | 400 | 103 | 137 | 1220 | 823 | 4258
2039 | 362 | 309 | 429 | 82 | 193 | 264 | 422 | 108 | 142 | 1266 | 858 | 4435
2040 | 378 | 321 | 446 | 86 | 201 | 276 | 442 | 112 | 148 | 1306 | 891 | 4607
2041 | 392 | 333 | 463 | 90 | 208 | 287 | 463 | 116 | 153 | 1347 | 925 | 4777
2042 | 405 | 344 | 476 | 91 | 214 | 296 | 480 | 119 | 157 | 1378 | 956 | 4916
2043 | 415 | 355 | 489 | 95 | 221 | 306 | 496 | 123 | 162 | 1411 | 985 | 5058
2044 | 425 | 365 | 500 | 96 | 226 | 314 | 510 | 127 | 165 | 1436 | 1012 | 5176
2045 | 435 | 372 | 511 | 96 | 231 | 322 | 522 | 129 | 168 | 1458 | 1036 | 5280
2046 | 443 | 381 | 520 | 99 | 235 | 327 | 534 | 132 | 171 | 1480 | 1060 | 5382
2047 | 450 | 389 | 530 | 98 | 240 | 334 | 546 | 135 | 173 | 1497 | 1084 | 5476
2048 | 458 | 396 | 539 | 99 | 244 | 341 | 557 | 137 | 175 | 1512 | 1107 | 5565
2049 | 464 | 402 | 547 | 98 | 247 | 345 | 569 | 139 | 176 | 1528 | 1128 | 5643
2050 | 470 | 409 | 554 | 99 | 251 | 351 | 577 | 142 | 178 | 1540 | 1148 | 5719
2051 | 476 | 416 | 561 | 100 | 253 | 355 | 587 | 142 | 180 | 1553 | 1169 | 5792
2052 | 481 | 422 | 568 | 101 | 256 | 360 | 597 | 144 | 181 | 1564 | 1190 | 5864
2053 | 486 | 427 | 574 | 101 | 259 | 364 | 606 | 147 | 183 | 1575 | 1211 | 5933
2054 | 491 | 433 | 579 | 101 | 261 | 367 | 615 | 149 | 184 | 1588 | 1230 | 5998
2055 | 495 | 439 | 584 | 100 | 264 | 371 | 624 | 152 | 186 | 1600 | 1251 | 6066

## I-8c
Table I-8c: Energy Efficiency and Codes & Standards Winter Peak Impacts
Reflects Cumulative Impacts
Reductions in Winter Coincident Peak Demand by Zone Relative to 2024-25 - MW
Year | A | B | C | D | E | F | G | H | I | J | K | NYCA
2025-26 | 19 | 18 | 25 | 4 | 11 | 13 | 38 | 6 | 8 | 58 | 49 | 249
2026-27 | 47 | 40 | 60 | 10 | 26 | 33 | 59 | 15 | 20 | 173 | 107 | 590
2027-28 | 72 | 63 | 93 | 16 | 40 | 51 | 78 | 23 | 28 | 256 | 160 | 880
2028-29 | 98 | 85 | 126 | 21 | 55 | 68 | 95 | 31 | 35 | 339 | 211 | 1164
2029-30 | 123 | 106 | 159 | 26 | 70 | 85 | 115 | 39 | 43 | 420 | 262 | 1448
2030-31 | 151 | 129 | 192 | 32 | 85 | 105 | 139 | 46 | 52 | 510 | 311 | 1752
2031-32 | 178 | 150 | 225 | 37 | 98 | 125 | 165 | 54 | 62 | 593 | 356 | 2043
2032-33 | 205 | 168 | 253 | 44 | 112 | 144 | 190 | 60 | 71 | 670 | 396 | 2313
2033-34 | 229 | 186 | 280 | 51 | 124 | 162 | 212 | 67 | 80 | 743 | 435 | 2569
2034-35 | 253 | 202 | 306 | 57 | 135 | 180 | 235 | 73 | 89 | 815 | 471 | 2816
2035-36 | 275 | 218 | 331 | 61 | 147 | 197 | 259 | 80 | 97 | 884 | 507 | 3056
2036-37 | 295 | 233 | 355 | 67 | 158 | 213 | 280 | 86 | 105 | 952 | 542 | 3286
2037-38 | 316 | 248 | 377 | 70 | 168 | 228 | 300 | 92 | 114 | 1021 | 576 | 3510
2038-39 | 335 | 261 | 399 | 76 | 178 | 243 | 321 | 98 | 122 | 1087 | 610 | 3730
2039-40 | 356 | 276 | 421 | 80 | 190 | 259 | 340 | 103 | 130 | 1154 | 644 | 3953
2040-41 | 377 | 292 | 445 | 86 | 200 | 274 | 361 | 109 | 139 | 1227 | 681 | 4191
2041-42 | 396 | 305 | 466 | 88 | 210 | 290 | 380 | 115 | 148 | 1297 | 717 | 4412
2042-43 | 415 | 320 | 488 | 92 | 220 | 306 | 400 | 120 | 156 | 1361 | 753 | 4631
2043-44 | 434 | 334 | 508 | 97 | 230 | 321 | 420 | 127 | 163 | 1424 | 786 | 4844
2044-45 | 454 | 350 | 530 | 100 | 241 | 337 | 440 | 131 | 170 | 1481 | 819 | 5053
2045-46 | 473 | 364 | 550 | 104 | 250 | 352 | 459 | 137 | 177 | 1532 | 851 | 5249
2046-47 | 493 | 381 | 572 | 109 | 260 | 368 | 481 | 142 | 183 | 1582 | 882 | 5453
2047-48 | 514 | 398 | 595 | 111 | 272 | 384 | 501 | 147 | 188 | 1630 | 915 | 5655
2048-49 | 534 | 414 | 617 | 115 | 281 | 401 | 524 | 153 | 194 | 1675 | 946 | 5854
2049-50 | 555 | 431 | 640 | 119 | 293 | 419 | 545 | 158 | 199 | 1712 | 978 | 6049
2050-51 | 576 | 450 | 662 | 122 | 304 | 436 | 566 | 162 | 202 | 1744 | 1006 | 6230
2051-52 | 597 | 468 | 686 | 125 | 315 | 453 | 589 | 166 | 205 | 1775 | 1036 | 6415
2052-53 | 618 | 485 | 708 | 130 | 325 | 470 | 613 | 172 | 209 | 1805 | 1064 | 6599
2053-54 | 639 | 502 | 730 | 134 | 336 | 487 | 638 | 176 | 213 | 1832 | 1093 | 6780
2054-55 | 660 | 519 | 754 | 136 | 346 | 505 | 665 | 182 | 216 | 1860 | 1122 | 6965
2055-56 | 682 | 537 | 778 | 139 | 357 | 523 | 693 | 187 | 220 | 1888 | 1151 | 7155

## I-9a
Table I-9a: Solar PV Nameplate Capacity, Behind-the-Meter
Reflects Total Cumulative Nameplate Capacity
Nameplate Capacity by Zone - MW DC
Year | A | B | C | D | E | F | G | H | I | J | K | NYCA
2013 | 15 | 6 | 16 | 1 | 7 | 35 | 27 | 4 | 10 | 27 | 74 | 222
2014 | 19 | 13 | 26 | 2 | 14 | 65 | 49 | 7 | 15 | 47 | 126 | 383
2015 | 27 | 25 | 46 | 3 | 26 | 100 | 89 | 15 | 24 | 73 | 225 | 653
2016 | 34 | 37 | 73 | 4 | 38 | 151 | 128 | 24 | 33 | 109 | 333 | 964
2017 | 53 | 63 | 101 | 4 | 61 | 219 | 151 | 29 | 40 | 147 | 413 | 1281
2018 | 65 | 97 | 134 | 10 | 90 | 298 | 189 | 36 | 47 | 194 | 478 | 1638
2019 | 94 | 126 | 199 | 25 | 126 | 342 | 276 | 44 | 54 | 240 | 632 | 2158
2020 | 139 | 159 | 299 | 28 | 187 | 436 | 361 | 51 | 63 | 286 | 697 | 2706
2021 | 183 | 258 | 480 | 38 | 266 | 497 | 468 | 71 | 75 | 350 | 775 | 3461
2022 | 226 | 403 | 619 | 45 | 418 | 539 | 573 | 82 | 107 | 423 | 873 | 4308
2023 | 313 | 487 | 769 | 60 | 532 | 656 | 650 | 95 | 128 | 509 | 995 | 5194
2024 | 425 | 588 | 1056 | 111 | 701 | 865 | 720 | 116 | 149 | 597 | 1087 | 6415
2025 | 531 | 732 | 1279 | 157 | 859 | 1002 | 815 | 129 | 166 | 675 | 1178 | 7523
2026 | 641 | 859 | 1457 | 191 | 1004 | 1121 | 894 | 141 | 179 | 742 | 1257 | 8486
2027 | 725 | 956 | 1620 | 215 | 1120 | 1228 | 966 | 151 | 191 | 802 | 1328 | 9302
2028 | 791 | 1031 | 1765 | 232 | 1213 | 1321 | 1028 | 160 | 202 | 854 | 1390 | 9987
2029 | 842 | 1089 | 1891 | 243 | 1288 | 1401 | 1081 | 168 | 211 | 898 | 1443 | 10555
2030 | 885 | 1136 | 1995 | 252 | 1350 | 1466 | 1124 | 174 | 218 | 935 | 1486 | 11021
2031 | 924 | 1177 | 2088 | 260 | 1406 | 1523 | 1162 | 180 | 225 | 968 | 1526 | 11439
2032 | 958 | 1213 | 2170 | 267 | 1455 | 1572 | 1195 | 185 | 231 | 998 | 1563 | 11807
2033 | 988 | 1243 | 2240 | 273 | 1497 | 1614 | 1223 | 189 | 236 | 1026 | 1596 | 12125
2034 | 1014 | 1268 | 2299 | 278 | 1533 | 1649 | 1246 | 192 | 240 | 1050 | 1624 | 12393
2035 | 1038 | 1291 | 2354 | 282 | 1567 | 1681 | 1267 | 195 | 244 | 1073 | 1651 | 12643
2036 | 1061 | 1312 | 2405 | 286 | 1598 | 1710 | 1287 | 198 | 247 | 1095 | 1678 | 12877
2037 | 1082 | 1331 | 2453 | 290 | 1627 | 1736 | 1306 | 201 | 250 | 1116 | 1704 | 13096
2038 | 1102 | 1348 | 2497 | 293 | 1654 | 1760 | 1324 | 204 | 253 | 1137 | 1730 | 13302
2039 | 1121 | 1364 | 2538 | 296 | 1679 | 1782 | 1341 | 207 | 256 | 1157 | 1755 | 13496
2040 | 1139 | 1378 | 2576 | 299 | 1703 | 1802 | 1357 | 209 | 259 | 1176 | 1780 | 13678
2041 | 1156 | 1391 | 2611 | 301 | 1725 | 1820 | 1373 | 211 | 262 | 1195 | 1804 | 13849
2042 | 1172 | 1403 | 2644 | 303 | 1746 | 1836 | 1388 | 213 | 265 | 1213 | 1828 | 14011
2043 | 1187 | 1414 | 2674 | 305 | 1765 | 1851 | 1402 | 215 | 267 | 1230 | 1851 | 14161
2044 | 1201 | 1424 | 2702 | 307 | 1783 | 1864 | 1415 | 217 | 269 | 1247 | 1874 | 14303
2045 | 1215 | 1433 | 2728 | 309 | 1800 | 1876 | 1428 | 219 | 271 | 1263 | 1896 | 14438
2046 | 1228 | 1441 | 2752 | 310 | 1816 | 1887 | 1440 | 221 | 273 | 1279 | 1918 | 14565
2047 | 1240 | 1448 | 2774 | 311 | 1831 | 1897 | 1451 | 223 | 275 | 1294 | 1939 | 14683
2048 | 1251 | 1454 | 2795 | 312 | 1845 | 1906 | 1462 | 225 | 277 | 1309 | 1960 | 14796
2049 | 1262 | 1460 | 2814 | 313 | 1858 | 1914 | 1472 | 226 | 279 | 1323 | 1981 | 14902
2050 | 1272 | 1465 | 2832 | 314 | 1870 | 1921 | 1482 | 227 | 281 | 1337 | 2001 | 15002
2051 | 1282 | 1470 | 2849 | 315 | 1881 | 1928 | 1491 | 228 | 283 | 1350 | 2021 | 15098
2052 | 1291 | 1474 | 2864 | 316 | 1891 | 1934 | 1500 | 229 | 284 | 1363 | 2040 | 15186
2053 | 1299 | 1478 | 2878 | 317 | 1901 | 1940 | 1508 | 230 | 285 | 1376 | 2059 | 15271
2054 | 1307 | 1482 | 2891 | 318 | 1910 | 1945 | 1516 | 231 | 286 | 1388 | 2078 | 15352
2055 | 1315 | 1485 | 2903 | 319 | 1918 | 1950 | 1523 | 232 | 287 | 1400 | 2096 | 15428
Note: Historical values reflect information from New York State's "Solar Electric Programs Reported by NYSERDA" database, and from
Standardized Interconnection Requiriements (SIR) Inventory Information submitted by Transmission Owners.
Note: Nameplate values reflect aggregate MW DC rating of installed panels.

## I-9b
Table I-9b: Solar PV Annual Energy Reductions, Behind-the-Meter
Reflects Total Cumulative Impacts
Reductions in Annual Energy by Zone - GWh
Year | A | B | C | D | E | F | G | H | I | J | K | NYCA
2025 | 560 | 810 | 1311 | 169 | 915 | 1069 | 885 | 140 | 184 | 721 | 1307 | 8071
2026 | 699 | 980 | 1562 | 212 | 1107 | 1229 | 991 | 151 | 199 | 802 | 1407 | 9339
2027 | 811 | 1120 | 1793 | 249 | 1269 | 1372 | 1090 | 165 | 215 | 878 | 1502 | 10464
2028 | 899 | 1229 | 2003 | 278 | 1401 | 1503 | 1176 | 178 | 227 | 943 | 1587 | 11424
2029 | 975 | 1317 | 2183 | 295 | 1514 | 1617 | 1250 | 189 | 241 | 1000 | 1660 | 12241
2030 | 1036 | 1390 | 2340 | 305 | 1609 | 1709 | 1312 | 198 | 254 | 1047 | 1720 | 12920
2031 | 1095 | 1457 | 2479 | 320 | 1693 | 1787 | 1366 | 202 | 261 | 1089 | 1775 | 13524
2032 | 1143 | 1512 | 2602 | 333 | 1767 | 1861 | 1411 | 209 | 269 | 1128 | 1826 | 14061
2033 | 1185 | 1563 | 2706 | 344 | 1831 | 1921 | 1452 | 216 | 276 | 1167 | 1870 | 14531
2034 | 1224 | 1604 | 2798 | 355 | 1884 | 1973 | 1484 | 219 | 283 | 1195 | 1909 | 14928
2035 | 1255 | 1635 | 2872 | 359 | 1929 | 2015 | 1508 | 220 | 286 | 1218 | 1938 | 15235
2036 | 1286 | 1666 | 2948 | 363 | 1978 | 2058 | 1535 | 228 | 288 | 1244 | 1974 | 15568
2037 | 1316 | 1696 | 3018 | 373 | 2018 | 2092 | 1560 | 228 | 293 | 1269 | 2006 | 15869
2038 | 1346 | 1722 | 3085 | 373 | 2057 | 2130 | 1584 | 234 | 297 | 1297 | 2038 | 16163
2039 | 1374 | 1749 | 3148 | 379 | 2097 | 2162 | 1607 | 237 | 302 | 1323 | 2070 | 16448
2040 | 1398 | 1773 | 3206 | 384 | 2131 | 2190 | 1629 | 241 | 305 | 1343 | 2101 | 16701
2041 | 1420 | 1791 | 3260 | 392 | 2164 | 2221 | 1652 | 241 | 309 | 1365 | 2132 | 16947
2042 | 1443 | 1810 | 3311 | 397 | 2191 | 2247 | 1674 | 244 | 313 | 1388 | 2162 | 17180
2043 | 1464 | 1829 | 3357 | 395 | 2224 | 2267 | 1691 | 246 | 315 | 1409 | 2192 | 17389
2044 | 1484 | 1843 | 3398 | 397 | 2251 | 2289 | 1709 | 249 | 319 | 1430 | 2220 | 17589
2045 | 1506 | 1860 | 3438 | 403 | 2276 | 2309 | 1727 | 254 | 320 | 1447 | 2248 | 17788
2046 | 1524 | 1871 | 3478 | 403 | 2299 | 2324 | 1744 | 254 | 323 | 1469 | 2277 | 17966
2047 | 1537 | 1885 | 3512 | 406 | 2320 | 2344 | 1758 | 254 | 326 | 1488 | 2302 | 18132
2048 | 1556 | 1895 | 3545 | 409 | 2341 | 2355 | 1775 | 260 | 329 | 1508 | 2329 | 18302
2049 | 1572 | 1906 | 3576 | 410 | 2362 | 2372 | 1790 | 260 | 331 | 1522 | 2355 | 18456
2050 | 1581 | 1911 | 3603 | 415 | 2378 | 2382 | 1803 | 262 | 334 | 1539 | 2379 | 18587
2051 | 1596 | 1921 | 3634 | 416 | 2398 | 2396 | 1816 | 263 | 336 | 1554 | 2405 | 18735
2052 | 1614 | 1927 | 3655 | 419 | 2411 | 2409 | 1828 | 265 | 339 | 1569 | 2429 | 18865
2053 | 1626 | 1933 | 3677 | 422 | 2427 | 2415 | 1840 | 267 | 340 | 1586 | 2456 | 18989
2054 | 1638 | 1942 | 3700 | 423 | 2439 | 2425 | 1851 | 267 | 340 | 1600 | 2478 | 19103
2055 | 1650 | 1950 | 3722 | 425 | 2451 | 2433 | 1861 | 267 | 339 | 1612 | 2497 | 19207

## I-9c
Table I-9c: Solar PV Peak Reductions, Behind-the-Meter
Reflects Total Cumulative Impacts
Reductions in Summer Coincident Peak Demand by Zone - MW AC
Year | A | B | C | D | E | F | G | H | I | J | K | NYCA
2025 | 126 | 174 | 281 | 32 | 181 | 193 | 151 | 26 | 35 | 140 | 242 | 1581
2026 | 142 | 191 | 300 | 37 | 198 | 200 | 152 | 26 | 34 | 141 | 236 | 1657
2027 | 150 | 199 | 313 | 39 | 207 | 204 | 150 | 25 | 34 | 140 | 227 | 1688
2028 | 152 | 200 | 319 | 39 | 210 | 203 | 147 | 25 | 33 | 137 | 218 | 1683
2029 | 150 | 197 | 318 | 38 | 207 | 200 | 144 | 24 | 32 | 134 | 211 | 1655
2030 | 149 | 194 | 318 | 37 | 206 | 198 | 140 | 23 | 31 | 131 | 204 | 1631
2031 | 148 | 192 | 316 | 37 | 204 | 195 | 137 | 23 | 30 | 128 | 199 | 1609
2032 | 147 | 189 | 315 | 36 | 203 | 192 | 134 | 22 | 29 | 125 | 193 | 1585
2033 | 146 | 187 | 314 | 35 | 201 | 189 | 131 | 22 | 28 | 122 | 188 | 1563
2034 | 145 | 185 | 313 | 35 | 200 | 186 | 128 | 21 | 28 | 120 | 182 | 1543
2035 | 144 | 182 | 313 | 35 | 199 | 183 | 125 | 21 | 27 | 117 | 177 | 1523
2036 | 143 | 180 | 312 | 34 | 198 | 181 | 122 | 20 | 26 | 114 | 171 | 1501
2037 | 142 | 178 | 311 | 34 | 197 | 178 | 119 | 19 | 25 | 112 | 166 | 1481
2038 | 142 | 176 | 311 | 34 | 196 | 175 | 116 | 19 | 24 | 109 | 160 | 1462
2039 | 141 | 175 | 310 | 33 | 195 | 173 | 113 | 18 | 24 | 106 | 155 | 1443
2040 | 140 | 173 | 309 | 33 | 194 | 170 | 111 | 18 | 23 | 104 | 150 | 1425
2041 | 140 | 171 | 308 | 33 | 193 | 168 | 108 | 17 | 22 | 102 | 146 | 1408
2042 | 139 | 169 | 306 | 32 | 191 | 165 | 106 | 17 | 22 | 100 | 143 | 1390
2043 | 138 | 167 | 303 | 32 | 190 | 163 | 105 | 17 | 21 | 99 | 140 | 1375
2044 | 136 | 164 | 299 | 32 | 187 | 160 | 103 | 16 | 21 | 98 | 138 | 1354
2045 | 135 | 161 | 295 | 31 | 185 | 157 | 101 | 16 | 21 | 96 | 136 | 1334
2046 | 133 | 158 | 291 | 31 | 182 | 154 | 100 | 16 | 20 | 95 | 134 | 1314
2047 | 131 | 155 | 286 | 30 | 179 | 151 | 98 | 15 | 20 | 93 | 132 | 1290
2048 | 129 | 152 | 281 | 29 | 176 | 148 | 96 | 15 | 19 | 92 | 129 | 1266
2049 | 127 | 149 | 275 | 29 | 172 | 145 | 94 | 15 | 19 | 90 | 126 | 1241
2050 | 124 | 145 | 270 | 28 | 169 | 141 | 91 | 14 | 18 | 88 | 124 | 1212
2051 | 122 | 142 | 264 | 27 | 165 | 138 | 89 | 14 | 18 | 86 | 121 | 1186
2052 | 119 | 138 | 258 | 27 | 161 | 134 | 87 | 14 | 17 | 84 | 118 | 1157
2053 | 117 | 135 | 251 | 26 | 157 | 131 | 85 | 13 | 17 | 82 | 115 | 1129
2054 | 114 | 131 | 245 | 26 | 153 | 127 | 82 | 13 | 16 | 80 | 112 | 1099
2055 | 111 | 127 | 238 | 25 | 149 | 123 | 80 | 12 | 16 | 78 | 108 | 1067
Note: The actual impact of solar PV varies considerably by hour of day. The hour of the NYCA coincident peak varies annually. Currently, the NYCA summer peak typically occurs in late afternoon. The NYCA summer peak will likely shift into the evening as additional BTM PV is added to the system, and as electric vehicle charging impacts increase during the evening hours.
Note: The winter coincident peak behind-the-meter solar PV impact is zero because the system typically peaks after sunset.

## I-9d
Table I-9d: Maximum Solar PV Generation, Behind-the-Meter
Reflects Total Cumulative Impacts
Maximum Hourly NYCA BTM Solar PV Generation - MW AC
Year | A | B | C | D | E | F | G | H | I | J | K | NYCA
2025 | 330 | 461 | 772 | 95 | 520 | 622 | 528 | 86 | 113 | 449 | 797 | 4773
2026 | 407 | 553 | 903 | 120 | 621 | 709 | 588 | 95 | 123 | 501 | 857 | 5477
2027 | 468 | 627 | 1025 | 138 | 704 | 789 | 643 | 103 | 133 | 548 | 913 | 6091
2028 | 519 | 686 | 1136 | 152 | 775 | 861 | 692 | 111 | 142 | 590 | 962 | 6626
2029 | 559 | 733 | 1234 | 162 | 833 | 923 | 734 | 117 | 149 | 627 | 1004 | 7075
2030 | 595 | 773 | 1318 | 170 | 883 | 976 | 770 | 122 | 155 | 657 | 1041 | 7460
2031 | 625 | 806 | 1389 | 177 | 925 | 1019 | 800 | 127 | 161 | 683 | 1071 | 7783
2032 | 651 | 835 | 1452 | 183 | 962 | 1057 | 826 | 131 | 166 | 707 | 1099 | 8069
2033 | 675 | 859 | 1507 | 188 | 995 | 1090 | 848 | 134 | 170 | 728 | 1125 | 8319
2034 | 696 | 880 | 1553 | 192 | 1023 | 1118 | 867 | 137 | 173 | 748 | 1148 | 8535
2035 | 714 | 898 | 1593 | 195 | 1048 | 1142 | 883 | 139 | 176 | 765 | 1167 | 8720
2036 | 731 | 914 | 1631 | 199 | 1070 | 1163 | 898 | 141 | 179 | 782 | 1187 | 8895
2037 | 746 | 928 | 1666 | 202 | 1091 | 1183 | 912 | 144 | 181 | 797 | 1206 | 9056
2038 | 761 | 941 | 1698 | 204 | 1111 | 1200 | 925 | 146 | 183 | 813 | 1225 | 9207
2039 | 775 | 954 | 1728 | 206 | 1129 | 1217 | 937 | 148 | 185 | 828 | 1243 | 9350
2040 | 788 | 964 | 1756 | 209 | 1146 | 1232 | 949 | 150 | 188 | 842 | 1261 | 9485
2041 | 801 | 974 | 1782 | 210 | 1162 | 1245 | 961 | 151 | 190 | 856 | 1279 | 9611
2042 | 813 | 983 | 1806 | 212 | 1177 | 1257 | 972 | 153 | 192 | 869 | 1296 | 9730
2043 | 824 | 992 | 1828 | 214 | 1191 | 1268 | 982 | 154 | 194 | 882 | 1313 | 9842
2044 | 834 | 1000 | 1849 | 215 | 1204 | 1278 | 992 | 156 | 195 | 895 | 1330 | 9948
2045 | 844 | 1006 | 1868 | 217 | 1216 | 1287 | 1001 | 157 | 197 | 907 | 1346 | 10046
2046 | 854 | 1013 | 1885 | 217 | 1228 | 1295 | 1010 | 159 | 198 | 918 | 1362 | 10139
2047 | 863 | 1018 | 1901 | 218 | 1238 | 1302 | 1018 | 160 | 200 | 930 | 1377 | 10225
2048 | 871 | 1023 | 1917 | 219 | 1249 | 1309 | 1026 | 162 | 201 | 941 | 1392 | 10310
2049 | 879 | 1027 | 1931 | 220 | 1258 | 1315 | 1034 | 162 | 203 | 951 | 1407 | 10387
2050 | 887 | 1031 | 1944 | 221 | 1267 | 1320 | 1041 | 163 | 204 | 962 | 1422 | 10462
2051 | 894 | 1035 | 1956 | 221 | 1275 | 1325 | 1048 | 164 | 206 | 971 | 1436 | 10531
2052 | 900 | 1038 | 1967 | 222 | 1282 | 1330 | 1054 | 165 | 207 | 981 | 1450 | 10596
2053 | 906 | 1041 | 1978 | 223 | 1289 | 1334 | 1060 | 165 | 207 | 991 | 1464 | 10658
2054 | 912 | 1044 | 1987 | 224 | 1295 | 1338 | 1066 | 166 | 208 | 999 | 1478 | 10717
2055 | 918 | 1046 | 1996 | 224 | 1301 | 1341 | 1071 | 167 | 209 | 1008 | 1491 | 10772
Note: These values represent the hour with maximum BTM solar generation across the NYCA (assumes a spring day during the noon hour).

## I-10a
Table I-10a: Non-Solar Distributed Generation Nameplate Capacity, Behind-the-Meter
Reflects Total Cumulative Namplate Capacity
Namplate Capacity by Zone - MW
Year | A | B | C | D | E | F | G | H | I | J | K | NYCA
2015 | 17 | 4 | 43 | 1 | 9 | 12 | 4 | 1 | 5 | 75 | 8 | 179
2016 | 17 | 4 | 45 | 1 | 11 | 14 | 5 | 2 | 6 | 79 | 12 | 196
2017 | 17 | 4 | 46 | 1 | 12 | 23 | 7 | 2 | 6 | 84 | 13 | 215
2018 | 17 | 5 | 48 | 1 | 13 | 32 | 7 | 2 | 6 | 102 | 15 | 248
2019 | 17 | 7 | 48 | 1 | 13 | 33 | 7 | 2 | 6 | 131 | 18 | 283
2020 | 17 | 7 | 49 | 2 | 13 | 34 | 7 | 2 | 10 | 148 | 31 | 320
2021 | 17 | 8 | 49 | 2 | 17 | 36 | 8 | 2 | 10 | 159 | 42 | 350
2022 | 17 | 8 | 49 | 2 | 27 | 36 | 8 | 2 | 10 | 172 | 42 | 373
2023 | 17 | 8 | 49 | 2 | 27 | 36 | 8 | 2 | 12 | 176 | 52 | 389
2024 | 17 | 8 | 49 | 2 | 27 | 36 | 12 | 2 | 12 | 190 | 56 | 411
2025 | 17 | 8 | 51 | 2 | 28 | 38 | 13 | 2 | 14 | 209 | 59 | 441
2026 | 17 | 8 | 52 | 2 | 29 | 40 | 14 | 2 | 15 | 220 | 61 | 460
2027 | 17 | 8 | 53 | 2 | 30 | 42 | 15 | 2 | 16 | 227 | 63 | 475
2028 | 17 | 8 | 54 | 2 | 31 | 43 | 16 | 2 | 17 | 234 | 65 | 489
2029 | 17 | 8 | 55 | 2 | 32 | 44 | 17 | 2 | 18 | 240 | 67 | 502
2030 | 17 | 8 | 56 | 2 | 33 | 45 | 18 | 2 | 19 | 245 | 69 | 514
2031 | 17 | 8 | 57 | 2 | 34 | 46 | 19 | 2 | 20 | 250 | 71 | 526
2032 | 17 | 8 | 58 | 2 | 35 | 47 | 20 | 2 | 21 | 255 | 73 | 538
2033 | 17 | 8 | 59 | 2 | 36 | 48 | 21 | 2 | 21 | 259 | 75 | 548
2034 | 17 | 8 | 60 | 2 | 37 | 49 | 22 | 2 | 21 | 263 | 76 | 557
2035 | 17 | 8 | 61 | 2 | 38 | 50 | 23 | 2 | 21 | 267 | 77 | 566
2036 | 17 | 8 | 62 | 2 | 39 | 51 | 24 | 2 | 21 | 271 | 78 | 575
2037 | 17 | 8 | 63 | 2 | 40 | 52 | 25 | 2 | 21 | 274 | 79 | 583
2038 | 17 | 8 | 64 | 2 | 40 | 53 | 26 | 2 | 21 | 277 | 80 | 590
2039 | 17 | 8 | 64 | 2 | 40 | 54 | 26 | 2 | 21 | 280 | 81 | 595
2040 | 17 | 8 | 64 | 2 | 40 | 55 | 26 | 2 | 21 | 282 | 82 | 599
2041 | 17 | 8 | 64 | 2 | 40 | 55 | 26 | 2 | 21 | 284 | 83 | 602
2042 | 17 | 8 | 64 | 2 | 40 | 55 | 26 | 2 | 21 | 286 | 84 | 605
2043 | 17 | 8 | 64 | 2 | 40 | 55 | 26 | 2 | 21 | 288 | 85 | 608
2044 | 17 | 8 | 64 | 2 | 40 | 55 | 26 | 2 | 21 | 290 | 86 | 611
2045 | 17 | 8 | 64 | 2 | 40 | 55 | 26 | 2 | 21 | 292 | 87 | 614
2046 | 17 | 8 | 64 | 2 | 40 | 55 | 26 | 2 | 21 | 293 | 88 | 616
2047 | 17 | 8 | 64 | 2 | 40 | 55 | 26 | 2 | 21 | 294 | 89 | 618
2048 | 17 | 8 | 64 | 2 | 40 | 55 | 26 | 2 | 21 | 295 | 90 | 620
2049 | 17 | 8 | 64 | 2 | 40 | 55 | 26 | 2 | 21 | 296 | 91 | 622
2050 | 17 | 8 | 64 | 2 | 40 | 55 | 26 | 2 | 21 | 297 | 92 | 624
2051 | 17 | 8 | 64 | 2 | 40 | 55 | 26 | 2 | 21 | 298 | 93 | 626
2052 | 17 | 8 | 64 | 2 | 40 | 55 | 26 | 2 | 21 | 299 | 93 | 627
2053 | 17 | 8 | 64 | 2 | 40 | 55 | 26 | 2 | 21 | 300 | 93 | 628
2054 | 17 | 8 | 64 | 2 | 40 | 55 | 26 | 2 | 21 | 301 | 93 | 629
2055 | 17 | 8 | 64 | 2 | 40 | 55 | 26 | 2 | 21 | 302 | 93 | 630
Note: Historical values reflect information from NYSERDA's "DER Integrated Data System" and from Transmission Owners.
Note: Resources include combined heat and power, anaerobic digesters, fuel cell facilities, small wind resources, and others.

## I-10b
Table I-10b: Non-Solar Distributed Generation Annual Energy Reductions, Behind-the-Meter
Reflects Total Cumulative Impacts
Reductions in Annual Energy by Zone - GWh
Year | A | B | C | D | E | F | G | H | I | J | K | NYCA
2025 | 98 | 46 | 295 | 12 | 162 | 220 | 75 | 12 | 81 | 769 | 217 | 1987
2026 | 98 | 46 | 301 | 12 | 168 | 231 | 81 | 12 | 87 | 809 | 224 | 2069
2027 | 98 | 46 | 306 | 12 | 173 | 243 | 87 | 12 | 93 | 835 | 232 | 2137
2028 | 98 | 46 | 312 | 12 | 179 | 249 | 93 | 12 | 98 | 861 | 239 | 2199
2029 | 98 | 46 | 318 | 12 | 185 | 254 | 98 | 12 | 104 | 883 | 247 | 2257
2030 | 98 | 46 | 324 | 12 | 191 | 260 | 104 | 12 | 110 | 901 | 254 | 2312
2031 | 98 | 46 | 330 | 12 | 197 | 266 | 110 | 12 | 116 | 920 | 261 | 2368
2032 | 98 | 46 | 335 | 12 | 202 | 272 | 116 | 12 | 121 | 938 | 269 | 2421
2033 | 98 | 46 | 341 | 12 | 208 | 278 | 121 | 12 | 121 | 953 | 276 | 2466
2034 | 98 | 46 | 347 | 12 | 214 | 283 | 127 | 12 | 121 | 968 | 280 | 2508
2035 | 98 | 46 | 353 | 12 | 220 | 289 | 133 | 12 | 121 | 982 | 283 | 2549
2036 | 98 | 46 | 358 | 12 | 225 | 295 | 139 | 12 | 121 | 997 | 287 | 2590
2037 | 98 | 46 | 364 | 12 | 231 | 301 | 145 | 12 | 121 | 1008 | 291 | 2629
2038 | 98 | 46 | 370 | 12 | 231 | 306 | 150 | 12 | 121 | 1019 | 294 | 2659
2039 | 98 | 46 | 370 | 12 | 231 | 312 | 150 | 12 | 121 | 1030 | 298 | 2680
2040 | 98 | 46 | 370 | 12 | 231 | 318 | 150 | 12 | 121 | 1038 | 302 | 2698
2041 | 98 | 46 | 370 | 12 | 231 | 318 | 150 | 12 | 121 | 1045 | 305 | 2708
2042 | 98 | 46 | 370 | 12 | 231 | 318 | 150 | 12 | 121 | 1052 | 309 | 2719
2043 | 98 | 46 | 370 | 12 | 231 | 318 | 150 | 12 | 121 | 1060 | 313 | 2731
2044 | 98 | 46 | 370 | 12 | 231 | 318 | 150 | 12 | 121 | 1067 | 316 | 2741
2045 | 98 | 46 | 370 | 12 | 231 | 318 | 150 | 12 | 121 | 1074 | 320 | 2752
2046 | 98 | 46 | 370 | 12 | 231 | 318 | 150 | 12 | 121 | 1078 | 324 | 2760
2047 | 98 | 46 | 370 | 12 | 231 | 318 | 150 | 12 | 121 | 1082 | 327 | 2767
2048 | 98 | 46 | 370 | 12 | 231 | 318 | 150 | 12 | 121 | 1085 | 331 | 2774
2049 | 98 | 46 | 370 | 12 | 231 | 318 | 150 | 12 | 121 | 1089 | 335 | 2782
2050 | 98 | 46 | 370 | 12 | 231 | 318 | 150 | 12 | 121 | 1093 | 338 | 2789
2051 | 98 | 46 | 370 | 12 | 231 | 318 | 150 | 12 | 121 | 1096 | 342 | 2796
2052 | 98 | 46 | 370 | 12 | 231 | 318 | 150 | 12 | 121 | 1100 | 342 | 2800
2053 | 98 | 46 | 370 | 12 | 231 | 318 | 150 | 12 | 121 | 1104 | 342 | 2804
2054 | 98 | 46 | 370 | 12 | 231 | 318 | 150 | 12 | 121 | 1107 | 342 | 2807
2055 | 98 | 46 | 370 | 12 | 231 | 318 | 150 | 12 | 121 | 1111 | 342 | 2811

## I-10c
Table I-10c: Non-Solar Distributed Generation Peak Reductions, Behind-the-Meter
Reflects Total Cumulative Impacts
Reductions in Summer and Winter Coincident Peak Demand by Zone - MW
Year | A | B | C | D | E | F | G | H | I | J | K | NYCA
2025 | 17 | 8 | 50 | 2 | 28 | 38 | 13 | 2 | 14 | 133 | 37 | 342
2026 | 17 | 8 | 51 | 2 | 29 | 40 | 14 | 2 | 15 | 138 | 38 | 354
2027 | 17 | 8 | 51 | 2 | 29 | 40 | 14 | 2 | 15 | 139 | 39 | 356
2028 | 17 | 8 | 52 | 2 | 30 | 41 | 15 | 2 | 16 | 142 | 40 | 365
2029 | 17 | 8 | 52 | 2 | 30 | 42 | 16 | 2 | 17 | 145 | 41 | 372
2030 | 17 | 8 | 53 | 2 | 31 | 43 | 17 | 2 | 18 | 147 | 42 | 380
2031 | 17 | 8 | 54 | 2 | 32 | 43 | 18 | 2 | 19 | 149 | 42 | 386
2032 | 17 | 8 | 54 | 2 | 33 | 44 | 19 | 2 | 19 | 152 | 44 | 394
2033 | 17 | 8 | 55 | 2 | 34 | 45 | 20 | 2 | 19 | 155 | 44 | 401
2034 | 17 | 8 | 56 | 2 | 35 | 46 | 21 | 2 | 20 | 157 | 45 | 409
2035 | 17 | 8 | 57 | 2 | 36 | 47 | 22 | 2 | 20 | 159 | 46 | 416
2036 | 17 | 8 | 58 | 2 | 36 | 48 | 23 | 2 | 20 | 162 | 47 | 423
2037 | 17 | 8 | 59 | 2 | 37 | 49 | 23 | 2 | 20 | 164 | 47 | 428
2038 | 17 | 8 | 59 | 2 | 37 | 50 | 24 | 2 | 20 | 165 | 48 | 432
2039 | 17 | 8 | 60 | 2 | 37 | 50 | 24 | 2 | 20 | 167 | 48 | 435
2040 | 17 | 8 | 60 | 2 | 37 | 51 | 24 | 2 | 20 | 168 | 49 | 438
2041 | 17 | 8 | 60 | 2 | 37 | 51 | 24 | 2 | 20 | 170 | 50 | 441
2042 | 17 | 8 | 60 | 2 | 37 | 52 | 24 | 2 | 20 | 171 | 50 | 443
2043 | 17 | 8 | 60 | 2 | 37 | 52 | 24 | 2 | 20 | 172 | 51 | 445
2044 | 17 | 8 | 60 | 2 | 37 | 52 | 24 | 2 | 20 | 173 | 51 | 446
2045 | 17 | 8 | 60 | 2 | 37 | 52 | 24 | 2 | 20 | 173 | 52 | 447
2046 | 17 | 8 | 60 | 2 | 37 | 52 | 24 | 2 | 20 | 174 | 52 | 448
2047 | 17 | 8 | 60 | 2 | 37 | 52 | 24 | 2 | 20 | 174 | 53 | 449
2048 | 17 | 8 | 60 | 2 | 37 | 52 | 24 | 2 | 20 | 175 | 53 | 450
2049 | 17 | 8 | 60 | 2 | 37 | 52 | 24 | 2 | 20 | 176 | 54 | 452
2050 | 17 | 8 | 60 | 2 | 37 | 52 | 24 | 2 | 20 | 176 | 54 | 452
2051 | 17 | 8 | 60 | 2 | 37 | 52 | 24 | 2 | 20 | 177 | 55 | 454
2052 | 17 | 8 | 60 | 2 | 37 | 52 | 24 | 2 | 20 | 177 | 55 | 454
2053 | 17 | 8 | 60 | 2 | 37 | 52 | 24 | 2 | 20 | 177 | 55 | 454
2054 | 17 | 8 | 60 | 2 | 37 | 52 | 24 | 2 | 20 | 177 | 55 | 454
2055 | 17 | 8 | 60 | 2 | 37 | 52 | 24 | 2 | 20 | 177 | 55 | 454
Note: Peak reductions reflect estimated summer reductions for the year listed, along with reductions for the following winter.
For example, the values listed for 2025 represent reductions to the 2025 summer peak and the 2025-26 winter peak.

## I-11a
Table I-11a: Electric Vehicle Stock Forecast
Total Number of Electric Vehicles
Number of Electric Vehicles by Type - NYCA
Year | LDV (1) | MHDV (2) | Buses (3) | Total Stock
2025 | 357000 | 6000 | 1000 | 364000
2026 | 475000 | 7000 | 2000 | 484000
2027 | 621000 | 9000 | 4000 | 634000
2028 | 800000 | 12000 | 6000 | 818000
2029 | 1018000 | 16000 | 8000 | 1042000
2030 | 1279000 | 20000 | 10000 | 1309000
2031 | 1590000 | 26000 | 12000 | 1628000
2032 | 1954000 | 33000 | 14000 | 2001000
2033 | 2381000 | 40000 | 15000 | 2436000
2034 | 2878000 | 49000 | 17000 | 2944000
2035 | 3452000 | 59000 | 19000 | 3530000
2036 | 4022000 | 70000 | 20000 | 4112000
2037 | 4581000 | 82000 | 21000 | 4684000
2038 | 5124000 | 95000 | 22000 | 5241000
2039 | 5645000 | 108000 | 23000 | 5776000
2040 | 6138000 | 123000 | 24000 | 6285000
2041 | 6601000 | 138000 | 24000 | 6763000
2042 | 7033000 | 154000 | 25000 | 7212000
2043 | 7431000 | 170000 | 26000 | 7627000
2044 | 7792000 | 187000 | 26000 | 8005000
2045 | 8110000 | 205000 | 27000 | 8342000
2046 | 8378000 | 222000 | 27000 | 8627000
2047 | 8593000 | 237000 | 27000 | 8857000
2048 | 8760000 | 252000 | 28000 | 9040000
2049 | 8880000 | 266000 | 28000 | 9174000
2050 | 8959000 | 278000 | 28000 | 9265000
2051 | 9044000 | 290000 | 28000 | 9362000
2052 | 9080000 | 300000 | 28000 | 9408000
2053 | 9109000 | 308000 | 28000 | 9445000
2054 | 9126000 | 315000 | 28000 | 9469000
2055 | 9127000 | 321000 | 28000 | 9476000
(1) - Light Duty Vehicles, at most 10,000 lb. (Gross Vehicle Weight Rating (GVWR) Vehicle Classes 1 & 2).
(2) - Medium and Heavy Duty Vehicles, greater than 10,000 lb. (GVWR Classes 3-8).
(3) - Includes school and transit buses.
Note: For reference, in 2024 there were approximately 10.6 million LDVs, 450,000 MHDVs,
and 45,000 buses registered in the state, per these classifications.

## I-11b
Table I-11b: Electric Vehicle Annual Energy Usage
Reflects Total Cumulative Impacts
Total Annual Energy Usage by Zone - GWh
Year | A | B | C | D | E | F | G | H | I | J | K | NYCA
2025 | 115 | 102 | 103 | 10 | 60 | 117 | 141 | 42 | 76 | 222 | 365 | 1353
2026 | 152 | 131 | 142 | 13 | 85 | 160 | 191 | 55 | 101 | 297 | 469 | 1796
2027 | 207 | 170 | 198 | 18 | 123 | 219 | 258 | 71 | 131 | 389 | 599 | 2383
2028 | 282 | 220 | 272 | 25 | 176 | 297 | 344 | 90 | 166 | 501 | 760 | 3133
2029 | 379 | 283 | 368 | 34 | 246 | 397 | 451 | 112 | 209 | 635 | 953 | 4067
2030 | 501 | 360 | 486 | 45 | 334 | 520 | 584 | 139 | 260 | 795 | 1184 | 5208
2031 | 651 | 454 | 630 | 59 | 443 | 671 | 744 | 169 | 319 | 982 | 1457 | 6579
2032 | 831 | 565 | 804 | 76 | 575 | 852 | 936 | 205 | 388 | 1201 | 1776 | 8209
2033 | 1046 | 696 | 1009 | 96 | 734 | 1068 | 1164 | 246 | 468 | 1453 | 2148 | 10128
2034 | 1300 | 850 | 1251 | 119 | 922 | 1322 | 1432 | 293 | 560 | 1745 | 2579 | 12373
2035 | 1598 | 1030 | 1534 | 147 | 1143 | 1619 | 1746 | 348 | 665 | 2079 | 3075 | 14984
2036 | 1904 | 1214 | 1824 | 175 | 1370 | 1927 | 2071 | 403 | 773 | 2420 | 3582 | 17663
2037 | 2216 | 1401 | 2121 | 204 | 1601 | 2243 | 2404 | 459 | 882 | 2766 | 4095 | 20392
2038 | 2532 | 1589 | 2420 | 233 | 1836 | 2563 | 2742 | 515 | 991 | 3112 | 4609 | 23142
2039 | 2849 | 1776 | 2720 | 262 | 2072 | 2887 | 3082 | 569 | 1098 | 3455 | 5119 | 25889
2040 | 3163 | 1962 | 3018 | 291 | 2306 | 3209 | 3421 | 622 | 1204 | 3792 | 5619 | 28607
2041 | 3472 | 2143 | 3311 | 319 | 2537 | 3528 | 3757 | 674 | 1306 | 4123 | 6107 | 31277
2042 | 3774 | 2321 | 3598 | 347 | 2762 | 3843 | 4088 | 724 | 1406 | 4445 | 6583 | 33891
2043 | 4066 | 2493 | 3877 | 373 | 2980 | 4151 | 4413 | 772 | 1503 | 4759 | 7046 | 36433
2044 | 4347 | 2657 | 4144 | 399 | 3189 | 4450 | 4728 | 818 | 1597 | 5062 | 7492 | 38883
2045 | 4612 | 2813 | 4398 | 423 | 3385 | 4736 | 5030 | 862 | 1686 | 5352 | 7916 | 41213
2046 | 4850 | 2953 | 4627 | 444 | 3562 | 4997 | 5308 | 902 | 1767 | 5616 | 8302 | 43328
2047 | 5061 | 3077 | 4829 | 462 | 3717 | 5233 | 5560 | 938 | 1840 | 5852 | 8646 | 45215
2048 | 5243 | 3185 | 5005 | 478 | 3850 | 5442 | 5785 | 969 | 1905 | 6061 | 8950 | 46873
2049 | 5398 | 3278 | 5156 | 491 | 3963 | 5625 | 5984 | 997 | 1961 | 6243 | 9215 | 48311
2050 | 5528 | 3356 | 5283 | 502 | 4057 | 5784 | 6158 | 1020 | 2010 | 6397 | 9440 | 49535
2051 | 5611 | 3406 | 5366 | 508 | 4116 | 5895 | 6282 | 1035 | 2042 | 6501 | 9589 | 50351
2052 | 5664 | 3438 | 5420 | 512 | 4153 | 5976 | 6374 | 1045 | 2064 | 6571 | 9690 | 50907
2053 | 5706 | 3465 | 5463 | 515 | 4182 | 6046 | 6457 | 1054 | 2084 | 6631 | 9775 | 51378
2054 | 5736 | 3484 | 5495 | 516 | 4201 | 6103 | 6528 | 1061 | 2099 | 6677 | 9842 | 51742
2055 | 5750 | 3495 | 5512 | 516 | 4208 | 6145 | 6584 | 1066 | 2110 | 6707 | 9885 | 51978

## I-11c
Table I-11c: Electric Vehicle Summer Coincident Peak Demand
Reflects Total Cumulative Impacts
Total Increase in Summer Coincident Peak Demand by Zone - MW
Year | A | B | C | D | E | F | G | H | I | J | K | NYCA
2025 | 15 | 14 | 19 | 2 | 9 | 20 | 23 | 5 | 14 | 28 | 41 | 190
2026 | 21 | 21 | 20 | 2 | 11 | 29 | 28 | 7 | 16 | 40 | 75 | 270
2027 | 33 | 27 | 25 | 3 | 16 | 34 | 41 | 9 | 18 | 53 | 95 | 354
2028 | 45 | 35 | 38 | 4 | 26 | 47 | 57 | 13 | 25 | 76 | 123 | 489
2029 | 59 | 45 | 56 | 6 | 41 | 60 | 67 | 18 | 35 | 89 | 153 | 629
2030 | 80 | 57 | 75 | 7 | 52 | 88 | 78 | 21 | 42 | 123 | 199 | 822
2031 | 98 | 74 | 91 | 9 | 69 | 111 | 101 | 26 | 52 | 139 | 230 | 1000
2032 | 131 | 87 | 117 | 12 | 88 | 140 | 140 | 32 | 61 | 170 | 269 | 1247
2033 | 157 | 107 | 150 | 15 | 120 | 170 | 187 | 41 | 68 | 209 | 298 | 1522
2034 | 197 | 129 | 201 | 19 | 146 | 194 | 221 | 49 | 82 | 260 | 377 | 1875
2035 | 230 | 151 | 249 | 23 | 184 | 244 | 266 | 55 | 92 | 316 | 454 | 2264
2036 | 279 | 182 | 270 | 27 | 210 | 281 | 319 | 59 | 111 | 365 | 539 | 2642
2037 | 330 | 212 | 306 | 32 | 241 | 322 | 350 | 66 | 129 | 412 | 642 | 3042
2038 | 363 | 225 | 351 | 36 | 263 | 378 | 399 | 74 | 142 | 459 | 697 | 3387
2039 | 410 | 256 | 393 | 39 | 281 | 425 | 451 | 80 | 158 | 486 | 746 | 3725
2040 | 454 | 286 | 418 | 42 | 312 | 462 | 487 | 87 | 163 | 542 | 826 | 4079
2041 | 494 | 311 | 470 | 45 | 346 | 521 | 509 | 97 | 178 | 591 | 895 | 4457
2042 | 527 | 325 | 507 | 50 | 372 | 569 | 572 | 101 | 191 | 624 | 914 | 4752
2043 | 579 | 363 | 540 | 53 | 409 | 603 | 616 | 104 | 204 | 643 | 997 | 5111
2044 | 623 | 387 | 568 | 57 | 447 | 639 | 643 | 109 | 217 | 681 | 1058 | 5429
2045 | 665 | 394 | 617 | 60 | 474 | 681 | 689 | 113 | 230 | 711 | 1116 | 5750
2046 | 684 | 409 | 640 | 61 | 500 | 705 | 741 | 114 | 243 | 723 | 1150 | 5970
2047 | 710 | 428 | 667 | 62 | 507 | 727 | 774 | 121 | 252 | 751 | 1227 | 6226
2048 | 726 | 431 | 678 | 63 | 521 | 740 | 803 | 128 | 255 | 793 | 1236 | 6374
2049 | 731 | 438 | 688 | 64 | 531 | 748 | 825 | 129 | 258 | 823 | 1272 | 6507
2050 | 736 | 448 | 694 | 65 | 542 | 753 | 839 | 130 | 262 | 848 | 1282 | 6599
2051 | 752 | 451 | 698 | 66 | 548 | 756 | 851 | 131 | 264 | 863 | 1288 | 6668
2052 | 764 | 453 | 700 | 67 | 563 | 758 | 858 | 132 | 265 | 872 | 1292 | 6724
2053 | 776 | 454 | 701 | 68 | 567 | 759 | 862 | 133 | 266 | 877 | 1294 | 6757
2054 | 783 | 455 | 702 | 69 | 569 | 760 | 864 | 134 | 267 | 880 | 1295 | 6778
2055 | 787 | 456 | 703 | 70 | 570 | 761 | 865 | 135 | 268 | 882 | 1296 | 6793
Note: The baseline electric vehicle peak forecast assumes an increasing share of managed charging over time.

## I-11d
Table I-11d: Electric Vehicle Winter Coincident Peak Demand
Reflects Total Cumulative Impacts
Total Increase in Winter Coincident Peak Demand by Zone - MW
Year | A | B | C | D | E | F | G | H | I | J | K | NYCA
2025-26 | 34 | 31 | 34 | 3 | 19 | 37 | 43 | 11 | 17 | 67 | 109 | 405
2026-27 | 48 | 40 | 40 | 4 | 29 | 46 | 54 | 13 | 24 | 81 | 129 | 508
2027-28 | 57 | 48 | 56 | 6 | 39 | 60 | 66 | 17 | 34 | 95 | 157 | 635
2028-29 | 74 | 54 | 75 | 7 | 51 | 82 | 83 | 21 | 45 | 128 | 203 | 823
2029-30 | 97 | 71 | 107 | 9 | 66 | 109 | 118 | 28 | 54 | 152 | 232 | 1043
2030-31 | 121 | 87 | 133 | 12 | 89 | 142 | 157 | 33 | 65 | 199 | 290 | 1328
2031-32 | 165 | 115 | 173 | 16 | 121 | 178 | 204 | 42 | 79 | 248 | 367 | 1708
2032-33 | 206 | 138 | 211 | 20 | 153 | 222 | 244 | 48 | 89 | 313 | 455 | 2099
2033-34 | 267 | 176 | 267 | 25 | 175 | 267 | 302 | 58 | 109 | 332 | 532 | 2510
2034-35 | 307 | 210 | 319 | 30 | 204 | 329 | 356 | 71 | 132 | 376 | 584 | 2918
2035-36 | 369 | 245 | 372 | 37 | 257 | 379 | 397 | 83 | 161 | 450 | 654 | 3404
2036-37 | 421 | 281 | 426 | 40 | 300 | 430 | 462 | 95 | 180 | 527 | 749 | 3911
2037-38 | 476 | 310 | 470 | 45 | 358 | 495 | 527 | 103 | 201 | 608 | 829 | 4422
2038-39 | 541 | 343 | 516 | 51 | 416 | 551 | 579 | 112 | 213 | 678 | 926 | 4926
2039-40 | 605 | 379 | 568 | 55 | 449 | 611 | 646 | 119 | 230 | 721 | 1054 | 5437
2040-41 | 660 | 407 | 631 | 61 | 485 | 684 | 707 | 125 | 244 | 787 | 1167 | 5958
2041-42 | 715 | 448 | 677 | 66 | 532 | 726 | 773 | 126 | 255 | 842 | 1264 | 6424
2042-43 | 767 | 480 | 735 | 71 | 553 | 785 | 821 | 138 | 272 | 899 | 1386 | 6907
2043-44 | 837 | 512 | 788 | 75 | 586 | 824 | 888 | 147 | 294 | 959 | 1494 | 7404
2044-45 | 869 | 536 | 829 | 80 | 621 | 874 | 954 | 157 | 313 | 1010 | 1541 | 7784
2045-46 | 937 | 574 | 872 | 83 | 651 | 923 | 1001 | 169 | 332 | 1055 | 1597 | 8194
2046-47 | 963 | 599 | 927 | 88 | 682 | 983 | 1045 | 180 | 352 | 1095 | 1659 | 8573
2047-48 | 1014 | 619 | 966 | 90 | 720 | 1027 | 1089 | 183 | 361 | 1154 | 1723 | 8946
2048-49 | 1015 | 630 | 1007 | 91 | 743 | 1089 | 1121 | 188 | 367 | 1189 | 1750 | 9190
2049-50 | 1042 | 637 | 1011 | 91 | 757 | 1118 | 1126 | 191 | 372 | 1210 | 1772 | 9327
2050-51 | 1046 | 641 | 1027 | 93 | 765 | 1144 | 1148 | 193 | 378 | 1223 | 1810 | 9468
2051-52 | 1069 | 643 | 1037 | 94 | 770 | 1160 | 1174 | 194 | 382 | 1231 | 1833 | 9587
2052-53 | 1083 | 644 | 1043 | 95 | 773 | 1170 | 1197 | 195 | 384 | 1236 | 1847 | 9667
2053-54 | 1091 | 645 | 1047 | 96 | 775 | 1176 | 1200 | 196 | 385 | 1239 | 1855 | 9705
2054-55 | 1096 | 646 | 1049 | 97 | 776 | 1180 | 1225 | 197 | 386 | 1241 | 1860 | 9753
2055-56 | 1099 | 647 | 1050 | 98 | 777 | 1182 | 1237 | 198 | 387 | 1242 | 1863 | 9780
Note: The baseline electric vehicle peak forecast assumes an increasing share of managed charging over time.

## I-12a
Table I-12a: Energy Storage Nameplate Capacity, Behind-the-Meter
Reflects Total Cumulative Nameplate Capacity of Behind-the-Meter Storage
Nameplate Capacity by Zone - MW
Year | A | B | C | D | E | F | G | H | I | J | K | NYCA
2025 | 6 | 10 | 46 | 0 | 66 | 40 | 84 | 9 | 12 | 67 | 45 | 385
2026 | 8 | 13 | 57 | 1 | 79 | 48 | 99 | 11 | 17 | 104 | 52 | 489
2027 | 10 | 16 | 68 | 1 | 92 | 57 | 113 | 14 | 22 | 156 | 59 | 608
2028 | 12 | 19 | 80 | 1 | 105 | 66 | 128 | 17 | 28 | 203 | 66 | 725
2029 | 14 | 22 | 93 | 2 | 117 | 74 | 142 | 20 | 31 | 238 | 75 | 828
2030 | 16 | 26 | 106 | 3 | 129 | 83 | 154 | 24 | 38 | 295 | 85 | 959
2031 | 18 | 30 | 120 | 3 | 140 | 92 | 166 | 27 | 42 | 337 | 95 | 1070
2032 | 20 | 35 | 133 | 4 | 150 | 100 | 177 | 31 | 46 | 370 | 107 | 1173
2033 | 23 | 39 | 148 | 5 | 160 | 108 | 186 | 35 | 50 | 405 | 119 | 1278
2034 | 25 | 44 | 162 | 6 | 169 | 115 | 194 | 40 | 54 | 442 | 132 | 1383
2035 | 28 | 49 | 177 | 7 | 176 | 124 | 204 | 44 | 59 | 482 | 145 | 1495
2036 | 31 | 54 | 193 | 8 | 183 | 132 | 213 | 48 | 63 | 525 | 160 | 1610
2037 | 34 | 60 | 208 | 9 | 190 | 140 | 221 | 53 | 68 | 569 | 176 | 1728
2038 | 36 | 65 | 224 | 10 | 196 | 147 | 228 | 57 | 74 | 617 | 192 | 1846
2039 | 39 | 71 | 239 | 11 | 203 | 154 | 234 | 62 | 78 | 660 | 208 | 1959
2040 | 42 | 77 | 255 | 12 | 209 | 161 | 240 | 67 | 82 | 691 | 221 | 2057
2041 | 45 | 82 | 270 | 13 | 214 | 167 | 245 | 71 | 87 | 744 | 235 | 2173
2042 | 48 | 88 | 284 | 14 | 220 | 174 | 250 | 76 | 93 | 794 | 255 | 2296
2043 | 51 | 94 | 297 | 15 | 225 | 180 | 254 | 81 | 99 | 842 | 275 | 2413
2044 | 54 | 100 | 310 | 17 | 231 | 185 | 258 | 86 | 106 | 906 | 297 | 2550
2045 | 57 | 106 | 322 | 18 | 236 | 191 | 261 | 90 | 110.9874 | 962 | 312 | 2665.9874
2046 | 60 | 112 | 334 | 19 | 241 | 196 | 264 | 94 | 117 | 1024 | 326 | 2787
2047 | 62 | 117 | 345 | 20 | 246 | 201 | 267 | 98 | 122 | 1081 | 339 | 2898
2048 | 64 | 122 | 355 | 21 | 251 | 206 | 269 | 102 | 127 | 1133 | 352 | 3002
2049 | 67 | 127 | 366 | 22 | 255 | 210 | 272 | 105 | 131 | 1179 | 364 | 3098
2050 | 69 | 132 | 375 | 23 | 260 | 215 | 274 | 108 | 135 | 1220 | 376 | 3187
2051 | 71 | 136 | 385 | 24 | 264 | 219 | 275 | 111 | 138 | 1256 | 387 | 3266
2052 | 73 | 140 | 394 | 24 | 269 | 224 | 277 | 113 | 141 | 1287 | 398 | 3340
2053 | 75 | 144 | 403 | 25 | 273 | 228 | 278 | 115 | 143 | 1314 | 408 | 3406
2054 | 77 | 148 | 411 | 25 | 277 | 232 | 280 | 117 | 145 | 1338 | 418 | 3468
2055 | 78 | 152 | 419 | 26 | 282 | 236 | 281 | 119 | 147 | 1357 | 428 | 3525
Note: The storage capacity forecast includes only behind-the-meter resources, which reflect only a portion of the State’s energy storage targets.
These targets are expected to be met largely through interconnecting wholesale energy storage projects.
Pumped Storage is not included. See Table III-2 for current resources.

## I-12b
Table I-12b: Energy Storage Energy Impacts
Reflects Total Cumulative Impacts - Including Wholesale and Behind-the-Meter
Annual Net Electricity Consumption by Zone - GWh
Year | A | B | C | D | E | F | G | H | I | J | K | NYCA
2025 | 26 | 1 | 7 | 3 | 32 | 6 | 16 | 1 | 2 | 14 | 9 | 117
2026 | 33 | 4 | 16 | 5 | 43 | 20 | 33 | 9 | 6 | 79 | 62 | 310
2027 | 38 | 6 | 26 | 6 | 51 | 35 | 93 | 18 | 9 | 160 | 109 | 551
2028 | 43 | 8 | 36 | 7 | 60 | 50 | 140 | 26 | 13 | 184 | 134 | 701
2029 | 48 | 10 | 46 | 9 | 68 | 65 | 157 | 34 | 17 | 207 | 159 | 820
2030 | 51 | 11 | 53 | 10 | 74 | 75 | 169 | 40 | 20 | 227 | 176 | 906
2031 | 55 | 13 | 60 | 11 | 81 | 85 | 181 | 45 | 22 | 245 | 194 | 992
2032 | 58 | 15 | 68 | 12 | 87 | 95 | 193 | 51 | 25 | 262 | 212 | 1078
2033 | 61 | 16 | 75 | 14 | 93 | 106 | 204 | 57 | 28 | 279 | 230 | 1163
2034 | 65 | 18 | 83 | 15 | 98 | 116 | 216 | 63 | 30 | 297 | 248 | 1249
2035 | 68 | 20 | 90 | 16 | 104 | 126 | 227 | 69 | 33 | 314 | 266 | 1333
2036 | 72 | 21 | 98 | 17 | 110 | 136 | 239 | 75 | 36 | 333 | 285 | 1422
2037 | 75 | 23 | 106 | 18 | 115 | 147 | 250 | 81 | 39 | 351 | 303 | 1508
2038 | 79 | 25 | 113 | 19 | 120 | 157 | 262 | 87 | 41 | 370 | 322 | 1595
2039 | 82 | 27 | 121 | 21 | 126 | 167 | 273 | 93 | 44 | 388 | 340 | 1682
2040 | 86 | 29 | 129 | 22 | 132 | 177 | 284 | 99 | 47 | 405 | 359 | 1769
2041 | 89 | 31 | 137 | 23 | 137 | 187 | 295 | 105 | 50 | 425 | 378 | 1857
2042 | 93 | 33 | 144 | 24 | 142 | 198 | 307 | 111 | 53 | 445 | 397 | 1947
2043 | 96 | 35 | 152 | 25 | 148 | 208 | 318 | 117 | 56 | 464 | 417 | 2036
2044 | 100 | 37 | 159 | 27 | 153 | 218 | 329 | 123 | 59 | 485 | 437 | 2127
2045 | 103 | 39 | 166 | 28 | 159 | 228 | 340 | 129 | 62 | 506 | 455 | 2215
2046 | 107 | 41 | 174 | 29 | 164 | 238 | 351 | 135 | 65 | 527 | 474 | 2305
2047 | 110 | 43 | 181 | 30 | 170 | 248 | 362 | 141 | 68 | 548 | 493 | 2394
2048 | 113 | 45 | 188 | 31 | 175 | 258 | 372 | 147 | 71 | 568 | 511 | 2479
2049 | 117 | 47 | 195 | 32 | 180 | 268 | 383 | 153 | 74 | 587 | 530 | 2566
2050 | 120 | 49 | 202 | 34 | 186 | 278 | 394 | 159 | 77 | 605 | 548 | 2652
2051 | 124 | 51 | 209 | 35 | 191 | 288 | 405 | 165 | 79 | 622 | 566 | 2735
2052 | 127 | 52 | 216 | 36 | 196 | 298 | 415 | 170 | 82 | 639 | 584 | 2815
2053 | 130 | 54 | 223 | 37 | 202 | 308 | 426 | 176 | 84 | 655 | 603 | 2898
2054 | 134 | 56 | 229 | 38 | 207 | 318 | 436 | 182 | 87 | 671 | 621 | 2979
2055 | 137 | 58 | 236 | 39 | 212 | 328 | 447 | 187 | 89 | 686 | 639 | 3058
Note: Both wholesale and behind-the-meter storage contribute to sytem net energy consumption.
Note: Values listed reflect net energy consumption due to round trip efficiency or battery losses.

## I-12c
Table I-12c: Energy Storage Peak Reductions, Behind-the-Meter
Reflects Total Cumulative Impacts
Reductions in Summer and Winter Coincident Peak Demand by Zone - MW
Year | A | B | C | D | E | F | G | H | I | J | K | NYCA
2025 | 3 | 6 | 26 | 0 | 37 | 22 | 47 | 5 | 6 | 34 | 38 | 224
2026 | 4 | 7 | 32 | 1 | 44 | 27 | 55 | 6 | 9 | 52 | 44 | 281
2027 | 6 | 9 | 38 | 1 | 51 | 32 | 63 | 8 | 11 | 78 | 50 | 347
2028 | 7 | 11 | 45 | 1 | 59 | 37 | 71 | 9 | 14 | 102 | 56 | 412
2029 | 8 | 12 | 52 | 1 | 65 | 41 | 79 | 11 | 16 | 119 | 64 | 468
2030 | 9 | 15 | 59 | 2 | 72 | 46 | 86 | 13 | 19 | 148 | 72 | 541
2031 | 10 | 17 | 67 | 2 | 78 | 51 | 93 | 15 | 21 | 169 | 81 | 604
2032 | 11 | 20 | 74 | 2 | 84 | 56 | 99 | 17 | 23 | 185 | 91 | 662
2033 | 13 | 22 | 83 | 3 | 89 | 60 | 104 | 20 | 25 | 203 | 101 | 723
2034 | 14 | 25 | 90 | 3 | 94 | 64 | 108 | 22 | 27 | 221 | 112 | 780
2035 | 16 | 27 | 99 | 4 | 98 | 69 | 114 | 25 | 30 | 241 | 123 | 846
2036 | 17 | 30 | 108 | 4 | 102 | 74 | 119 | 27 | 32 | 263 | 136 | 912
2037 | 19 | 34 | 116 | 5 | 106 | 78 | 123 | 30 | 34 | 285 | 150 | 980
2038 | 20 | 36 | 125 | 6 | 109 | 82 | 127 | 32 | 37 | 309 | 163 | 1046
2039 | 22 | 40 | 133 | 6 | 113 | 86 | 131 | 35 | 39 | 330 | 177 | 1112
2040 | 23 | 43 | 142 | 7 | 117 | 90 | 134 | 37 | 41 | 346 | 188 | 1168
2041 | 25 | 46 | 151 | 7 | 119 | 93 | 137 | 40 | 44 | 372 | 200 | 1234
2042 | 27 | 49 | 159 | 8 | 123 | 97 | 140 | 42 | 47 | 397 | 217 | 1306
2043 | 28 | 52 | 166 | 8 | 126 | 101 | 142 | 45 | 50 | 421 | 234 | 1373
2044 | 30 | 56 | 173 | 9 | 129 | 103 | 144 | 48 | 53 | 453 | 252 | 1450
2045 | 32 | 59 | 180 | 10 | 132 | 107 | 146 | 50 | 55 | 481 | 265 | 1517
2046 | 34 | 63 | 186 | 11 | 135 | 109 | 147 | 52 | 59 | 512 | 277 | 1585
2047 | 35 | 65 | 193 | 11 | 137 | 112 | 149 | 55 | 61 | 541 | 288 | 1647
2048 | 36 | 68 | 198 | 12 | 140 | 115 | 150 | 57 | 64 | 567 | 299 | 1706
2049 | 37 | 71 | 204 | 12 | 142 | 117 | 152 | 59 | 66 | 590 | 309 | 1759
2050 | 39 | 74 | 209 | 13 | 145 | 120 | 153 | 60 | 68 | 610 | 320 | 1811
2051 | 40 | 76 | 215 | 13 | 147 | 122 | 154 | 62 | 69 | 628 | 329 | 1855
2052 | 41 | 78 | 220 | 13 | 150 | 125 | 155 | 63 | 71 | 644 | 338 | 1898
2053 | 42 | 80 | 225 | 14 | 152 | 127 | 155 | 64 | 72 | 657 | 347 | 1935
2054 | 43 | 83 | 229 | 14 | 155 | 130 | 156 | 65 | 73 | 669 | 355 | 1972
2055 | 44 | 85 | 234 | 15 | 157 | 132 | 157 | 66 | 74 | 679 | 364 | 2007
Note: Peak Reductions due to behind-the-meter storage. Wholesale market storage is assumed to be dispatched as generation.
Note: Peak reductions reflect estimated summer reductions for the year listed, along with reductions for the following winter.
For example, the values listed for 2025 represent reductions to the 2025 summer peak and the 2025-26 winter peak.

## I-13a
Table I-13a: Building Electrification Annual Energy Usage
Reflects Cumulative Future Impacts
Total Annual Energy Usage by Zone - GWh
Year | A | B | C | D | E | F | G | H | I | J | K | NYCA
2025 | 39 | 24 | 31 | 2 | 21 | 30 | 27 | 6 | 14 | 162 | 55 | 411
2026 | 112 | 69 | 89 | 6 | 60 | 85 | 78 | 18 | 40 | 464 | 156 | 1177
2027 | 188 | 115 | 150 | 9 | 101 | 144 | 131 | 30 | 67 | 783 | 261 | 1979
2028 | 281 | 172 | 224 | 14 | 151 | 216 | 197 | 45 | 101 | 1178 | 392 | 2971
2029 | 377 | 232 | 301 | 19 | 203 | 290 | 265 | 61 | 135 | 1587 | 528 | 3998
2030 | 474 | 291 | 379 | 24 | 255 | 366 | 335 | 76 | 171 | 2002 | 665 | 5038
2031 | 572 | 352 | 458 | 29 | 308 | 443 | 406 | 92 | 207 | 2425 | 805 | 6097
2032 | 677 | 418 | 543 | 34 | 365 | 525 | 482 | 110 | 246 | 2880 | 955 | 7235
2033 | 789 | 488 | 633 | 40 | 425 | 614 | 564 | 128 | 288 | 3363 | 1115 | 8447
2034 | 918 | 568 | 737 | 46 | 495 | 716 | 659 | 150 | 336 | 3920 | 1299 | 9844
2035 | 1058 | 655 | 849 | 53 | 571 | 827 | 761 | 173 | 388 | 4518 | 1499 | 11352
2036 | 1269 | 786 | 1019 | 63 | 684 | 994 | 916 | 208 | 466 | 5419 | 1799 | 13623
2037 | 1513 | 939 | 1215 | 76 | 816 | 1188 | 1094 | 249 | 556 | 6452 | 2147 | 16245
2038 | 1783 | 1106 | 1431 | 89 | 960 | 1402 | 1292 | 293 | 655 | 7582 | 2530 | 19123
2039 | 2041 | 1267 | 1638 | 102 | 1099 | 1608 | 1482 | 336 | 750 | 8654 | 2897 | 21874
2040 | 2304 | 1431 | 1848 | 114 | 1239 | 1817 | 1675 | 380 | 846 | 9725 | 3268 | 24647
2041 | 2539 | 1577 | 2035 | 126 | 1364 | 2005 | 1848 | 419 | 932 | 10660 | 3598 | 27103
2042 | 2762 | 1716 | 2211 | 137 | 1482 | 2183 | 2011 | 456 | 1012 | 11524 | 3910 | 29404
2043 | 2974 | 1848 | 2379 | 147 | 1594 | 2353 | 2167 | 491 | 1089 | 12326 | 4205 | 31573
2044 | 3180 | 1976 | 2541 | 157 | 1701 | 2518 | 2319 | 526 | 1162 | 13087 | 4490 | 33657
2045 | 3357 | 2086 | 2680 | 165 | 1794 | 2661 | 2448 | 555 | 1224 | 13704 | 4733 | 35407
2046 | 3520 | 2186 | 2806 | 172 | 1878 | 2792 | 2568 | 582 | 1281 | 14251 | 4954 | 36990
2047 | 3670 | 2280 | 2923 | 179 | 1955 | 2914 | 2679 | 607 | 1333 | 14740 | 5158 | 38438
2048 | 3829 | 2378 | 3047 | 186 | 2036 | 3044 | 2796 | 634 | 1389 | 15260 | 5375 | 39974
2049 | 3965 | 2462 | 3150 | 192 | 2105 | 3153 | 2895 | 657 | 1435 | 15661 | 5555 | 41230
2050 | 4135 | 2568 | 3282 | 200 | 2192 | 3292 | 3021 | 686 | 1494 | 16201 | 5784 | 42855
2051 | 4248 | 2638 | 3369 | 205 | 2248 | 3386 | 3106 | 705 | 1532 | 16517 | 5935 | 43889
2052 | 4360 | 2708 | 3454 | 209 | 2304 | 3479 | 3191 | 724 | 1571 | 16845 | 6086 | 44931
2053 | 4451 | 2766 | 3524 | 213 | 2349 | 3557 | 3263 | 740 | 1603 | 17090 | 6210 | 45766
2054 | 4538 | 2821 | 3591 | 217 | 2392 | 3633 | 3331 | 756 | 1634 | 17335 | 6329 | 46577
2055 | 4618 | 2871 | 3652 | 220 | 2431 | 3704 | 3396 | 770 | 1663 | 17567 | 6441 | 47333
Note: Reflects end-use electrification of space heating, water heating, cooking, and other end-uses.

## I-13b
Table I-13b: Building Electrification Summer Coincident Peak Demand
Reflects Cumulative Future Impacts
Total Increase in Summer Coincident Peak Demand by Zone - MW
Year | A | B | C | D | E | F | G | H | I | J | K | NYCA
2025 | 3 | 2 | 2 | 0 | 1 | 2 | 2 | 1 | 1 | 14 | 5 | 33
2026 | 7 | 4 | 6 | 0 | 3 | 6 | 5 | 1 | 3 | 31 | 12 | 78
2027 | 11 | 7 | 10 | 1 | 6 | 9 | 9 | 2 | 5 | 51 | 20 | 131
2028 | 16 | 10 | 14 | 1 | 8 | 14 | 13 | 3 | 7 | 74 | 27 | 187
2029 | 22 | 14 | 20 | 1 | 11 | 19 | 17 | 4 | 9 | 101 | 34 | 252
2030 | 28 | 18 | 26 | 1 | 15 | 24 | 22 | 5 | 12 | 130 | 42 | 323
2031 | 35 | 22 | 32 | 2 | 19 | 30 | 28 | 6 | 15 | 162 | 53 | 404
2032 | 43 | 27 | 39 | 2 | 23 | 37 | 34 | 7 | 18 | 198 | 64 | 492
2033 | 51 | 32 | 47 | 2 | 27 | 45 | 41 | 8 | 21 | 238 | 77 | 589
2034 | 60 | 38 | 55 | 3 | 32 | 53 | 49 | 10 | 25 | 281 | 91 | 697
2035 | 70 | 44 | 64 | 3 | 38 | 62 | 57 | 11 | 29 | 327 | 106 | 811
2036 | 81 | 51 | 74 | 4 | 43 | 71 | 66 | 13 | 34 | 376 | 122 | 935
2037 | 95 | 59 | 84 | 5 | 50 | 80 | 74 | 15 | 39 | 429 | 134 | 1064
2038 | 105 | 65 | 93 | 5 | 56 | 89 | 83 | 17 | 44 | 478 | 150 | 1185
2039 | 120 | 74 | 103 | 6 | 64 | 97 | 92 | 19 | 49 | 532 | 163 | 1319
2040 | 130 | 80 | 113 | 6 | 69 | 107 | 100 | 21 | 54 | 580 | 178 | 1438
2041 | 145 | 88 | 122 | 7 | 77 | 114 | 108 | 23 | 59 | 632 | 189 | 1564
2042 | 150 | 92 | 130 | 7 | 80 | 124 | 117 | 24 | 62 | 671 | 205 | 1662
2043 | 159 | 98 | 138 | 8 | 84 | 131 | 124 | 26 | 66 | 711 | 218 | 1763
2044 | 162 | 101 | 145 | 8 | 87 | 140 | 132 | 26 | 67 | 743 | 234 | 1845
2045 | 171 | 106 | 150 | 8 | 89 | 143 | 138 | 28 | 69 | 786 | 246 | 1934
2046 | 172 | 109 | 156 | 8 | 91 | 150 | 144 | 28 | 70 | 810 | 259 | 1997
2047 | 178 | 112 | 161 | 8 | 94 | 156 | 149 | 29 | 72 | 837 | 268 | 2064
2048 | 183 | 115 | 165 | 9 | 96 | 161 | 154 | 30 | 74 | 861 | 276 | 2124
2049 | 187 | 118 | 170 | 9 | 99 | 165 | 158 | 31 | 76 | 882 | 282 | 2177
2050 | 192 | 121 | 172 | 9 | 108 | 171 | 160 | 31 | 80 | 908 | 287 | 2239
2051 | 196 | 124 | 175 | 9 | 110 | 174 | 161 | 32 | 82 | 925 | 292 | 2280
2052 | 199 | 126 | 178 | 9 | 111 | 177 | 162 | 32 | 83 | 940 | 297 | 2314
2053 | 204 | 129 | 180 | 10 | 118 | 180 | 163 | 33 | 85 | 971 | 301 | 2374
2054 | 210 | 132 | 181 | 10 | 126 | 182 | 164 | 33 | 87 | 1000 | 305 | 2430
2055 | 214 | 134 | 182 | 10 | 131 | 183 | 165 | 33 | 87 | 1017 | 307 | 2463
Note: Reflects end-use electrification of space conditioning, water heating, cooking, and other end-uses.

## I-13c
Table I-13c: Building Electrification Winter Coincident Peak Demand
Reflects Cumulative Future Impacts
Total Increase in Winter Coincident Peak Demand by Zone - MW
Year | A | B | C | D | E | F | G | H | I | J | K | NYCA
2025-26 | 12 | 9 | 10 | 1 | 7 | 11 | 10 | 2 | 4 | 45 | 10 | 121
2026-27 | 35 | 25 | 29 | 2 | 21 | 32 | 29 | 5 | 12 | 136 | 34 | 360
2027-28 | 64 | 45 | 52 | 4 | 38 | 58 | 53 | 10 | 22 | 253 | 66 | 665
2028-29 | 88 | 60 | 71 | 6 | 54 | 81 | 74 | 16 | 35 | 416 | 113 | 1014
2029-30 | 111 | 75 | 90 | 8 | 70 | 105 | 96 | 23 | 49 | 594 | 164 | 1385
2030-31 | 133 | 89 | 108 | 10 | 86 | 128 | 117 | 30 | 64 | 787 | 220 | 1772
2031-32 | 164 | 109 | 133 | 12 | 106 | 158 | 144 | 37 | 78 | 966 | 270 | 2177
2032-33 | 198 | 131 | 160 | 14 | 128 | 191 | 174 | 44 | 94 | 1163 | 326 | 2623
2033-34 | 235 | 155 | 190 | 16 | 152 | 227 | 207 | 52 | 111 | 1377 | 387 | 3109
2034-35 | 276 | 183 | 221 | 18 | 182 | 268 | 249 | 61 | 128 | 1631 | 461 | 3678
2035-36 | 321 | 214 | 255 | 20 | 215 | 314 | 296 | 71 | 147 | 1910 | 543 | 4306
2036-37 | 394 | 262 | 314 | 25 | 260 | 385 | 360 | 88 | 182 | 2298 | 663 | 5231
2037-38 | 478 | 319 | 382 | 31 | 316 | 467 | 437 | 107 | 219 | 2763 | 794 | 6313
2038-39 | 571 | 381 | 456 | 38 | 378 | 560 | 525 | 128 | 262 | 3262 | 961 | 7522
2039-40 | 664 | 443 | 531 | 45 | 440 | 653 | 612 | 149 | 303 | 3759 | 1110 | 8709
2040-41 | 761 | 508 | 610 | 52 | 505 | 750 | 703 | 170 | 346 | 4250 | 1277 | 9932
2041-42 | 852 | 568 | 682 | 59 | 563 | 841 | 787 | 191 | 386 | 4697 | 1429 | 11055
2042-43 | 941 | 627 | 753 | 66 | 621 | 930 | 869 | 211 | 425 | 5125 | 1571 | 12139
2043-44 | 1026 | 690 | 827 | 72 | 681 | 1021 | 935 | 231 | 466 | 5512 | 1731 | 13192
2044-45 | 1110 | 752 | 902 | 79 | 742 | 1113 | 1003 | 252 | 507 | 5886 | 1888 | 14234
2045-46 | 1185 | 812 | 975 | 87 | 800 | 1200 | 1046 | 271 | 548 | 6178 | 2054 | 15156
2046-47 | 1267 | 858 | 1029 | 92 | 845 | 1272 | 1095 | 288 | 576 | 6557 | 2147 | 16026
2047-48 | 1329 | 921 | 1107 | 100 | 905 | 1360 | 1144 | 306 | 620 | 6736 | 2328 | 16856
2048-49 | 1407 | 969 | 1164 | 105 | 952 | 1435 | 1227 | 323 | 650 | 7071 | 2439 | 17742
2049-50 | 1474 | 1010 | 1212 | 109 | 991 | 1500 | 1305 | 338 | 677 | 7371 | 2535 | 18522
2050-51 | 1541 | 1049 | 1256 | 112 | 1029 | 1562 | 1380 | 352 | 701 | 7657 | 2613 | 19252
2051-52 | 1604 | 1087 | 1299 | 115 | 1065 | 1623 | 1454 | 366 | 725 | 7930 | 2699 | 19967
2052-53 | 1652 | 1145 | 1370 | 123 | 1122 | 1701 | 1484 | 382 | 766 | 8049 | 2874 | 20668
2053-54 | 1705 | 1175 | 1404 | 126 | 1150 | 1751 | 1548 | 394 | 785 | 8283 | 2933 | 21254
2054-55 | 1739 | 1199 | 1432 | 128 | 1172 | 1786 | 1579 | 402 | 801 | 8423 | 2997 | 21658
2055-56 | 1752 | 1208 | 1443 | 130 | 1181 | 1802 | 1593 | 406 | 807 | 8506 | 3022 | 21850
Note: Reflects end-use electrification of space heating, water heating, cooking, and other end-uses.

## I-13d
Table I-13d: Electrification Impacts by Scenario
Reflects Cumulative Impacts
NYCA Annual Energy Usage - GWh
Year | Baseline Forecast |  |  | Lower Demand Scenario |  |  | Higher Demand Scenario
| EV | Building | Total | EV | Building | Total | EV | Building | Total
2025 | 1353 | 411 | 1764 | 1353 | 359 | 1712 | 1353 | 651 | 2004
2026 | 1796 | 1177 | 2973 | 1724 | 972 | 2696 | 1844 | 1483 | 3327
2027 | 2383 | 1979 | 4362 | 2178 | 1566 | 3744 | 2519 | 2455 | 4974
2028 | 3133 | 2971 | 6104 | 2725 | 2232 | 4957 | 3404 | 3573 | 6977
2029 | 4067 | 3998 | 8065 | 3381 | 2949 | 6330 | 4519 | 4838 | 9357
2030 | 5208 | 5038 | 10246 | 4152 | 3746 | 7898 | 5893 | 6243 | 12136
2031 | 6579 | 6097 | 12676 | 5035 | 4631 | 9666 | 7576 | 7853 | 15429
2032 | 8209 | 7235 | 15444 | 6038 | 5622 | 11660 | 9598 | 9706 | 19304
2033 | 10128 | 8447 | 18575 | 7158 | 6717 | 13875 | 12021 | 11814 | 23835
2034 | 12373 | 9844 | 22217 | 8411 | 7920 | 16331 | 14902 | 14095 | 28997
2035 | 14984 | 11352 | 26336 | 9780 | 9234 | 19014 | 18303 | 16661 | 34964
2036 | 17663 | 13623 | 31286 | 11263 | 10638 | 21901 | 21775 | 19584 | 41359
2037 | 20392 | 16245 | 36637 | 12852 | 12136 | 24988 | 25296 | 22772 | 48068
2038 | 23142 | 19123 | 42265 | 14532 | 13737 | 28269 | 28831 | 26221 | 55052
2039 | 25889 | 21874 | 47763 | 16294 | 15440 | 31734 | 32355 | 29908 | 62263
2040 | 28607 | 24647 | 53254 | 18126 | 17235 | 35361 | 35822 | 33777 | 69599
2041 | 31277 | 27103 | 58380 | 20034 | 19101 | 39135 | 39212 | 37752 | 76964
2042 | 33891 | 29404 | 63295 | 22023 | 21050 | 43073 | 42503 | 41792 | 84295
2043 | 36433 | 31573 | 68006 | 24100 | 23039 | 47139 | 45675 | 45789 | 91464
2044 | 38883 | 33657 | 72540 | 26257 | 25069 | 51326 | 48693 | 49703 | 98396
2045 | 41213 | 35407 | 76620 | 28456 | 27098 | 55554 | 51528 | 53431 | 104959
2046 | 43328 | 36990 | 80318 | 30649 | 29149 | 59798 | 54060 | 56955 | 111015
2047 | 45215 | 38438 | 83653 | 32806 | 31184 | 63990 | 56277 | 60213 | 116490
2048 | 46873 | 39974 | 86847 | 34895 | 32801 | 67696 | 58184 | 63191 | 121375
2049 | 48311 | 41230 | 89541 | 36902 | 34332 | 71234 | 59815 | 65808 | 125623
2050 | 49535 | 42855 | 92390 | 38807 | 35851 | 74658 | 61216 | 68220 | 129436
2051 | 50351 | 43889 | 94240 | 40265 | 37032 | 77297 | 61980 | 69889 | 131869
2052 | 50907 | 44931 | 95838 | 41574 | 38167 | 79741 | 62614 | 71300 | 133914
2053 | 51378 | 45766 | 97144 | 42730 | 39183 | 81913 | 63150 | 72408 | 135558
2054 | 51742 | 46577 | 98319 | 43733 | 40134 | 83867 | 63598 | 73297 | 136895
2055 | 51978 | 47333 | 99311 | 44582 | 41000 | 85582 | 63966 | 73985 | 137951
Note: Electric Vehicle annual energy usage from Tables I-1b, I-11b, I-15a, and I-16a.
Includes light duty vehicles, medium and heavy duty vechiles, and buses.
Note: Building electrification annual energy usage from Tables I-1b, I-13a, I-15a, and I-16a.
Includes electrification of space heating, water heating, cooking, and other end uses.

## I-14
Table I-14: Large Load Forecast
Reflects Cumulative Existing and Future Load Impacts of Large Load Projects
Annual Energy by Zone - GWh
Year | A | B | C | D | E | F | G | H | I | J | K | NYCA
2025 | 1930 | 40 | 0 | 1330 | 90 | 0 | 320 | 0 | 0 | 0 | 0 | 3710
2026 | 2520 | 80 | 510 | 3980 | 110 | 0 | 600 | 0 | 0 | 0 | 0 | 7800
2027 | 2620 | 80 | 1180 | 4970 | 190 | 320 | 750 | 0 | 0 | 0 | 10 | 10120
2028 | 2620 | 80 | 2020 | 5000 | 290 | 320 | 830 | 0 | 0 | 0 | 130 | 11290
2029 | 2620 | 80 | 3100 | 5000 | 380 | 320 | 850 | 0 | 0 | 0 | 540 | 12890
2030 | 2620 | 80 | 4580 | 5000 | 500 | 320 | 870 | 0 | 0 | 0 | 1120 | 15090
2031 | 2620 | 80 | 5380 | 5000 | 550 | 320 | 890 | 0 | 0 | 0 | 1540 | 16380
2032 | 2620 | 80 | 6190 | 5000 | 550 | 320 | 930 | 0 | 0 | 0 | 1870 | 17560
2033 | 2620 | 80 | 6990 | 5000 | 550 | 320 | 950 | 0 | 0 | 0 | 2090 | 18600
2034 | 2620 | 80 | 7200 | 5000 | 550 | 320 | 990 | 0 | 0 | 0 | 2170 | 18930
2035 | 2620 | 80 | 7400 | 5000 | 550 | 320 | 1030 | 0 | 0 | 0 | 2200 | 19200
2036 | 2620 | 80 | 7400 | 5000 | 550 | 320 | 1040 | 0 | 0 | 0 | 2210 | 19220
2037 | 2620 | 80 | 7400 | 5000 | 550 | 320 | 1070 | 0 | 0 | 0 | 2220 | 19260
2038 | 2620 | 80 | 7400 | 5000 | 550 | 320 | 1090 | 0 | 0 | 0 | 2220 | 19280
2039 | 2620 | 80 | 7400 | 5000 | 550 | 320 | 1110 | 0 | 0 | 0 | 2220 | 19300
2040 | 2620 | 80 | 7400 | 5000 | 550 | 320 | 1110 | 0 | 0 | 0 | 2220 | 19300
Summer Peak Demand by Zone - MW
Year | A | B | C | D | E | F | G | H | I | J | K | NYCA
2025 | 250 | 5 | 0 | 166 | 13 | 0 | 32 | 0 | 0 | 0 | 0 | 466
2026 | 335 | 11 | 72 | 518 | 15 | 0 | 72 | 0 | 0 | 0 | 0 | 1023
2027 | 335 | 11 | 168 | 647 | 30 | 40 | 93 | 0 | 0 | 0 | 5 | 1329
2028 | 335 | 11 | 288 | 647 | 41 | 40 | 104 | 0 | 0 | 0 | 34 | 1500
2029 | 335 | 11 | 442 | 651 | 54 | 40 | 107 | 0 | 0 | 0 | 78 | 1718
2030 | 335 | 11 | 653 | 651 | 70 | 40 | 110 | 0 | 0 | 0 | 135 | 2005
2031 | 335 | 11 | 768 | 651 | 70 | 40 | 113 | 0 | 0 | 0 | 185 | 2173
2032 | 335 | 11 | 883 | 651 | 70 | 40 | 117 | 0 | 0 | 0 | 229 | 2336
2033 | 335 | 11 | 998 | 651 | 70 | 40 | 120 | 0 | 0 | 0 | 259 | 2484
2034 | 335 | 11 | 1027 | 651 | 70 | 40 | 124 | 0 | 0 | 0 | 271 | 2529
2035 | 335 | 11 | 1056 | 651 | 70 | 40 | 129 | 0 | 0 | 0 | 275 | 2567
2036 | 335 | 11 | 1056 | 651 | 70 | 40 | 132 | 0 | 0 | 0 | 277 | 2572
2037 | 335 | 11 | 1056 | 651 | 70 | 40 | 135 | 0 | 0 | 0 | 278 | 2576
2038 | 335 | 11 | 1056 | 651 | 70 | 40 | 138 | 0 | 0 | 0 | 279 | 2580
2039 | 335 | 11 | 1056 | 651 | 70 | 40 | 141 | 0 | 0 | 0 | 280 | 2584
2040 | 335 | 11 | 1056 | 651 | 70 | 40 | 142 | 0 | 0 | 0 | 280 | 2585
Winter Peak Demand by Zone - MW
Year | A | B | C | D | E | F | G | H | I | J | K | NYCA
2025-26 | 250 | 5 | 0 | 177 | 14 | 0 | 32 | 0 | 0 | 0 | 0 | 478
2026-27 | 335 | 11 | 72 | 582 | 23 | 0 | 72 | 0 | 0 | 0 | 0 | 1095
2027-28 | 335 | 11 | 168 | 647 | 36 | 40 | 93 | 0 | 0 | 0 | 17 | 1347
2028-29 | 335 | 11 | 288 | 651 | 48 | 40 | 104 | 0 | 0 | 0 | 90 | 1567
2029-30 | 335 | 11 | 442 | 651 | 62 | 40 | 107 | 0 | 0 | 0 | 174 | 1822
2030-31 | 335 | 11 | 653 | 651 | 70 | 40 | 110 | 0 | 0 | 0 | 236 | 2106
2031-32 | 335 | 11 | 768 | 651 | 70 | 40 | 113 | 0 | 0 | 0 | 281 | 2269
2032-33 | 335 | 11 | 883 | 651 | 70 | 40 | 117 | 0 | 0 | 0 | 315 | 2422
2033-34 | 335 | 11 | 998 | 651 | 70 | 40 | 120 | 0 | 0 | 0 | 334 | 2559
2034-35 | 335 | 11 | 1027 | 651 | 70 | 40 | 124 | 0 | 0 | 0 | 342 | 2600
2035-36 | 335 | 11 | 1056 | 651 | 70 | 40 | 129 | 0 | 0 | 0 | 344 | 2636
2036-37 | 335 | 11 | 1056 | 651 | 70 | 40 | 132 | 0 | 0 | 0 | 345 | 2640
2037-38 | 335 | 11 | 1056 | 651 | 70 | 40 | 135 | 0 | 0 | 0 | 346 | 2644
2038-39 | 335 | 11 | 1056 | 651 | 70 | 40 | 138 | 0 | 0 | 0 | 346 | 2647
2039-40 | 335 | 11 | 1056 | 651 | 70 | 40 | 141 | 0 | 0 | 0 | 346 | 2650
2040-41 | 335 | 11 | 1056 | 651 | 70 | 40 | 142 | 0 | 0 | 0 | 346 | 2651
Flexible Load by Zone - MW
Year | A | B | C | D | E | F | G | H | I | J | K | NYCA
2025 | 250 | 0 | 0 | 166 | 0 | 0 | 0 | 0 | 0 | 0 | 0 | 416
2026 | 250 | 0 | 0 | 435 | 0 | 0 | 0 | 0 | 0 | 0 | 0 | 685
2027 | 250 | 0 | 0 | 435 | 0 | 0 | 0 | 0 | 0 | 0 | 0 | 685
2028 | 250 | 0 | 0 | 435 | 0 | 0 | 0 | 0 | 0 | 0 | 0 | 685
2029 | 250 | 0 | 0 | 435 | 0 | 0 | 0 | 0 | 0 | 0 | 0 | 685
2030 | 250 | 0 | 0 | 435 | 0 | 0 | 0 | 0 | 0 | 0 | 0 | 685
2031 | 250 | 0 | 0 | 435 | 0 | 0 | 0 | 0 | 0 | 0 | 0 | 685
2032 | 250 | 0 | 0 | 435 | 0 | 0 | 0 | 0 | 0 | 0 | 0 | 685
2033 | 250 | 0 | 0 | 435 | 0 | 0 | 0 | 0 | 0 | 0 | 0 | 685
2034 | 250 | 0 | 0 | 435 | 0 | 0 | 0 | 0 | 0 | 0 | 0 | 685
2035 | 250 | 0 | 0 | 435 | 0 | 0 | 0 | 0 | 0 | 0 | 0 | 685
2036 | 250 | 0 | 0 | 435 | 0 | 0 | 0 | 0 | 0 | 0 | 0 | 685
2037 | 250 | 0 | 0 | 435 | 0 | 0 | 0 | 0 | 0 | 0 | 0 | 685
2038 | 250 | 0 | 0 | 435 | 0 | 0 | 0 | 0 | 0 | 0 | 0 | 685
2039 | 250 | 0 | 0 | 435 | 0 | 0 | 0 | 0 | 0 | 0 | 0 | 685
2040 | 250 | 0 | 0 | 435 | 0 | 0 | 0 | 0 | 0 | 0 | 0 | 685
Notes:
Forecasts for 2041 onward match the final year forecasts in these tables.
These forecast values are embedded in the final annual energy, summer peak, and winter peak demand forecasts.
Table IV-7 lists the NYISO Interconnection Queue information for proposed interconnecting large loads. These forecast tables do not necessarily reflect the proposed date and MW values listed in Table IV-7, and include impacts for load projects not listed in the NYISO Interconnection Queue as of March 15, 2025.
Flexible Load by Zone MW represents potential peak reductions from large load projects expected to be able to reduce or minimize their load during the system peak and other high load hours.

## I-15
Table I-15a: Summary of NYCA Lower Demand Scenario Annual Energy Forecasts - GWh | [10 empty] | Table I-15b: Summary of NYCA Lower Demand Scenario Summer Coincident Peak Demand Forecasts - MW | [10 empty] | Table I-15c: Summary of NYCA Lower Demand Scenario Winter Coincident Peak Demand Forecasts - MW
Year | (a) | (b) | (c) | (d) | (e) | (f) | (g) | (h) | (i) | (j) | Year | (a) | (b) | (c) | (d) | (e) | (f) | (g) | (h) | (i) | (j) | Year | (a) | (b) | (c) | (d) | (e) | (f) | (g) | (h) | (i) | (j)
|  | (-) | (-) | (-) | (+) | (+) | (+) | (+) | (+) | =a-b-c-d+e+f+g+h+i |  |  | (-) | (-) | (-) | (-) | (+) | (+) | (+) | (+) | =a-b-c-d-e+f+g+h+i |  |  | (-) | (-) | (-) | (-) | (+) | (+) | (+) | (+) | =a-b-c-d-e+f+g+h+i
| Econometric Energy | EE and C&S | Solar PV, BTM | Non-Solar DG, BTM | Storage Net Energy Consumption | EV Energy | Building Electrification | Large Load Projects | Electrolysis | Lower Demand Scenario Annual Energy Forecast |  | Econometric Peak Demand | EE and C&S | Solar PV, BTM | Non-Solar DG, BTM | BTM Storage Peak Reductions | EV Peak Demand | Building Electrification | Large Load Projects | Electrolysis | Lower Demand Scenario Summer Peak Forecast |  | Econometric Peak Demand | EE and C&S | Solar PV, BTM | Non-Solar DG, BTM | BTM Storage Peak Reductions | EV Peak Demand | Building Electrification | Large Load Projects | Electrolysis | Lower Demand Scenario Winter Peak Forecast
2025 | 158019 | 1740 | 8071 | 1987 | 117 | 1353 | 359 | 3670 | 0 | 151720 | 2025 | 33208 | 309 | 1581 | 342 | 224 | 190 | 22 | 466 | 0 | 31430 | 2025-26 | 23744 | 249 | 0 | 342 | 224 | 387 | 104 | 470 | 0 | 23890
2026 | 157142 | 4060 | 9339 | 2069 | 310 | 1724 | 972 | 5380 | 0 | 150060 | 2026 | 33355 | 729 | 1657 | 354 | 281 | 255 | 53 | 708 | 0 | 31350 | 2026-27 | 23833 | 590 | 0 | 354 | 281 | 456 | 271 | 775 | 0 | 24110
2027 | 156606 | 5980 | 10464 | 2137 | 551 | 2178 | 1566 | 7190 | 0 | 149510 | 2027 | 33495 | 1108 | 1688 | 356 | 347 | 316 | 87 | 941 | 0 | 31340 | 2027-28 | 23836 | 880 | 0 | 356 | 347 | 544 | 489 | 944 | 0 | 24230
2028 | 157107 | 7842 | 11424 | 2199 | 701 | 2725 | 2232 | 8130 | 0 | 149430 | 2028 | 33536 | 1481 | 1683 | 365 | 412 | 417 | 125 | 1073 | 0 | 31210 | 2028-29 | 23839 | 1164 | 0 | 365 | 412 | 683 | 651 | 1098 | 0 | 24330
2029 | 156820 | 9662 | 12241 | 2257 | 820 | 3381 | 2949 | 9540 | 0 | 149350 | 2029 | 33550 | 1851 | 1655 | 372 | 468 | 510 | 169 | 1277 | 0 | 31160 | 2029-30 | 23840 | 1448 | 0 | 372 | 468 | 823 | 826 | 1329 | 0 | 24530
2030 | 157286 | 11598 | 12920 | 2312 | 906 | 4152 | 3746 | 11370 | 0 | 150630 | 2030 | 33555 | 2225 | 1631 | 380 | 541 | 640 | 200 | 1522 | 0 | 31140 | 2030-31 | 23841 | 1752 | 0 | 380 | 541 | 1013 | 1017 | 1572 | 0 | 24770
2031 | 157757 | 13383 | 13524 | 2368 | 992 | 5035 | 4631 | 12440 | 0 | 151580 | 2031 | 33617 | 2575 | 1609 | 386 | 604 | 743 | 256 | 1668 | 0 | 31110 | 2031-32 | 23843 | 2043 | 0 | 386 | 604 | 1189 | 1275 | 1716 | 0 | 24990
2032 | 158706 | 14962 | 14061 | 2421 | 1078 | 6038 | 5622 | 13420 | 0 | 153420 | 2032 | 33628 | 2889 | 1585 | 394 | 662 | 885 | 312 | 1805 | 0 | 31100 | 2032-33 | 23844 | 2313 | 0 | 394 | 662 | 1403 | 1604 | 1848 | 0 | 25330
2033 | 158428 | 16409 | 14531 | 2466 | 1163 | 7158 | 6717 | 14340 | 0 | 154400 | 2033 | 33623 | 3171 | 1563 | 401 | 723 | 1034 | 374 | 1937 | 0 | 31110 | 2033-34 | 23853 | 2569 | 0 | 401 | 723 | 1593 | 2153 | 1974 | 0 | 25880
2034 | 158545 | 17739 | 14928 | 2508 | 1249 | 8411 | 7920 | 14660 | 0 | 155610 | 2034 | 33642 | 3434 | 1543 | 409 | 780 | 1220 | 443 | 1981 | 0 | 31120 | 2034-35 | 23849 | 2816 | 0 | 409 | 780 | 1829 | 2661 | 2016 | 0 | 26350
2035 | 158688 | 18961 | 15235 | 2549 | 1333 | 9780 | 9234 | 14920 | 0 | 157210 | 2035 | 33629 | 3670 | 1523 | 416 | 846 | 1421 | 517 | 2018 | 0 | 31130 | 2035-36 | 23846 | 3056 | 0 | 416 | 846 | 2079 | 3201 | 2052 | 0 | 26860
2036 | 159257 | 20072 | 15568 | 2590 | 1422 | 11263 | 10638 | 14900 | 0 | 159250 | 2036 | 33629 | 3887 | 1501 | 423 | 912 | 1618 | 599 | 2017 | 0 | 31140 | 2036-37 | 23828 | 3286 | 0 | 423 | 912 | 2355 | 3978 | 2050 | 0 | 27590
2037 | 158981 | 21069 | 15869 | 2629 | 1508 | 12852 | 12136 | 14900 | 0 | 160810 | 2037 | 33597 | 4083 | 1481 | 428 | 980 | 1834 | 686 | 2015 | 0 | 31160 | 2037-38 | 23825 | 3510 | 0 | 428 | 980 | 2644 | 4770 | 2049 | 0 | 28370
2038 | 159060 | 21992 | 16163 | 2659 | 1595 | 14532 | 13737 | 14910 | 0 | 163020 | 2038 | 33587 | 4258 | 1462 | 432 | 1046 | 2023 | 770 | 2018 | 0 | 31200 | 2038-39 | 23801 | 3730 | 0 | 432 | 1046 | 2940 | 5446 | 2051 | 0 | 29030
2039 | 159148 | 22906 | 16448 | 2680 | 1682 | 16294 | 15440 | 14940 | 0 | 165470 | 2039 | 33549 | 4435 | 1443 | 435 | 1112 | 2219 | 866 | 2021 | 0 | 31230 | 2039-40 | 23795 | 3953 | 0 | 435 | 1112 | 3253 | 6148 | 2054 | 0 | 29750
2040 | 159470 | 23871 | 16701 | 2698 | 1769 | 18126 | 17235 | 14940 | 0 | 168270 | 2040 | 33494 | 4607 | 1425 | 438 | 1168 | 2437 | 956 | 2021 | 0 | 31270 | 2040-41 | 23769 | 4191 | 0 | 438 | 1168 | 3597 | 6967 | 2054 | 0 | 30590
2041 | 159060 | 24787 | 16947 | 2708 | 1857 | 20034 | 19101 | 14940 | 0 | 170550 | 2041 | 33409 | 4777 | 1408 | 441 | 1234 | 2677 | 1053 | 2021 | 0 | 31300 | 2041-42 | 23736 | 4412 | 0 | 441 | 1234 | 3913 | 7764 | 2054 | 0 | 31380
2042 | 158904 | 25635 | 17180 | 2719 | 1947 | 22023 | 21050 | 14940 | 0 | 173330 | 2042 | 33369 | 4916 | 1390 | 443 | 1306 | 2873 | 1142 | 2021 | 0 | 31350 | 2042-43 | 23699 | 4631 | 0 | 443 | 1306 | 4263 | 8604 | 2054 | 0 | 32240
2043 | 158926 | 26421 | 17389 | 2731 | 2036 | 24100 | 23039 | 14940 | 0 | 176500 | 2043 | 33262 | 5058 | 1375 | 445 | 1373 | 3128 | 1230 | 2021 | 0 | 31390 | 2043-44 | 23696 | 4844 | 0 | 445 | 1373 | 4680 | 9452 | 2054 | 0 | 33220
2044 | 159208 | 27161 | 17589 | 2741 | 2127 | 26257 | 25069 | 14940 | 0 | 180110 | 2044 | 33158 | 5176 | 1354 | 446 | 1450 | 3369 | 1318 | 2021 | 0 | 31440 | 2044-45 | 23664 | 5053 | 0 | 446 | 1450 | 4999 | 10342 | 2054 | 0 | 34110
2045 | 158756 | 27825 | 17788 | 2752 | 2215 | 28456 | 27098 | 14940 | 0 | 183100 | 2045 | 32992 | 5280 | 1334 | 447 | 1517 | 3635 | 1410 | 2021 | 0 | 31480 | 2045-46 | 23639 | 5249 | 0 | 447 | 1517 | 5413 | 11227 | 2054 | 0 | 35120
2046 | 158811 | 28468 | 17966 | 2760 | 2305 | 30649 | 29149 | 14940 | 0 | 186660 | 2046 | 32931 | 5382 | 1314 | 448 | 1585 | 3838 | 1489 | 2021 | 0 | 31550 | 2046-47 | 23600 | 5453 | 0 | 448 | 1585 | 5962 | 12160 | 2054 | 0 | 36290
2047 | 158753 | 29108 | 18132 | 2767 | 2394 | 32806 | 31184 | 14940 | 0 | 190070 | 2047 | 32815 | 5476 | 1290 | 449 | 1647 | 4074 | 1572 | 2021 | 0 | 31620 | 2047-48 | 23567 | 5655 | 0 | 449 | 1647 | 6529 | 13021 | 2054 | 0 | 37420
2048 | 159508 | 29737 | 18302 | 2774 | 2479 | 34895 | 32801 | 14940 | 0 | 193810 | 2048 | 32724 | 5565 | 1266 | 450 | 1706 | 4275 | 1657 | 2021 | 0 | 31690 | 2048-49 | 23523 | 5854 | 0 | 450 | 1706 | 6983 | 13880 | 2054 | 0 | 38430
2049 | 159581 | 30313 | 18456 | 2782 | 2566 | 36902 | 34332 | 14940 | 0 | 196770 | 2049 | 32655 | 5643 | 1241 | 452 | 1759 | 4436 | 1723 | 2021 | 0 | 31740 | 2049-50 | 23482 | 6049 | 0 | 452 | 1759 | 7498 | 14706 | 2054 | 0 | 39480
2050 | 160116 | 30870 | 18587 | 2789 | 2652 | 38807 | 35851 | 14940 | 0 | 200120 | 2050 | 32599 | 5719 | 1212 | 452 | 1811 | 4587 | 1777 | 2021 | 0 | 31790 | 2050-51 | 23459 | 6230 | 0 | 452 | 1811 | 7907 | 15533 | 2054 | 0 | 40460
2051 | 160573 | 31434 | 18735 | 2796 | 2735 | 40265 | 37032 | 14940 | 0 | 202580 | 2051 | 32568 | 5792 | 1186 | 454 | 1855 | 4705 | 1823 | 2021 | 0 | 31830 | 2051-52 | 23431 | 6415 | 0 | 454 | 1855 | 8164 | 16295 | 2054 | 0 | 41220
2052 | 161335 | 31996 | 18865 | 2800 | 2815 | 41574 | 38167 | 14940 | 0 | 205170 | 2052 | 32552 | 5864 | 1157 | 454 | 1898 | 4793 | 1857 | 2021 | 0 | 31850 | 2052-53 | 23423 | 6599 | 0 | 454 | 1898 | 8356 | 17008 | 2054 | 0 | 41890
2053 | 161341 | 32529 | 18989 | 2804 | 2898 | 42730 | 39183 | 14940 | 0 | 206770 | 2053 | 32554 | 5933 | 1129 | 454 | 1935 | 4873 | 1883 | 2021 | 0 | 31880 | 2053-54 | 23403 | 6780 | 0 | 454 | 1935 | 8535 | 17667 | 2054 | 0 | 42490
2054 | 161693 | 33059 | 19103 | 2807 | 2979 | 43733 | 40134 | 14940 | 0 | 208510 | 2054 | 32550 | 5998 | 1099 | 454 | 1972 | 4940 | 1912 | 2021 | 0 | 31900 | 2054-55 | 23361 | 6965 | 0 | 454 | 1972 | 8645 | 18291 | 2054 | 0 | 42960
2055 | 162004 | 33596 | 19207 | 2811 | 3058 | 44582 | 41000 | 14940 | 0 | 209970 | 2055 | 32602 | 6066 | 1067 | 454 | 2007 | 4970 | 1921 | 2021 | 0 | 31920 | 2055-56 | 23351 | 7155 | 0 | 454 | 2007 | 8711 | 18800 | 2054 | 0 | 43300
(a) - Econometric Energy Forecast - Reflects impacts of projected weather trends and economic growth | [10 empty] | (a) - Econometric Summer Peak Demand - Reflects impacts of projected weather trends and economic growth | [10 empty] | (a) - Econometric Winter Peak Demand - Reflects impacts of projected weather trendsand economic growth
(b) - Table I-8a: Energy Efficiency and Codes & Standards Energy Impacts, Relative to 2024 | [10 empty] | (b) - Table I-8b: Energy Efficiency and Codes & Standards Summer Coincident Peak Demand Reductions, Relative to 2024 | [10 empty] | (b) - Table I-8c: Energy Efficiency and Codes & Standards Winter Coincident Peak Demand Reductions, Relative to 2024-25
(c) - Table I-9b: Solar PV Impacts, Behind-the-Meter - Total Reductions in Annual Energy | [10 empty] | (c) - Table I-9c: Solar PV Impacts, Behind-the-Meter, Total Reductions in Summer Coincident Peak Demand | [10 empty] | (c) - The forecast of solar PV-related reductions to the winter peak is zero because the system typically peaks after sunset
(d) - Table I-10b: Non-Solar Distributed Generation Impacts, Behind-the-Meter - Total Reductions in Annual Energy | [10 empty] | (d) - Table I-10d: Non-Solar Distributed Generation Impacts, Behind-the-Meter, Total Reductions in Coincident Peak Demand | [10 empty] | (d) - Table I-10c: Non-Solar Distributed Generation Impacts, Behind-the-Meter, Total Reductions in Coincident Peak Demand
(e) - Table I-12b: Storage Annual Net Energy Consumption, both wholesale and behind-the-meter (pumped storage is not included - see Table III-2 for current resources) | [10 empty] | (e) - Table I-12c: Storage Impacts, Behind-the-Meter, Reductions in Coincident Peak Demand (pumped storage is not included - see Table III-2 for current resources) | [10 empty] | (e) - Table I-12c: Storage Impacts, Behind-the-Meter, Reductions in Coincident Peak Demand (pumped storage is not included - see Table III-2 for current resources)
(f) - Table I-11b-L: Electric Vehicle Energy Usage | [10 empty] | (f) - Table I-11c-L: Electric Vehicle Summer Coincident Peak Demand | [10 empty] | (f) - Table I-11d-L: Electric Vehicle Winter Coincident Peak Demand
(g) - Table I-13a-L: Building Electrification Energy Usage - future end-use electrification including heat pumps, water heating, cooking, and other end-uses | [10 empty] | (g) - Table I-13b-L: Building Electrification Summer Coincident Peak Demand - future end-use electrification including heat pumps, water heating, cooking, and other end-uses | [10 empty] | (g) - Table I-13c-L: Building Electrification Winter Coincident Peak Demand - future end-use electrification including heat pumps, water heating, cooking, and other end-uses
(h) - Table I-14-L: Large Loads Forecast - reflects existing plus future load growth | [10 empty] | (h) - Table I-14-L: Large Loads Forecast - reflects existing plus future load growth | [10 empty] | (h) - Table I-14-L: Large Loads Forecast - reflects existing plus future load growth
(i) - There is no electrolysis in the Lower Demand Scenario | [10 empty] | (i) - There is no electrolysis in the Lower Demand Scenario | [10 empty] | (i) - There is no electrolysis in the Lower Demand Scenario
(j) - Table I-2-L: Lower Demand Scenario Annual Energy Forecast | [10 empty] | (j) - Table I-3a-L: Lower Demand Scenario Summer Coincident Peak Demand Forecast | [10 empty] | (j) - Table I-3b-L: Lower Demand Scenario Winter Coincident Peak Demand Forecast

## I-16
Table I-16a: Summary of NYCA Higher Demand Scenario Annual Energy Forecasts - GWh | [10 empty] | Table I-16b: Summary of NYCA Higher Demand Scenario Summer Coincident Peak Demand Forecasts - MW | [10 empty] | Table I-16c: Summary of NYCA Higher Demand Scenario Winter Coincident Peak Demand Forecasts - MW
Year | (a) | (b) | (c) | (d) | (e) | (f) | (g) | (h) | (i) | (j) | Year | (a) | (b) | (c) | (d) | (e) | (f) | (g) | (h) | (i) | (j) | Year | (a) | (b) | (c) | (d) | (e) | (f) | (g) | (h) | (i) | (j)
|  | (-) | (-) | (-) | (+) | (+) | (+) | (+) | (+) | =a-b-c-d+e+f+g+h+i |  |  | (-) | (-) | (-) | (-) | (+) | (+) | (+) | (+) | =a-b-c-d-e+f+g+h+i |  |  | (-) | (-) | (-) | (-) | (+) | (+) | (+) | (+) | =a-b-c-d-e+f+g+h+i
| Econometric Energy | EE and C&S | Solar PV, BTM | Non-Solar DG, BTM | Storage Net Energy Consumption | EV Energy | Building Electrification | Large Load Projects | Electrolysis | Higher Demand Scenario Annual Energy Forecast |  | Econometric Peak Demand | EE and C&S | Solar PV, BTM | Non-Solar DG, BTM | BTM Storage Peak Reductions | EV Peak Demand | Building Electrification | Large Load Projects | Electrolysis | Higher Demand Scenario Summer Peak Forecast |  | Econometric Peak Demand | EE and C&S | Solar PV, BTM | Non-Solar DG, BTM | BTM Storage Peak Reductions | EV Peak Demand | Building Electrification | Large Load Projects | Electrolysis | Higher Demand Scenario Winter Peak Forecast
2025 | 159137 | 1740 | 8071 | 1987 | 117 | 1353 | 651 | 3710 | 0 | 153170 | 2025 | 33317 | 309 | 1581 | 342 | 224 | 190 | 33 | 466 | 0 | 31550 | 2025-26 | 24028 | 249 | 0 | 342 | 224 | 414 | 245 | 478 | 0 | 24350
2026 | 161471 | 4060 | 9339 | 2069 | 310 | 1844 | 1483 | 9670 | 0 | 159310 | 2026 | 33854 | 729 | 1657 | 354 | 281 | 282 | 78 | 1397 | 0 | 32590 | 2026-27 | 24305 | 590 | 0 | 354 | 281 | 543 | 453 | 1564 | 0 | 25640
2027 | 162956 | 5980 | 10464 | 2137 | 551 | 2519 | 2455 | 15640 | 0 | 165540 | 2027 | 34187 | 1108 | 1688 | 356 | 347 | 380 | 131 | 2251 | 0 | 33450 | 2027-28 | 24500 | 880 | 0 | 356 | 347 | 705 | 704 | 2304 | 0 | 26630
2028 | 164897 | 7842 | 11424 | 2199 | 701 | 3404 | 3573 | 19830 | 0 | 170940 | 2028 | 34514 | 1481 | 1683 | 365 | 412 | 543 | 187 | 2757 | 0 | 34060 | 2028-29 | 24700 | 1164 | 0 | 365 | 412 | 937 | 1110 | 2954 | 0 | 27760
2029 | 166243 | 9662 | 12241 | 2257 | 820 | 4519 | 4838 | 23550 | 600 | 176410 | 2029 | 34812 | 1851 | 1655 | 372 | 468 | 717 | 252 | 3235 | 0 | 34670 | 2029-30 | 24858 | 1448 | 0 | 372 | 468 | 1213 | 1593 | 3344 | 0 | 28720
2030 | 167978 | 11598 | 12920 | 2312 | 906 | 5893 | 6243 | 26450 | 1550 | 182190 | 2030 | 35205 | 2225 | 1631 | 380 | 541 | 957 | 323 | 3532 | 0 | 35240 | 2030-31 | 25065 | 1752 | 0 | 380 | 541 | 1573 | 2234 | 3641 | 0 | 29840
2031 | 169634 | 13383 | 13524 | 2368 | 992 | 7576 | 7853 | 27840 | 2300 | 186920 | 2031 | 35576 | 2575 | 1609 | 386 | 604 | 1189 | 404 | 3715 | 0 | 35710 | 2031-32 | 25215 | 2043 | 0 | 386 | 604 | 2069 | 3023 | 3816 | 0 | 31090
2032 | 171602 | 14962 | 14061 | 2421 | 1078 | 9598 | 9706 | 29100 | 3200 | 192840 | 2032 | 35817 | 2889 | 1585 | 394 | 662 | 1513 | 492 | 3888 | 0 | 36180 | 2032-33 | 25347 | 2313 | 0 | 394 | 662 | 2593 | 3910 | 3979 | 0 | 32460
2033 | 172328 | 16409 | 14531 | 2466 | 1163 | 12021 | 11814 | 30220 | 3950 | 198090 | 2033 | 36037 | 3171 | 1563 | 401 | 723 | 1886 | 589 | 4046 | 0 | 36700 | 2033-34 | 25482 | 2569 | 0 | 401 | 723 | 3165 | 5142 | 4124 | 0 | 34220
2034 | 173469 | 17739 | 14928 | 2508 | 1249 | 14902 | 14095 | 30940 | 4800 | 204280 | 2034 | 36262 | 3434 | 1543 | 409 | 780 | 2369 | 697 | 4168 | 0 | 37330 | 2034-35 | 25623 | 2816 | 0 | 409 | 780 | 3737 | 6158 | 4287 | 0 | 35800
2035 | 174828 | 18961 | 15235 | 2549 | 1333 | 18303 | 16661 | 31830 | 5750 | 211960 | 2035 | 36541 | 3670 | 1523 | 416 | 846 | 2911 | 811 | 4302 | 0 | 38110 | 2035-36 | 25752 | 3056 | 0 | 416 | 846 | 4416 | 7489 | 4431 | 0 | 37770
2036 | 176429 | 20072 | 15568 | 2590 | 1422 | 21775 | 19584 | 32640 | 6950 | 220570 | 2036 | 36811 | 3887 | 1501 | 423 | 912 | 3450 | 935 | 4427 | 0 | 38900 | 2036-37 | 25876 | 3286 | 0 | 423 | 912 | 5135 | 9148 | 4572 | 0 | 40110
2037 | 177301 | 21069 | 15869 | 2629 | 1508 | 25296 | 22772 | 33680 | 8600 | 229590 | 2037 | 37009 | 4083 | 1481 | 428 | 980 | 4014 | 1064 | 4585 | 0 | 39700 | 2037-38 | 26019 | 3510 | 0 | 428 | 980 | 5854 | 10876 | 4759 | 0 | 42590
2038 | 178457 | 21992 | 16163 | 2659 | 1595 | 28831 | 26221 | 35040 | 10500 | 239830 | 2038 | 37144 | 4258 | 1462 | 432 | 1046 | 4509 | 1185 | 4800 | 0 | 40440 | 2038-39 | 26152 | 3730 | 0 | 432 | 1046 | 6578 | 12683 | 4925 | 0 | 45130
2039 | 179769 | 22906 | 16448 | 2680 | 1682 | 32355 | 29908 | 36090 | 12400 | 250170 | 2039 | 37393 | 4435 | 1443 | 435 | 1112 | 4994 | 1319 | 4919 | 0 | 41200 | 2039-40 | 26303 | 3953 | 0 | 435 | 1112 | 7312 | 14652 | 5043 | 0 | 47810
2040 | 181342 | 23871 | 16701 | 2698 | 1769 | 35822 | 33777 | 36900 | 14300 | 260640 | 2040 | 37598 | 4607 | 1425 | 438 | 1168 | 5517 | 1438 | 5035 | 0 | 41950 | 2040-41 | 26438 | 4191 | 0 | 438 | 1168 | 8063 | 16587 | 5159 | 0 | 50450
2041 | 182241 | 24787 | 16947 | 2708 | 1857 | 39212 | 37752 | 37710 | 15950 | 270280 | 2041 | 37858 | 4777 | 1408 | 441 | 1234 | 6068 | 1564 | 5150 | 0 | 42780 | 2041-42 | 26577 | 4412 | 0 | 441 | 1234 | 8744 | 18775 | 5231 | 0 | 53240
2042 | 183302 | 25635 | 17180 | 2719 | 1947 | 42503 | 41792 | 38110 | 17300 | 279420 | 2042 | 38079 | 4916 | 1390 | 443 | 1306 | 6495 | 1662 | 5179 | 0 | 43360 | 2042-43 | 26706 | 4631 | 0 | 443 | 1306 | 9439 | 20905 | 5260 | 0 | 55930
2043 | 184711 | 26421 | 17389 | 2731 | 2036 | 45675 | 45789 | 38310 | 18750 | 288730 | 2043 | 38234 | 5058 | 1375 | 445 | 1373 | 7026 | 1763 | 5208 | 0 | 43980 | 2043-44 | 26874 | 4844 | 0 | 445 | 1373 | 9982 | 22972 | 5274 | 0 | 58440
2044 | 186428 | 27161 | 17589 | 2741 | 2127 | 48693 | 49703 | 38380 | 20100 | 297940 | 2044 | 38430 | 5176 | 1354 | 446 | 1450 | 7493 | 1845 | 5208 | 0 | 44550 | 2044-45 | 27017 | 5053 | 0 | 446 | 1450 | 10540 | 24938 | 5274 | 0 | 60820
2045 | 187421 | 27825 | 17788 | 2752 | 2215 | 51528 | 53431 | 38380 | 21300 | 305910 | 2045 | 38580 | 5280 | 1334 | 447 | 1517 | 7856 | 1934 | 5208 | 0 | 45000 | 2045-46 | 27167 | 5249 | 0 | 447 | 1517 | 10925 | 27027 | 5274 | 0 | 63180
2046 | 188914 | 28468 | 17966 | 2760 | 2305 | 54060 | 56955 | 38380 | 22350 | 313770 | 2046 | 38901 | 5382 | 1314 | 448 | 1585 | 8173 | 1997 | 5208 | 0 | 45550 | 2046-47 | 27334 | 5453 | 0 | 448 | 1585 | 11289 | 28859 | 5274 | 0 | 65270
2047 | 190343 | 29108 | 18132 | 2767 | 2394 | 56277 | 60213 | 38380 | 23250 | 320850 | 2047 | 39146 | 5476 | 1290 | 449 | 1647 | 8554 | 2064 | 5208 | 0 | 46110 | 2047-48 | 27497 | 5655 | 0 | 449 | 1647 | 11632 | 30538 | 5274 | 0 | 67190
2048 | 192159 | 29737 | 18302 | 2774 | 2479 | 58184 | 63191 | 38380 | 24100 | 327680 | 2048 | 39420 | 5565 | 1266 | 450 | 1706 | 8795 | 2124 | 5208 | 0 | 46560 | 2048-49 | 27632 | 5854 | 0 | 450 | 1706 | 11914 | 31880 | 5274 | 0 | 68690
2049 | 193312 | 30313 | 18456 | 2782 | 2566 | 59815 | 65808 | 38380 | 24900 | 333230 | 2049 | 39651 | 5643 | 1241 | 452 | 1759 | 9019 | 2177 | 5208 | 0 | 46960 | 2049-50 | 27800 | 6049 | 0 | 452 | 1759 | 12102 | 33324 | 5274 | 0 | 70240
2050 | 194938 | 30870 | 18587 | 2789 | 2652 | 61216 | 68220 | 38380 | 25600 | 338760 | 2050 | 39805 | 5719 | 1212 | 452 | 1811 | 9272 | 2239 | 5208 | 0 | 47330 | 2050-51 | 27965 | 6230 | 0 | 452 | 1811 | 12336 | 34598 | 5274 | 0 | 71680
2051 | 196541 | 31434 | 18735 | 2796 | 2735 | 61980 | 69889 | 38380 | 25900 | 342460 | 2051 | 40070 | 5792 | 1186 | 454 | 1855 | 9409 | 2280 | 5208 | 0 | 47680 | 2051-52 | 28115 | 6415 | 0 | 454 | 1855 | 12561 | 35514 | 5274 | 0 | 72740
2052 | 198492 | 31996 | 18865 | 2800 | 2815 | 62614 | 71300 | 38380 | 26050 | 345990 | 2052 | 40268 | 5864 | 1157 | 454 | 1898 | 9543 | 2314 | 5208 | 0 | 47960 | 2052-53 | 28313 | 6599 | 0 | 454 | 1898 | 12696 | 36118 | 5274 | 0 | 73450
2053 | 199676 | 32529 | 18989 | 2804 | 2898 | 63150 | 72408 | 38380 | 26200 | 348390 | 2053 | 40380 | 5933 | 1129 | 454 | 1935 | 9679 | 2374 | 5208 | 0 | 48190 | 2053-54 | 28435 | 6780 | 0 | 454 | 1935 | 12799 | 36931 | 5274 | 0 | 74270
2054 | 201185 | 33059 | 19103 | 2807 | 2979 | 63598 | 73297 | 38380 | 26350 | 350820 | 2054 | 40458 | 5998 | 1099 | 454 | 1972 | 9787 | 2430 | 5208 | 0 | 48360 | 2054-55 | 28575 | 6965 | 0 | 454 | 1972 | 12907 | 37355 | 5274 | 0 | 74720
2055 | 202725 | 33596 | 19207 | 2811 | 3058 | 63966 | 73985 | 38380 | 26500 | 353000 | 2055 | 40593 | 6066 | 1067 | 454 | 2007 | 9890 | 2463 | 5208 | 0 | 48560 | 2055-56 | 28798 | 7155 | 0 | 454 | 2007 | 12995 | 37739 | 5274 | 0 | 75190
(a) - Econometric Energy Forecast - Reflects impacts of projected weather trends and economic growth | [10 empty] | (a) - Econometric Summer Peak Demand - Reflects impacts of projected weather trends and economic growth | [10 empty] | (a) - Econometric Winter Peak Demand - Reflects impacts of projected weather trendsand economic growth
(b) - Table I-8a: Energy Efficiency and Codes & Standards Energy Impacts, Relative to 2024 | [10 empty] | (b) - Table I-8b: Energy Efficiency and Codes & Standards Summer Coincident Peak Demand Reductions, Relative to 2024 | [10 empty] | (b) - Table I-8c: Energy Efficiency and Codes & Standards Winter Coincident Peak Demand Reductions, Relative to 2024-25
(c) - Table I-9b: Solar PV Impacts, Behind-the-Meter - Total Reductions in Annual Energy | [10 empty] | (c) - Table I-9c: Solar PV Impacts, Behind-the-Meter, Total Reductions in Summer Coincident Peak Demand | [10 empty] | (c) - The forecast of solar PV-related reductions to the winter peak is zero because the system typically peaks after sunset
(d) - Table I-10b: Non-Solar Distributed Generation Impacts, Behind-the-Meter - Total Reductions in Annual Energy | [10 empty] | (d) - Table I-10d: Non-Solar Distributed Generation Impacts, Behind-the-Meter, Total Reductions in Coincident Peak Demand | [10 empty] | (d) - Table I-10c: Non-Solar Distributed Generation Impacts, Behind-the-Meter, Total Reductions in Coincident Peak Demand
(e) - Table I-12b: Storage Annual Net Energy Consumption, both wholesale and behind-the-meter (pumped storage is not included - see Table III-2 for current resources) | [10 empty] | (e) - Table I-12c: Storage Impacts, Behind-the-Meter, Reductions in Coincident Peak Demand (pumped storage is not included - see Table III-2 for current resources) | [10 empty] | (e) - Table I-12c: Storage Impacts, Behind-the-Meter, Reductions in Coincident Peak Demand (pumped storage is not included - see Table III-2 for current resources)
(f) - Table I-11b-H: Electric Vehicle Energy Usage | [10 empty] | (f) - Table I-11c-H: Electric Vehicle Summer Coincident Peak Demand | [10 empty] | (f) - Table I-11d-H: Electric Vehicle Winter Coincident Peak Demand
(g) - Table I-13a-H: Building Electrification Energy Usage - future end-use electrification including heat pumps, water heating, cooking, and other end-uses | [10 empty] | (g) - Table I-13b-H: Building Electrification Summer Coincident Peak Demand - future end-use electrification including heat pumps, water heating, cooking, and other end-uses | [10 empty] | (g) - Table I-13c-H: Building Electrification Winter Coincident Peak Demand - future end-use electrification including heat pumps, water heating, cooking, and other end-uses
(h) - Table I-14-H: Large Loads Forecast - reflects existing plus future load growth | [10 empty] | (h) - Table I-14-H: Large Loads Forecast - reflects existing plus future load growth | [10 empty] | (h) - Table I-14-H: Large Loads Forecast - reflects existing plus future load growth
(i) - Table I-22-H: Electrolysis Annual Energy Impacts | [10 empty] | (i) - There are no electrolysis peak demand impacts as hydrogen production is expected to occur non-coincident with system peak electric load | [10 empty] | (i) - There are no electrolysis peak demand impacts as hydrogen production is expected to occur non-coincident with system peak electric load
(j) - Table I-2-H: Higher Demand Scenario Annual Energy Forecast | [10 empty] | (j) - Table I-3a-H: Higher Demand Scenario Summer Coincident Peak Demand Forecast | [10 empty] | (j) - Table I-3b-H: Higher Demand Scenario Winter Coincident Peak Demand Forecast

## I-17
Table I-17: Projection of SCR and EDRP Enrollment
Special Case Resources - MW |  |  |  | Emergency Demand Response Program - MW
| Zone | Summer | Winter |  | Zone | Summer | Winter
| A | 411.7 | 288.8 |  | A | 0.1 | 0
| B | 27.9 | 25 |  | B | 0 | 0
| C | 82.6 | 65.4 |  | C | 0 | 0
| D | 226.9 | 218.2 |  | D | 0.2 | 0.1
| E | 34.2 | 34.3 |  | E | 0.2 | 0
| F | 103.5 | 51.9 |  | F | 0 | 0
| G | 40.7 | 21.9 |  | G | 0 | 0
| H | 11.3 | 7.5 |  | H | 0 | 0.3
| I | 38.6 | 21.5 |  | I | 0 | 0.3
| J | 478.7 | 278.5 |  | J | 0.7 | 0.4
| K | 30.6 | 13.1 |  | K | 0 | 0
| NYCA | 1486.7 | 1026.1 |  | NYCA | 1.2 | 1.1
Note: SCR and EDRP values are based on the projected enrollment for Summer 2025 and Winter 2025-26.
Projected SCR enrollment is assumed to remain constant through the 2035-36 Capability Year in Table V-2.

## I-18
Table I-18: Historical NYCA System Peak Demand
New York Control Area System Coincident Peaks
Summer Coincident Peak Dates & Times |  |  |  | Winter Coincident Peak Dates & Times
May 1 through October 31 |  |  |  | November 1 through following April 30
Year | Date | Hour Beginning | Summer Peak MW | Year | Date | Hour Beginning | Winter Peak MW
1997 | 1997-07-15 | 14 | 28699 | 1997 - 98 | 1997-12-10 | 17 | 22445
1998 | 1998-07-22 | 16 | 28161 | 1998 - 99 | 1999-01-14 | 17 | 23878
1999 | 1999-07-06 | 13 | 30311 | 1999 - 00 | 2000-01-18 | 17 | 24041
2000 | 2000-06-26 | 16 | 28138 | 2000 - 01 | 2000-12-13 | 17 | 23774
2001 | 2001-08-09 | 14 | 30982 | 2001 - 02 | 2002-04-18 | 16 | 23713
2002 | 2002-07-29 | 16 | 30664 | 2002 - 03 | 2003-01-23 | 18 | 24454
2003 | 2003-06-26 | 16 | 30333 | 2003 - 04 | 2004-01-15 | 18 | 25262
2004 | 2004-06-09 | 16 | 28433 | 2004 - 05 | 2004-12-20 | 17 | 25541
2005 | 2005-07-26 | 16 | 32075 | 2005 - 06 | 2005-12-14 | 18 | 25060
2006 | 2006-08-02 | 13 | 33939 | 2006 - 07 | 2007-02-05 | 17 | 25057
2007 | 2007-08-08 | 16 | 32169 | 2007 - 08 | 2008-01-03 | 18 | 25021
2008 | 2008-06-09 | 16 | 32432 | 2008 - 09 | 2008-12-22 | 17 | 24673
2009 | 2009-08-17 | 15 | 30844 | 2009 - 10 | 2009-12-17 | 17 | 24074
2010 | 2010-07-06 | 16 | 33452 | 2010 - 11 | 2010-12-14 | 17 | 24654
2011 | 2011-07-22 | 15 | 33865 | 2011 - 12 | 2012-01-03 | 17 | 23901
2012 | 2012-07-17 | 16 | 32439 | 2012 - 13 | 2013-01-24 | 18 | 24658
2013 | 2013-07-19 | 16 | 33956 | 2013 - 14 | 2014-01-07 | 18 | 25738
2014 | 2014-09-02 | 15 | 29782 | 2014 - 15 | 2015-01-07 | 18 | 24648
2015 | 2015-07-29 | 16 | 31138 | 2015 - 16 | 2016-01-19 | 18 | 23317
2016 | 2016-08-11 | 16 | 32076 | 2016 - 17 | 2016-12-15 | 17 | 24164
2017 | 2017-07-19 | 17 | 29699 | 2017 - 18 | 2018-01-05 | 17 | 25081
2018 | 2018-08-29 | 16 | 31861 | 2018 - 19 | 2019-01-21 | 18 | 24728
2019 | 2019-07-20 | 16 | 30397 | 2019 - 20 | 2019-12-19 | 17 | 23253
2020 | 2020-07-27 | 17 | 30660 | 2020 - 21 | 2020-12-16 | 17 | 22542
2021* | 2021-06-29 | 17 | 30919 | 2021 - 22 | 2022-01-11 | 17 | 23237
2022 | 2022-07-20 | 17 | 30505 | 2022 - 23 | 2023-02-03 | 18 | 23369
2023^ | 2023-09-06 | 17 | 30206 | 2023 - 24 | 2024-01-17 | 18 | 22754
2024 | 2024-07-08 | 17 | 28990 | 2024 - 25 | 2025-01-22 | 18 | 23521
Note: Record peaks are highlighted.
Note: Peak hours are reported as hour beginning (e.g., if the peak occurs during the 4 to 5 PM hour, the hour beginning value is 16).
Note: Beginning in 2021, the peak hour for purposes of the ICAP market weather normalization and forecast is constrained to
July and August non-holiday weekdays.
* The ICAP market peak hour in 2021 was 8/26/2021, hour beginning 16 (30,309 MW).
^ The ICAP market peak hour in 2023 was 7/28/2023, hour beginning 17 (28,735 MW).
Note: Values reflect NYISO operational data metered peak load, before weather normalization and demand response addbacks.

## I-19
Table I-19: Weather Normalized Annual Energy and Seasonal Peak Demand
Historical System Weather Normalized Values
Year | Weather Normalized Energy (GWh) | Summer | Weather Normalized Peak (MW) | Winter | Weather Normalized Peak (MW)
2003 | 158141 | 2003 | 31410 | 2003 - 04 | 24900
2004 | 160843 | 2004 | 31400 | 2004 - 05 | 25250
2005 | 164105 | 2005 | 33068 | 2005 - 06 | 24770
2006 | 163200 | 2006 | 32992 | 2006 - 07 | 25030
2007 | 165922 | 2007 | 33444 | 2007 - 08 | 25490
2008 | 166950 | 2008 | 33670 | 2008 - 09 | 25016
2009 | 161680 | 2009 | 33063 | 2009 - 10 | 24537
2010 | 161838 | 2010 | 32453 | 2010 - 11 | 24452
2011 | 163123 | 2011 | 33019 | 2011 - 12 | 24630
2012 | 163081 | 2012 | 33106 | 2012 - 13 | 24630
2013 | 163610 | 2013 | 33497 | 2013 - 14 | 24610
2014 | 161113 | 2014 | 33291 | 2014 - 15 | 24500
2015 | 160352 | 2015 | 33226 | 2015 - 16 | 24220
2016 | 159203 | 2016 | 33225 | 2016 - 17 | 24416
2017 | 156747 | 2017 | 32914 | 2017 - 18 | 24265
2018 | 158435 | 2018 | 32512 | 2018 - 19 | 24114
2019 | 155848 | 2019 | 32357 | 2019 - 20 | 24123
2020 | 150310 | 2020 | 31723 | 2020 - 21 | 23890
2021 | 152147 | 2021 | 31528 | 2021 - 22 | 23708
2022 | 152058 | 2022 | 31709 | 2022 - 23 | 23674
2023 | 149518 | 2023 | 31288 | 2023 - 24 | 23370
2024 | 151556 | 2024 | 31264 | 2024 - 25 | 24030
Note: Historical summer peak weather normalized values are from the ICAP forecast process, and include estimated
demand response impacts added back. The NYCA aggregate design weather condition is 57th percentile
summer peak day weather.
Note: Weather normalized annual energy values for all prior years have been calculated using the current methodology,
and may differ slightly from values reported in prior Gold Books.

## I-20
Table I-20: Historical NYCA Peak Day Weather Distributions
Summer NYCA Peak Day Temperature - Daily Average Dry Bulb (deg F)
Weather | A | B | C | D | E | F | G | H | I | J | K | NYCA
10th | 75 | 75 | 75 | 74 | 74 | 77 | 79 | 79 | 80 | 82 | 79 | 79
Baseline | 79 | 80 | 79 | 78 | 78 | 81 | 83 | 84 | 85 | 87 | 83 | 83
90th | 83 | 84 | 83 | 83 | 81 | 84 | 86 | 87 | 87 | 90 | 87 | 86
99th | 87 | 88 | 86 | 87 | 84 | 87 | 89 | 90 | 91 | 93 | 91 | 89
Summer NYCA Peak Day Temperature - Daily Maximum Dry Bulb (deg F)
Weather | A | B | C | D | E | F | G | H | I | J | K | NYCA
10th | 83 | 85 | 86 | 83 | 85 | 87 | 89 | 89 | 89 | 89 | 87 | 87
Baseline | 88 | 90 | 90 | 88 | 89 | 92 | 94 | 94 | 95 | 95 | 93 | 92
90th | 92 | 94 | 95 | 94 | 93 | 96 | 97 | 98 | 98 | 98 | 98 | 95
99th | 96 | 98 | 99 | 98 | 97 | 100 | 100 | 102 | 102 | 102 | 103 | 99
Summer NYCA Peak Day Temperature - Daily Maximum Wet Bulb (deg F)
Weather | A | B | C | D | E | F | G | H | I | J | K | NYCA
10th | 72 | 72 | 72 | 72 | 72 | 73 | 74 | 74 | 74 | 75 | 75 | 73
Baseline | 75 | 75 | 75 | 75 | 75 | 76 | 77 | 77 | 77 | 77 | 78 | 76
90th | 78 | 78 | 77 | 78 | 78 | 79 | 80 | 79 | 80 | 79 | 81 | 78
99th | 80 | 81 | 79 | 81 | 80 | 81 | 82 | 82 | 82 | 81 | 83 | 80
Note: Wet bulb temperature includes humidity impacts.
Winter NYCA Peak Day Temperature - Daily Average Dry Bulb (deg F)
Weather | A | B | C | D | E | F | G | H | I | J | K | NYCA
10th | 20 | 19 | 19 | 15 | 17 | 20 | 24 | 25 | 26 | 28 | 28 | 24
Baseline | 11 | 11 | 10 | 4 | 7 | 10 | 13 | 15 | 14 | 17 | 20 | 14
90th | 2 | 2 | 0 | -7 | -3 | 0 | 5 | 7 | 9 | 11 | 11 | 6
99th | -6 | -5 | -8 | -16 | -11 | -8 | -2 | 0 | 2 | 4 | 4 | -1
Winter NYCA Peak Day Temperature - Daily Minimum Dry Bulb (deg F)
Weather | A | B | C | D | E | F | G | H | I | J | K | NYCA
10th | 15 | 13 | 13 | 8 | 11 | 14 | 18 | 20 | 20 | 23 | 23 | 19
Baseline | 5 | 5 | 3 | -3 | 0 | 3 | 6 | 8 | 8 | 11 | 14 | 8
90th | -4 | -4 | -7 | -15 | -11 | -7 | -2 | 0 | 2 | 5 | 5 | 0
99th | -12 | -12 | -15 | -25 | -20 | -16 | -10 | -8 | -5 | -2 | -3 | -7