## I-1a
Table I-1a: NYCA Baseline Energy and Demand Forecasts
Includes Impacts of Energy Saving Programs, Behind-the-Meter Generation, Electrification, & Large Loads, under Expected Weather
2026 Long Term Forecast1 - 2026 to 2056
Energy - GWh |  |  |  | Summer Peak Demand2 - MW |  |  |  | Winter Peak Demand2 - MW
Year | Lower3 | Baseline4 | Higher3 | Year | Lower3 | Baseline4, 5 | Higher3 | Year | Lower3 | Baseline4 | Higher3
2025 |  | 151059 |  | 2025 |  | 31405 |  | 2025-26 |  | 24250
2026 | 150720 | 152600 | 153420 | 2026 | 31210 | 31578 | 31650 | 2026-27 | 24040 | 24620 | 24900
2027 | 149730 | 155030 | 156770 | 2027 | 31000 | 31880 | 32220 | 2027-28 | 24060 | 25110 | 25560
2028 | 149490 | 156760 | 160530 | 2028 | 30900 | 31980 | 32580 | 2028-29 | 24090 | 25410 | 26200
2029 | 149050 | 157740 | 165450 | 2029 | 30790 | 32070 | 33290 | 2029-30 | 24100 | 25880 | 27250
2030 | 149300 | 160160 | 170180 | 2030 | 30660 | 32250 | 33740 | 2030-31 | 24120 | 26310 | 27870
2031 | 149510 | 161830 | 174220 | 2031 | 30480 | 32420 | 34230 | 2031-32 | 24150 | 26690 | 28590
2032 | 149790 | 163940 | 178790 | 2032 | 30410 | 32560 | 34710 | 2032-33 | 24170 | 27120 | 29380
2033 | 149570 | 165740 | 182830 | 2033 | 30260 | 32760 | 35280 | 2033-34 | 24180 | 27550 | 30100
2034 | 149600 | 167950 | 186710 | 2034 | 30130 | 32920 | 35690 | 2034-35 | 24190 | 28000 | 30790
2035 | 149600 | 170170 | 190550 | 2035 | 30030 | 33140 | 36170 | 2035-36 | 24200 | 28480 | 31640
2036 | 149850 | 172980 | 195130 | 2036 | 29940 | 33430 | 36720 | 2036-37 | 24250 | 29060 | 32650
2037 | 149870 | 175440 | 199510 | 2037 | 29840 | 33720 | 37310 | 2037-38 | 24310 | 29610 | 33570
2038 | 150150 | 178210 | 204290 | 2038 | 29710 | 34020 | 37900 | 2038-39 | 24350 | 30190 | 34480
2039 | 150530 | 180960 | 208980 | 2039 | 29580 | 34270 | 38460 | 2039-40 | 24430 | 30810 | 35450
2040 | 150950 | 183800 | 213670 | 2040 | 29450 | 34480 | 38960 | 2040-41 | 24540 | 31400 | 36360
2041 | 151080 | 185770 | 217450 | 2041 | 29320 | 34660 | 39450 | 2041-42 | 24670 | 32040 | 37320
2042 | 151350 | 188010 | 221470 | 2042 | 29200 | 34850 | 39940 | 2042-43 | 24800 | 32630 | 38220
2043 | 151930 | 190490 | 225750 | 2043 | 29110 | 35020 | 40400 | 2043-44 | 24930 | 33280 | 39130
2044 | 152660 | 193160 | 230180 | 2044 | 29030 | 35210 | 40880 | 2044-45 | 25050 | 33840 | 40010
2045 | 153160 | 195160 | 233880 | 2045 | 28940 | 35390 | 41330 | 2045-46 | 25180 | 34310 | 40790
2046 | 153910 | 197550 | 237930 | 2046 | 28870 | 35580 | 41770 | 2046-47 | 25350 | 34800 | 41580
2047 | 154790 | 199730 | 241690 | 2047 | 28830 | 35760 | 42180 | 2047-48 | 25540 | 35290 | 42360
2048 | 155820 | 202170 | 245690 | 2048 | 28790 | 35940 | 42610 | 2048-49 | 25710 | 35790 | 43130
2049 | 156660 | 203830 | 248700 | 2049 | 28770 | 36100 | 43000 | 2049-50 | 25870 | 36230 | 43830
2050 | 157740 | 205760 | 251930 | 2050 | 28750 | 36280 | 43420 | 2050-51 | 26030 | 36560 | 44380
2051 | 158800 | 207170 | 254430 | 2051 | 28740 | 36420 | 43720 | 2051-52 | 26170 | 36860 | 44870
2052 | 159970 | 208860 | 257160 | 2052 | 28730 | 36560 | 44030 | 2052-53 | 26310 | 37150 | 45330
2053 | 160820 | 209630 | 258850 | 2053 | 28720 | 36670 | 44280 | 2053-54 | 26440 | 37350 | 45680
2054 | 161700 | 210620 | 260660 | 2054 | 28710 | 36740 | 44480 | 2054-55 | 26560 | 37570 | 46020
2055 | 162660 | 211520 | 262400 | 2055 | 28700 | 36810 | 44670 | 2055-56 | 26660 | 37770 | 46320
2056 | 163750 | 212630 | 264360 | 2056 | 28700 | 36860 | 44820 | 2056-57 | 26770 | 37940 | 46590
Average Annual Growth - Percent
Period | Lower | Baseline | Higher | Period | Lower | Baseline | Higher | Period | Lower | Baseline | Higher
2026-31 | -0.1611% | 1.181% | 2.575% | 2026-31 | -0.4722% | 0.5277% | 1.58% | 2026-31 | 0.09135% | 1.628% | 2.802%
2031-36 | 0.04544% | 1.342% | 2.293% | 2031-36 | -0.3569% | 0.6154% | 1.414% | 2031-36 | 0.08268% | 1.716% | 2.691%
2036-41 | 0.1636% | 1.437% | 2.19% | 2036-41 | -0.4176% | 0.7253% | 1.445% | 2036-41 | 0.344% | 1.972% | 2.71%
2041-46 | 0.3719% | 1.237% | 1.816% | 2041-46 | -0.3089% | 0.5253% | 1.149% | 2041-46 | 0.5453% | 1.666% | 2.185%
2026-36 | -0.05787% | 1.261% | 2.434% | 2026-36 | -0.4146% | 0.5716% | 1.497% | 2026-36 | 0.08701% | 1.672% | 2.747%
2036-46 | 0.2677% | 1.337% | 2.003% | 2036-46 | -0.3633% | 0.6252% | 1.297% | 2036-46 | 0.4446% | 1.819% | 2.447%
2046-56 | 0.6217% | 0.7383% | 1.059% | 2046-56 | -0.05904% | 0.3541% | 0.7073% | 2046-56 | 0.5465% | 0.8676% | 1.144%
2026-46 | 0.1048% | 1.299% | 2.218% | 2026-46 | -0.3889% | 0.5984% | 1.397% | 2026-46 | 0.2657% | 1.745% | 2.597%
2026-56 | 0.2768% | 1.112% | 1.83% | 2026-56 | -0.2791% | 0.5169% | 1.166% | 2026-56 | 0.3592% | 1.452% | 2.11%
Notes
1. All results in the Section I tables include transmission & distribution losses.
2. Summer Capability period is from May 1 to October 31. Winter Capability period is from November 1 of the current year to April 30 of the next year.
3. The lower and higher columns reflect the Lower Demand and Higher Demand forecasts under expected weather conditions, which are summarized in Tables I-15 and I-16.
These do not reflect the 90th and 10th percentile forecasts due to weather, which are found in Tables I-6 and I-7.
4. Energy and peak figures for 2025 are weather-normalized. The values for the actual annual energy, summer peak, and winter peak are reported in Tables I-2, I-3a, and I-3b respectively.
5. The 2026 NYCA summer peak forecast is the same as the 2026 ICAP forecast.

## I-1b,c,d
Table I-1b: Summary of NYCA Baseline Annual Energy Forecasts - GWh | [10 empty] | Table I-1c: Summary of NYCA Baseline Summer Coincident Peak Demand Forecasts - MW | [10 empty] | Table I-1d: Summary of NYCA Baseline Winter Coincident Peak Demand Forecasts - MW
Year | (a) | (b) | (c) | (d) | (e) | (f) | (g) | (h) | (i) | (j) | Year | (a) | (b) | (c) | (d) | (e) | (f) | (g) | (h) | (i) | (j) | Year | (a) | (b) | (c) | (d) | (e) | (f) | (g) | (h) | (i) | (j)
|  | (-) | (-) | (-) | (+) | (+) | (+) | (+) | =a-b-c-d+e+f+g+h |  |  |  | (-) | (-) | (-) | (-) | (+) | (+) | (+) | =a-b-c-d-e+f+g+h |  |  |  | (-) | (-) | (-) | (-) | (+) | (+) | (+) | =a-b-c-d-e+f+g+h
| Econometric Energy | EE and C&S | Solar PV, BTM | Non-Solar DG, BTM | Storage Net Energy Consumption | EV Energy | Building Electrification | Large Load Projects | Baseline Annual Energy Forecast | Forecast Prior to Large Load Growth |  | Econometric Peak Demand | EE and C&S | Solar PV, BTM | Non-Solar DG, BTM | BTM Storage Peak Reductions | EV Peak Demand | Building Electrification | Large Load Projects | Baseline Summer Peak Forecast | Forecast Prior to Large Load Growth |  | Econometric Peak Demand | EE and C&S | Solar PV, BTM | Non-Solar DG, BTM | BTM Storage Peak Reductions | EV Peak Demand | Building Electrification | Large Load Projects | Baseline Winter Peak Forecast | Forecast Prior to Large Load Growth
2026 | 161383 | 1301 | 9199 | 3926 | 245 | 1309 | 449 | 3640 | 152600 | 152600 | 2026 | 32783 | 322 | 941 | 448 | 301 | 243 | 26 | 538 | 31578 | 31578 | 2026-27 | 24310 | 169 | 0 | 448 | 301 | 453 | 68 | 707 | 24620 | 24620
2027 | 162382 | 2577 | 10365 | 4087 | 414 | 1590 | 803 | 6870 | 155030 | 151800 | 2027 | 33007 | 637 | 1033 | 467 | 403 | 286 | 52 | 1075 | 31880 | 31343 | 2027-28 | 24429 | 333 | 0 | 467 | 403 | 536 | 166 | 1182 | 25110 | 24635
2028 | 163455 | 3819 | 11394 | 4230 | 582 | 1911 | 1245 | 9010 | 156760 | 151390 | 2028 | 33302 | 937 | 1105 | 482 | 511 | 344 | 77 | 1292 | 31980 | 31226 | 2028-29 | 24557 | 502 | 0 | 482 | 511 | 620 | 377 | 1351 | 25410 | 24766
2029 | 164033 | 5003 | 12281 | 4365 | 751 | 2298 | 1757 | 10550 | 157740 | 150830 | 2029 | 33536 | 1222 | 1168 | 499 | 623 | 419 | 110 | 1517 | 32070 | 31091 | 2029-30 | 24612 | 728 | 0 | 499 | 623 | 717 | 712 | 1689 | 25880 | 24898
2030 | 165245 | 6565 | 13025 | 4411 | 920 | 2761 | 2455 | 12780 | 160160 | 151020 | 2030 | 33789 | 1573 | 1217 | 503 | 718 | 492 | 149 | 1831 | 32250 | 30957 | 2030-31 | 24633 | 948 | 0 | 503 | 718 | 838 | 1100 | 1908 | 26310 | 25109
2031 | 166339 | 8032 | 13647 | 4539 | 997 | 3312 | 3250 | 14150 | 161830 | 151320 | 2031 | 34116 | 1891 | 1255 | 518 | 802 | 586 | 195 | 1989 | 32420 | 30969 | 2031-32 | 24712 | 1162 | 0 | 518 | 802 | 956 | 1429 | 2075 | 26690 | 25322
2032 | 167683 | 9415 | 14163 | 4662 | 1076 | 3971 | 4090 | 15360 | 163940 | 152220 | 2032 | 34327 | 2181 | 1282 | 532 | 869 | 722 | 244 | 2131 | 32560 | 30967 | 2032-33 | 24722 | 1378 | 0 | 532 | 869 | 1126 | 1801 | 2250 | 27120 | 25577
2033 | 167806 | 10697 | 14595 | 4784 | 1154 | 4775 | 4981 | 17100 | 165740 | 152280 | 2033 | 34474 | 2463 | 1304 | 546 | 940 | 869 | 291 | 2379 | 32760 | 30919 | 2033-34 | 24748 | 1586 | 0 | 546 | 940 | 1304 | 2109 | 2461 | 27550 | 25796
2034 | 168299 | 11909 | 14962 | 4897 | 1231 | 5756 | 5902 | 18530 | 167950 | 153060 | 2034 | 34575 | 2712 | 1316 | 559 | 1011 | 1046 | 343 | 2554 | 32920 | 30904 | 2034-35 | 24753 | 1792 | 0 | 559 | 1011 | 1561 | 2425 | 2623 | 28000 | 26084
2035 | 168963 | 13057 | 15269 | 5011 | 1309 | 6958 | 6877 | 19400 | 170170 | 154410 | 2035 | 34748 | 2952 | 1319 | 571 | 1077 | 1262 | 406 | 2643 | 33140 | 31035 | 2035-36 | 24793 | 1995 | 0 | 571 | 1077 | 1855 | 2765 | 2710 | 28480 | 26477
2036 | 170036 | 14143 | 15535 | 5127 | 1388 | 8446 | 7895 | 20020 | 172980 | 156600 | 2036 | 34940 | 3164 | 1314 | 585 | 1142 | 1511 | 467 | 2717 | 33430 | 31251 | 2036-37 | 24845 | 2193 | 0 | 585 | 1142 | 2182 | 3169 | 2784 | 29060 | 26983
2037 | 170363 | 15109 | 15759 | 5242 | 1466 | 10284 | 8897 | 20540 | 175440 | 158540 | 2037 | 35103 | 3366 | 1303 | 598 | 1206 | 1784 | 525 | 2781 | 33720 | 31477 | 2037-38 | 24866 | 2392 | 0 | 598 | 1206 | 2546 | 3546 | 2848 | 29610 | 27469
2038 | 171047 | 16042 | 15961 | 5342 | 1544 | 12152 | 9922 | 20890 | 178210 | 160960 | 2038 | 35235 | 3552 | 1284 | 611 | 1261 | 2081 | 597 | 2815 | 34020 | 31743 | 2038-39 | 24910 | 2589 | 0 | 611 | 1261 | 2949 | 3910 | 2882 | 30190 | 28015
2039 | 171708 | 16948 | 16136 | 5437 | 1624 | 14020 | 10969 | 21160 | 180960 | 163440 | 2039 | 35299 | 3713 | 1263 | 621 | 1320 | 2389 | 650 | 2849 | 34270 | 31959 | 2039-40 | 24983 | 2821 | 0 | 621 | 1320 | 3354 | 4319 | 2916 | 30810 | 28601
2040 | 172611 | 18036 | 16287 | 5526 | 1711 | 15879 | 12048 | 21400 | 183800 | 166040 | 2040 | 35382 | 3911 | 1245 | 631 | 1378 | 2676 | 707 | 2880 | 34480 | 32138 | 2040-41 | 24995 | 3049 | 0 | 631 | 1378 | 3761 | 4765 | 2937 | 31400 | 29170
2041 | 172770 | 19007 | 16423 | 5605 | 1798 | 17717 | 13120 | 21400 | 185770 | 168010 | 2041 | 35435 | 4097 | 1222 | 641 | 1436 | 2962 | 779 | 2880 | 34660 | 32318 | 2041-42 | 25044 | 3277 | 0 | 641 | 1436 | 4130 | 5283 | 2937 | 32040 | 29810
2042 | 173189 | 19958 | 16548 | 5673 | 1885 | 19534 | 14181 | 21400 | 188010 | 170250 | 2042 | 35499 | 4264 | 1201 | 649 | 1495 | 3251 | 829 | 2880 | 34850 | 32507 | 2042-43 | 25120 | 3501 | 0 | 649 | 1495 | 4515 | 5703 | 2937 | 32630 | 30400
2043 | 173815 | 20839 | 16665 | 5740 | 1975 | 21331 | 15213 | 21400 | 190490 | 172730 | 2043 | 35508 | 4404 | 1184 | 656 | 1549 | 3542 | 883 | 2880 | 35020 | 32678 | 2043-44 | 25211 | 3717 | 0 | 656 | 1549 | 4840 | 6214 | 2937 | 33280 | 31050
2044 | 174691 | 21714 | 16770 | 5808 | 2062 | 23092 | 16207 | 21400 | 193160 | 175400 | 2044 | 35539 | 4550 | 1160 | 664 | 1600 | 3816 | 949 | 2880 | 35210 | 32868 | 2044-45 | 25226 | 3933 | 0 | 664 | 1600 | 5171 | 6703 | 2937 | 33840 | 31610
2045 | 174846 | 22474 | 16867 | 5874 | 2150 | 24810 | 17169 | 21400 | 195160 | 177400 | 2045 | 35540 | 4691 | 1132 | 671 | 1646 | 4103 | 1007 | 2880 | 35390 | 33048 | 2045-46 | 25243 | 4144 | 0 | 671 | 1646 | 5440 | 7151 | 2937 | 34310 | 32080
2046 | 175504 | 23225 | 16954 | 5936 | 2236 | 26460 | 18065 | 21400 | 197550 | 179790 | 2046 | 35554 | 4805 | 1101 | 679 | 1687 | 4357 | 1061 | 2880 | 35580 | 33238 | 2046-47 | 25273 | 4351 | 0 | 679 | 1687 | 5723 | 7584 | 2937 | 34800 | 32570
2047 | 176079 | 23961 | 17041 | 5990 | 2321 | 28030 | 18892 | 21400 | 199730 | 181970 | 2047 | 35571 | 4924 | 1063 | 685 | 1728 | 4608 | 1101 | 2880 | 35760 | 33418 | 2047-48 | 25309 | 4551 | 0 | 685 | 1728 | 6099 | 7909 | 2937 | 35290 | 33060
2048 | 176996 | 24634 | 17125 | 6045 | 2407 | 29463 | 19708 | 21400 | 202170 | 184410 | 2048 | 35616 | 5032 | 1022 | 691 | 1766 | 4808 | 1147 | 2880 | 35940 | 33598 | 2048-49 | 25349 | 4723 | 0 | 691 | 1766 | 6424 | 8260 | 2937 | 35790 | 33560
2049 | 177230 | 25195 | 17202 | 6097 | 2489 | 30754 | 20451 | 21400 | 203830 | 186070 | 2049 | 35651 | 5137 | 976 | 696 | 1800 | 4985 | 1193 | 2880 | 36100 | 33758 | 2049-50 | 25432 | 4881 | 0 | 696 | 1800 | 6603 | 8635 | 2937 | 36230 | 34000
2050 | 177954 | 25747 | 17280 | 6152 | 2574 | 31894 | 21117 | 21400 | 205760 | 188000 | 2050 | 35660 | 5223 | 929 | 703 | 1831 | 5169 | 1257 | 2880 | 36280 | 33938 | 2050-51 | 25474 | 5034 | 0 | 703 | 1831 | 6804 | 8913 | 2937 | 36560 | 34330
2051 | 178640 | 26281 | 17352 | 6206 | 2655 | 32610 | 21704 | 21400 | 207170 | 189410 | 2051 | 35682 | 5308 | 879 | 710 | 1861 | 5315 | 1301 | 2880 | 36420 | 34078 | 2051-52 | 25530 | 5179 | 0 | 710 | 1861 | 6966 | 9177 | 2937 | 36860 | 34630
2052 | 179711 | 26824 | 17423 | 6254 | 2737 | 33304 | 22209 | 21400 | 208860 | 191100 | 2052 | 35749 | 5398 | 829 | 715 | 1891 | 5428 | 1336 | 2880 | 36560 | 34218 | 2052-53 | 25596 | 5313 | 0 | 715 | 1891 | 7051 | 9485 | 2937 | 37150 | 34920
2053 | 180024 | 27276 | 17492 | 6300 | 2819 | 33827 | 22628 | 21400 | 209630 | 191870 | 2053 | 35782 | 5479 | 777 | 720 | 1915 | 5536 | 1363 | 2880 | 36670 | 34328 | 2053-54 | 25644 | 5441 | 0 | 720 | 1915 | 7172 | 9673 | 2937 | 37350 | 35120
2054 | 180675 | 27736 | 17560 | 6347 | 2901 | 34317 | 22970 | 21400 | 210620 | 192860 | 2054 | 35817 | 5566 | 725 | 725 | 1937 | 5608 | 1388 | 2880 | 36740 | 34398 | 2054-55 | 25689 | 5560 | 0 | 725 | 1937 | 7236 | 9930 | 2937 | 37570 | 35340
2055 | 181342 | 28186 | 17627 | 6395 | 2980 | 34773 | 23233 | 21400 | 211520 | 193760 | 2055 | 35892 | 5645 | 697 | 731 | 1957 | 5655 | 1413 | 2880 | 36810 | 34468 | 2055-56 | 25752 | 5671 | 0 | 731 | 1957 | 7302 | 10138 | 2937 | 37770 | 35540
2056 | 182326 | 28608 | 17691 | 6443 | 3058 | 35165 | 23423 | 21400 | 212630 | 194870 | 2056 | 35959 | 5719 | 669 | 737 | 1980 | 5687 | 1439 | 2880 | 36860 | 34518 | 2056-57 | 25796 | 5775 | 0 | 737 | 1980 | 7405 | 10294 | 2937 | 37940 | 35710
(a) - Econometric Energy Forecast - Reflects impacts of projected weather trends and economic growth | [10 empty] | (a) - Econometric Summer Peak Demand - Reflects impacts of projected weather trends and economic growth | [10 empty] | (a) - Econometric Winter Peak Demand - Reflects impacts of projected weather trends and economic growth
(b) - Table I-8a: Energy Efficiency and Codes & Standards Energy Impacts, Relative to 2025 | [10 empty] | (b) - Table I-8b: Energy Efficiency and Codes & Standards Summer Coincident Peak Demand Reductions, Relative to 2025 | [10 empty] | (b) - Table I-8c: Energy Efficiency and Codes & Standards Winter Coincident Peak Demand Reductions, Relative to 2025-26
(c) - Table I-9b: Solar PV Impacts, Behind-the-Meter - Total Reductions in Annual Energy | [10 empty] | (c) - Table I-9c: Solar PV Impacts, Behind-the-Meter, Total Reductions in Summer Coincident Peak Demand | [10 empty] | (c) - The forecast of solar PV-related reductions to the winter peak is zero because the system typically peaks after sunset
(d) - Table I-10b: Non-Solar Distributed Generation Impacts, Behind-the-Meter - Total Reductions in Annual Energy | [10 empty] | (d) - Table I-10c: Non-Solar Distributed Generation Impacts, Behind-the-Meter, Total Reductions in Coincident Peak Demand | [10 empty] | (d) - Table I-10c: Non-Solar Distributed Generation Impacts, Behind-the-Meter, Total Reductions in Coincident Peak Demand
(e) - Table I-12b: Storage Annual Net Energy Consumption, both wholesale and behind-the-meter (pumped storage is not included - see Table III-2 for current resources) | [10 empty] | (e) - Table I-12c: Storage Impacts, Behind-the-Meter, Reductions in Coincident Peak Demand (pumped storage is not included - see Table III-2 for current resources) | [10 empty] | (e) - Table I-12c: Storage Impacts, Behind-the-Meter, Reductions in Coincident Peak Demand (pumped storage is not included - see Table III-2 for current resources)
(f) - Table I-11b: Electric Vehicle Energy Usage | [10 empty] | (f) - Table I-11c: Electric Vehicle Summer Coincident Peak Demand | [10 empty] | (f) - Table I-11d: Electric Vehicle Winter Coincident Peak Demand
(g) - Table I-13a: Building Electrification Energy Usage - future end-use electrification including heat pumps, water heating, cooking, and other end-uses | [10 empty] | (g) - Table I-13b: Building Electrification Summer Coincident Peak Demand - future end-use electrification including heat pumps, water heating, cooking, and other end-uses | [10 empty] | (g) - Table I-13c: Building Electrification Winter Coincident Peak Demand - future end-use electrification including heat pumps, water heating, cooking, and other end-uses
(h) - Table I-14: Large Loads Forecast - reflects existing plus future load growth | [10 empty] | (h) - Table I-14: Large Loads Forecast - reflects existing plus future load growth | [10 empty] | (h) - Table I-14: Large Loads Forecast - reflects existing plus future load growth
(i) - Table I-2: Baseline Annual Energy Forecast | [10 empty] | (i) - Table I-3a: Baseline Summer Coincident Peak Demand Forecast | [10 empty] | (i) - Table I-3b: Baseline Winter Coincident Peak Demand Forecast
(j) - Annual energy forecast with no additional large load growth beyond 2026 | [10 empty] | (j) - Summer peak demand forecast with no additional large load growth beyond summer 2026 | [10 empty] | (j) - Winter peak demand forecast with no additional large load growth beyond winter 2026-27

## I-2
Table I-2: Baseline Annual Energy, Historical and Forecast
Includes Impacts of Energy Saving Programs, Behind-the-Meter Generation, Electrification, & Large Loads, under Expected Weather
Annual Energy by Zone - GWh
Year | A | B | C | D | E | F | G | H | I | J | K | NYCA
2016 | 15803 | 9995 | 16205 | 4389 | 7894 | 12298 | 9975 | 2856 | 6139 | 53653 | 21591 | 160798
2017 | 15261 | 9775 | 15819 | 4322 | 7761 | 11823 | 9669 | 2883 | 5976 | 52266 | 20815 | 156370
2018 | 15894 | 10090 | 16561 | 4670 | 7995 | 12375 | 9965 | 2807 | 6071 | 53360 | 21326 | 161114
2019 | 14872 | 9715 | 15809 | 4825 | 7868 | 11829 | 9574 | 2816 | 5976 | 52003 | 20545 | 155832
2020 | 14514 | 9698 | 15450 | 5047 | 7626 | 11827 | 9217 | 2849 | 5729 | 48060 | 20181 | 150198
2021 | 14731 | 9797 | 15560 | 5415 | 7616 | 11827 | 9262 | 2884 | 5781 | 48832 | 20273 | 151978
2022 | 14687 | 9616 | 15365 | 5884 | 7357 | 11935 | 9325 | 2902 | 5775 | 49740 | 20095 | 152681
2023 | 14613 | 9135 | 14693 | 5698 | 7038 | 11096 | 9014 | 2686 | 5412 | 48280 | 19385 | 147050
2024 | 15417 | 9345 | 14643 | 5659 | 7194 | 11403 | 9286 | 2764 | 5723 | 49703 | 19801 | 150938
2025 | 15160 | 9377 | 14760 | 5267 | 7315 | 11590 | 9513 | 2698 | 5853 | 50104 | 19957 | 151594
2026 | 15600 | 9420 | 14700 | 5500 | 7240 | 11570 | 9690 | 2710 | 5790 | 50400 | 19980 | 152600
2027 | 16600 | 9380 | 14430 | 6780 | 7010 | 11370 | 10220 | 2690 | 5830 | 50670 | 20050 | 155030
2028 | 16500 | 10090 | 14240 | 7420 | 7060 | 11220 | 10490 | 2700 | 5890 | 50880 | 20270 | 156760
2029 | 16380 | 10870 | 14240 | 7370 | 6970 | 11110 | 10690 | 2690 | 5910 | 50940 | 20570 | 157740
2030 | 16330 | 11710 | 15010 | 7340 | 6880 | 11080 | 10850 | 2710 | 5950 | 51180 | 21120 | 160160
2031 | 16320 | 11760 | 15750 | 7310 | 6830 | 11080 | 10960 | 2720 | 6020 | 51540 | 21540 | 161830
2032 | 16360 | 11790 | 16570 | 7300 | 6820 | 11130 | 11070 | 2750 | 6110 | 52060 | 21980 | 163940
2033 | 16330 | 11780 | 17990 | 7260 | 6780 | 11140 | 11120 | 2770 | 6170 | 52170 | 22230 | 165740
2034 | 16360 | 11810 | 19310 | 7230 | 6790 | 11210 | 11220 | 2790 | 6250 | 52480 | 22500 | 167950
2035 | 16440 | 11880 | 20170 | 7210 | 6830 | 11320 | 11380 | 2830 | 6350 | 52990 | 22770 | 170170
2036 | 16620 | 12010 | 20870 | 7220 | 6920 | 11510 | 11610 | 2880 | 6480 | 53700 | 23160 | 172980
2037 | 16770 | 12130 | 21490 | 7210 | 7010 | 11700 | 11830 | 2930 | 6610 | 54230 | 23530 | 175440
2038 | 16970 | 12270 | 21980 | 7210 | 7120 | 11920 | 12100 | 2990 | 6760 | 54920 | 23970 | 178210
2039 | 17180 | 12420 | 22390 | 7210 | 7250 | 12150 | 12380 | 3050 | 6910 | 55600 | 24420 | 180960
2040 | 17400 | 12580 | 22790 | 7220 | 7380 | 12400 | 12670 | 3110 | 7050 | 56320 | 24880 | 183800
2041 | 17560 | 12690 | 22930 | 7200 | 7490 | 12600 | 12900 | 3150 | 7170 | 56810 | 25270 | 185770
2042 | 17750 | 12830 | 23090 | 7190 | 7600 | 12830 | 13140 | 3210 | 7300 | 57390 | 25680 | 188010
2043 | 17950 | 12980 | 23270 | 7200 | 7730 | 13070 | 13410 | 3260 | 7440 | 58060 | 26120 | 190490
2044 | 18180 | 13130 | 23470 | 7210 | 7870 | 13330 | 13690 | 3320 | 7580 | 58790 | 26590 | 193160
2045 | 18340 | 13250 | 23610 | 7200 | 7970 | 13550 | 13920 | 3370 | 7690 | 59290 | 26970 | 195160
2046 | 18540 | 13390 | 23790 | 7210 | 8080 | 13790 | 14180 | 3420 | 7820 | 59930 | 27400 | 197550
2047 | 18710 | 13520 | 23940 | 7210 | 8190 | 14020 | 14420 | 3470 | 7940 | 60510 | 27800 | 199730
2048 | 18910 | 13660 | 24120 | 7230 | 8290 | 14260 | 14670 | 3530 | 8070 | 61200 | 28230 | 202170
2049 | 19030 | 13750 | 24220 | 7220 | 8360 | 14440 | 14860 | 3570 | 8160 | 61660 | 28560 | 203830
2050 | 19170 | 13860 | 24350 | 7230 | 8440 | 14640 | 15060 | 3610 | 8270 | 62230 | 28900 | 205760
2051 | 19260 | 13930 | 24430 | 7230 | 8480 | 14790 | 15200 | 3640 | 8340 | 62710 | 29160 | 207170
2052 | 19360 | 14020 | 24530 | 7250 | 8530 | 14950 | 15370 | 3680 | 8430 | 63290 | 29450 | 208860
2053 | 19370 | 14060 | 24540 | 7230 | 8540 | 15040 | 15480 | 3700 | 8480 | 63580 | 29610 | 209630
2054 | 19410 | 14110 | 24570 | 7230 | 8550 | 15140 | 15600 | 3720 | 8540 | 63960 | 29790 | 210620
2055 | 19430 | 14150 | 24600 | 7230 | 8560 | 15240 | 15710 | 3750 | 8590 | 64310 | 29950 | 211520
2056 | 19460 | 14200 | 24650 | 7240 | 8580 | 15340 | 15840 | 3770 | 8650 | 64760 | 30140 | 212630
Note: Historical values reflect actual experienced weather conditions. Forecasted values reflect expected trended weather conditions.
Note: Expected weather conditions include an increasing temperature trend from the NYISO Climate Change Impact Study Phase I report.

## I-3a
Table I-3a: Baseline Summer Coincident Peak Demand, Historical and Forecast
Includes Impacts of Energy Saving Programs, Behind-the-Meter Generation, Electrification, & Large Loads, under Expected Weather
Coincident Summer Peak Demand by Zone - MW
Year | A | B | C | D | E | F | G | H | I | J | K | NYCA
2016 | 2672 | 2008 | 2812 | 561 | 1384 | 2328 | 2123 | 636 | 1392 | 10990 | 5169 | 32076
2017 | 2439 | 1800 | 2557 | 502 | 1152 | 2032 | 2063 | 607 | 1334 | 10241 | 4972 | 29699
2018 | 2391 | 1947 | 2747 | 600 | 1300 | 2378 | 2190 | 631 | 1393 | 10890 | 5394 | 31861
2019 | 2367 | 1841 | 2592 | 603 | 1305 | 2224 | 2180 | 652 | 1313 | 10015 | 5305 | 30397
2020 | 2405 | 1804 | 2752 | 661 | 1345 | 2374 | 2177 | 666 | 1352 | 9798 | 5326 | 30660
2021 | 2611 | 1918 | 2705 | 588 | 1366 | 2352 | 2236 | 686 | 1353 | 10108 | 4996 | 30919
2022 | 2489 | 1921 | 2689 | 733 | 1269 | 2292 | 2133 | 631 | 1301 | 9934 | 5113 | 30505
2023 | 2492 | 1822 | 2623 | 558 | 1186 | 2197 | 2017 | 664 | 1239 | 10357 | 5051 | 30206
2024 | 2254 | 1632 | 2414 | 552 | 1166 | 2129 | 2081 | 609 | 1273 | 10001 | 4879 | 28990
2025 | 2502 | 1942 | 2647 | 528 | 1251 | 2354 | 2346 | 675 | 1474 | 10619 | 5519 | 31857
2026 | 2903 | 1828 | 2567 | 681 | 1273 | 2275 | 2295 | 613 | 1337 | 10797 | 5009 | 31578
2027 | 2994 | 1784 | 2489 | 935 | 1216 | 2244 | 2381 | 614 | 1346 | 10830 | 5047 | 31880
2028 | 2971 | 1919 | 2458 | 927 | 1221 | 2218 | 2377 | 615 | 1352 | 10850 | 5072 | 31980
2029 | 2933 | 2032 | 2446 | 917 | 1190 | 2192 | 2408 | 615 | 1357 | 10870 | 5110 | 32070
2030 | 2908 | 2111 | 2523 | 912 | 1168 | 2178 | 2410 | 617 | 1362 | 10900 | 5161 | 32250
2031 | 2891 | 2122 | 2625 | 908 | 1151 | 2171 | 2416 | 619 | 1369 | 10930 | 5218 | 32420
2032 | 2884 | 2122 | 2711 | 906 | 1140 | 2161 | 2415 | 621 | 1376 | 10960 | 5264 | 32560
2033 | 2869 | 2116 | 2893 | 901 | 1129 | 2154 | 2414 | 623 | 1382 | 10980 | 5299 | 32760
2034 | 2858 | 2114 | 3022 | 899 | 1122 | 2153 | 2417 | 625 | 1388 | 11000 | 5322 | 32920
2035 | 2868 | 2127 | 3115 | 898 | 1125 | 2159 | 2428 | 629 | 1397 | 11050 | 5344 | 33140
2036 | 2899 | 2155 | 3210 | 897 | 1139 | 2167 | 2444 | 633 | 1408 | 11110 | 5368 | 33430
2037 | 2913 | 2168 | 3286 | 897 | 1181 | 2191 | 2457 | 637 | 1421 | 11170 | 5399 | 33720
2038 | 2927 | 2186 | 3356 | 897 | 1206 | 2226 | 2475 | 642 | 1433 | 11240 | 5432 | 34020
2039 | 2939 | 2202 | 3405 | 897 | 1230 | 2256 | 2493 | 648 | 1445 | 11290 | 5465 | 34270
2040 | 2952 | 2218 | 3422 | 897 | 1249 | 2279 | 2518 | 653 | 1455 | 11340 | 5497 | 34480
2041 | 2964 | 2233 | 3433 | 897 | 1264 | 2296 | 2541 | 659 | 1466 | 11380 | 5527 | 34660
2042 | 2978 | 2248 | 3454 | 895 | 1275 | 2310 | 2572 | 665 | 1475 | 11420 | 5558 | 34850
2043 | 2990 | 2260 | 3459 | 893 | 1287 | 2326 | 2599 | 672 | 1485 | 11460 | 5589 | 35020
2044 | 3007 | 2274 | 3474 | 893 | 1300 | 2344 | 2622 | 678 | 1495 | 11500 | 5623 | 35210
2045 | 3024 | 2287 | 3488 | 893 | 1312 | 2364 | 2639 | 684 | 1504 | 11540 | 5655 | 35390
2046 | 3038 | 2299 | 3496 | 891 | 1325 | 2388 | 2656 | 688 | 1514 | 11590 | 5695 | 35580
2047 | 3048 | 2310 | 3498 | 891 | 1338 | 2411 | 2669 | 692 | 1526 | 11640 | 5737 | 35760
2048 | 3059 | 2323 | 3511 | 891 | 1351 | 2434 | 2683 | 695 | 1534 | 11690 | 5769 | 35940
2049 | 3064 | 2335 | 3520 | 890 | 1362 | 2458 | 2696 | 698 | 1547 | 11730 | 5800 | 36100
2050 | 3072 | 2343 | 3525 | 888 | 1370 | 2481 | 2718 | 701 | 1555 | 11790 | 5837 | 36280
2051 | 3076 | 2347 | 3531 | 888 | 1374 | 2499 | 2747 | 705 | 1564 | 11830 | 5859 | 36420
2052 | 3079 | 2350 | 3534 | 888 | 1377 | 2514 | 2776 | 708 | 1572 | 11880 | 5882 | 36560
2053 | 3082 | 2353 | 3535 | 886 | 1380 | 2524 | 2799 | 711 | 1580 | 11930 | 5890 | 36670
2054 | 3083 | 2354 | 3535 | 886 | 1381 | 2529 | 2812 | 713 | 1584 | 11970 | 5893 | 36740
2055 | 3084 | 2355 | 3535 | 886 | 1382 | 2530 | 2819 | 715 | 1589 | 12010 | 5905 | 36810
2056 | 3085 | 2356 | 3535 | 883.5476 | 1383 | 2531 | 2823 | 717 | 1594 | 12040 | 5912.4524 | 36860
Note: Historical values include demand response reductions when called. Forecast values assume no demand response reductions.
Note: Historical values reflect actual experienced weather conditions. Forecasted values reflect expected trended weather conditions.
Note: Con Edison and Orange & Rockland design their forecasts at the 67th percentile. Other Transmission Owners design their forecasts at the 50th percentile.
The aggregate NYCA baseline forecast design condition is 57th percentile summer peak day weather.
Note: Expected weather conditions include an increasing temperature trend from the NYISO Climate Change Impact Study Phase I report.

## I-3b
Table I-3b: Baseline Winter Coincident Peak Demand, Historical and Forecast
Includes Impacts of Energy Saving Programs, Behind-the-Meter Generation, Electrification, & Large Loads, under Expected Weather
Coincident Winter Peak Demand by Zone - MW
Year | A | B | C | D | E | F | G | H | I | J | K | NYCA
2016-17 | 2295 | 1600 | 2573 | 671 | 1395 | 1867 | 1549 | 530 | 917 | 7482 | 3285 | 24164
2017-18 | 2313 | 1533 | 2766 | 735 | 1398 | 2012 | 1638 | 506 | 933 | 7822 | 3425 | 25081
2018-19 | 2107 | 1566 | 2668 | 747 | 1416 | 2066 | 1618 | 534 | 941 | 7674 | 3390 | 24728
2019-20 | 2100 | 1460 | 2482 | 741 | 1305 | 1854 | 1468 | 479 | 842 | 7398 | 3124 | 23253
2020-21 | 2095 | 1505 | 2418 | 750 | 1251 | 1856 | 1481 | 485 | 869 | 6689 | 3143 | 22542
2021-22 | 2120 | 1507 | 2512 | 846 | 1283 | 1894 | 1506 | 491 | 861 | 7116 | 3101 | 23237
2022-23 | 2087 | 1566 | 2637 | 721 | 1344 | 1927 | 1580 | 487 | 872 | 7070 | 3078 | 23369
2023-24 | 1988 | 1458 | 2364 | 822 | 1294 | 1779 | 1528 | 494 | 853 | 7131 | 3043 | 22754
2024-25 | 2008 | 1496 | 2441 | 556 | 1339 | 1879 | 1646 | 544 | 972 | 7464 | 3176 | 23521
2025-26 | 2008 | 1501 | 2512 | 786 | 1347 | 1964 | 1748 | 495 | 945 | 7612 | 3399 | 24317
2026-27 | 2364 | 1514 | 2560 | 836 | 1336 | 1928 | 1696 | 510 | 945 | 7650 | 3281 | 24620
2027-28 | 2359 | 1581 | 2529 | 1098 | 1341 | 1922 | 1792 | 511 | 965 | 7700 | 3312 | 25110
2028-29 | 2356 | 1693 | 2524 | 1093 | 1342 | 1926 | 1826 | 518 | 984 | 7750 | 3398 | 25410
2029-30 | 2365 | 1868 | 2567 | 1089 | 1344 | 1932 | 1864 | 523 | 1002 | 7810 | 3516 | 25880
2030-31 | 2376 | 1916 | 2673 | 1085 | 1345 | 1938 | 1906 | 527 | 1023 | 7900 | 3621 | 26310
2031-32 | 2396 | 1919 | 2766 | 1082 | 1347 | 1953 | 1936 | 532 | 1045 | 7990 | 3724 | 26690
2032-33 | 2415 | 1927 | 2895 | 1078 | 1352 | 1968 | 1962 | 538 | 1068 | 8100 | 3817 | 27120
2033-34 | 2438 | 1928 | 3058 | 1074 | 1360 | 1977 | 1982 | 540 | 1091 | 8200 | 3902 | 27550
2034-35 | 2466 | 1935 | 3200 | 1070 | 1371 | 1987 | 2006 | 544 | 1116 | 8320 | 3985 | 28000
2035-36 | 2503 | 1953 | 3277 | 1068 | 1388 | 2017 | 2045 | 553 | 1144 | 8460 | 4072 | 28480
2036-37 | 2554 | 1977 | 3361 | 1067 | 1413 | 2055 | 2092 | 562 | 1176 | 8630 | 4173 | 29060
2037-38 | 2612 | 2014 | 3436 | 1067 | 1427 | 2086 | 2145 | 579 | 1208 | 8760 | 4276 | 29610
2038-39 | 2668 | 2053 | 3505 | 1067 | 1463 | 2130 | 2199 | 593 | 1240 | 8910 | 4362 | 30190
2039-40 | 2732 | 2094 | 3571 | 1067 | 1502 | 2183 | 2258 | 610 | 1263 | 9050 | 4480 | 30810
2040-41 | 2788 | 2134 | 3624 | 1067 | 1529 | 2244 | 2307 | 627 | 1296 | 9180 | 4604 | 31400
2041-42 | 2848 | 2171 | 3684 | 1067 | 1558 | 2303 | 2373 | 641 | 1321 | 9340 | 4734 | 32040
2042-43 | 2905 | 2214 | 3714 | 1067 | 1591 | 2353 | 2442 | 651 | 1347 | 9490 | 4856 | 32630
2043-44 | 2969 | 2258 | 3770 | 1067 | 1616 | 2416 | 2502 | 663 | 1378 | 9660 | 4981 | 33280
2044-45 | 3016 | 2299 | 3814 | 1067 | 1645 | 2461 | 2570 | 677 | 1412 | 9810 | 5069 | 33840
2045-46 | 3060 | 2332 | 3842 | 1066 | 1664 | 2512 | 2626 | 690 | 1442 | 9930 | 5146 | 34310
2046-47 | 3106 | 2367 | 3876 | 1066 | 1686 | 2564 | 2684 | 703 | 1472 | 10050 | 5226 | 34800
2047-48 | 3142 | 2399 | 3914 | 1066 | 1713 | 2622 | 2714 | 717 | 1494 | 10190 | 5319 | 35290
2048-49 | 3192 | 2424 | 3944 | 1065 | 1743 | 2673 | 2769 | 731 | 1515 | 10310 | 5424 | 35790
2049-50 | 3231 | 2448 | 3986 | 1063 | 1765 | 2741 | 2814 | 741 | 1531 | 10390 | 5520 | 36230
2050-51 | 3270 | 2464 | 4001 | 1062 | 1775 | 2787 | 2842 | 749 | 1551 | 10480 | 5579 | 36560
2051-52 | 3300 | 2478 | 4013 | 1060 | 1803 | 2815 | 2868 | 752 | 1565 | 10580 | 5626 | 36860
2052-53 | 3331 | 2493 | 4027 | 1058 | 1806 | 2849 | 2906 | 757 | 1585 | 10660 | 5678 | 37150
2053-54 | 3340 | 2503.5 | 4034.5 | 1057 | 1809 | 2868 | 2945 | 762 | 1600 | 10720 | 5711 | 37350
2054-55 | 3354 | 2514 | 4049 | 1057 | 1812 | 2883 | 2967 | 765 | 1613 | 10790 | 5766 | 37570
2055-56 | 3367 | 2522 | 4059 | 1057 | 1814 | 2895 | 2987 | 768 | 1625 | 10860 | 5816 | 37770
2056-57 | 3379 | 2528 | 4062 | 1057 | 1816 | 2905 | 3005 | 771 | 1636 | 10920 | 5861 | 37940
Note: Historical values reflect actual experienced weather conditions. Forecasted values reflect expected trended weather conditions.
Note: Expected weather conditions include an increasing temperature trend from the NYISO Climate Change Impact Study Phase I report.

## I-4a
Table I-4a: Baseline Summer Non-Coincident Peak Demand, Historical and Forecast
Includes Impacts of Energy Saving Programs, Behind-the-Meter Generation, Electrification, & Large Loads, under Expected Weather
Non-Coincident Summer Peak Demand by Zone - MW
Year | A | B | C | D | E | F | G | H | I | J | K
2016 | 2800 | 2023 | 2830 | 642 | 1397 | 2342 | 2198 | 652 | 1392 | 10990 | 5394
2017 | 2494 | 1828 | 2649 | 543 | 1343 | 2192 | 2125 | 633 | 1395 | 10671 | 5121
2018 | 2769 | 2073 | 3021 | 620 | 1409 | 2424 | 2251 | 642 | 1399 | 11070 | 5394
2019 | 2620 | 1926 | 2705 | 609 | 1396 | 2301 | 2243 | 659 | 1392 | 10802 | 5438
2020 | 2660 | 2022 | 2781 | 668 | 1355 | 2386 | 2178 | 669 | 1368 | 10150 | 5405
2021 | 2650 | 2002 | 2803 | 694 | 1395 | 2392 | 2274 | 686 | 1417 | 10352 | 5120
2022 | 2555 | 1923 | 2707 | 813 | 1314 | 2383 | 2218 | 671 | 1385 | 10830 | 5210
2023 | 2524 | 1856 | 2730 | 703 | 1294 | 2235 | 2042 | 664 | 1259 | 10372 | 5051
2024 | 2711 | 1916 | 2758 | 735 | 1392 | 2365 | 2229 | 649 | 1332 | 10245 | 4935
2025 | 2668 | 2007 | 2764 | 669 | 1358 | 2404 | 2364 | 676 | 1474 | 10825 | 5543
2026 | 2996 | 1889 | 2656 | 691 | 1312 | 2345 | 2353 | 628 | 1370 | 11062 | 5097
2027 | 3101 | 1844 | 2575 | 953 | 1253 | 2312 | 2443 | 629 | 1379 | 11100 | 5136
2028 | 3077 | 1983 | 2543 | 945 | 1258 | 2286 | 2439 | 630 | 1385 | 11120 | 5161
2029 | 3037 | 2100 | 2530 | 934 | 1226 | 2259 | 2471 | 630 | 1390 | 11140 | 5200
2030 | 3012 | 2182 | 2610 | 929 | 1204 | 2244 | 2473 | 632 | 1395 | 11170 | 5252
2031 | 2994 | 2193 | 2716 | 925 | 1186 | 2237 | 2479 | 634 | 1403 | 11200 | 5310
2032 | 2987 | 2193 | 2805 | 923 | 1175 | 2227 | 2478 | 636 | 1410 | 11230 | 5357
2033 | 2971 | 2187 | 2993 | 918 | 1164 | 2220 | 2477 | 638 | 1416 | 11250 | 5392
2034 | 2960 | 2185 | 3126 | 916 | 1156 | 2219 | 2480 | 640 | 1422 | 11270 | 5416
2035 | 2970 | 2198 | 3222 | 915 | 1159 | 2225 | 2492 | 644 | 1431 | 11320 | 5438
2036 | 3002 | 2227 | 3321 | 914 | 1174 | 2233 | 2508 | 648 | 1442 | 11380 | 5462
2037 | 3017 | 2241 | 3399 | 914 | 1217 | 2258 | 2521 | 653 | 1456 | 11440 | 5494
2038 | 3031 | 2259 | 3472 | 914 | 1243 | 2294 | 2540 | 658 | 1468 | 11520 | 5528
2039 | 3044 | 2276 | 3522 | 914 | 1268 | 2325 | 2558 | 664 | 1480 | 11570 | 5561
2040 | 3057 | 2293 | 3540 | 914 | 1287 | 2349 | 2584 | 669 | 1491 | 11620 | 5594
2041 | 3070 | 2308 | 3551 | 914 | 1303 | 2366 | 2608 | 675 | 1502 | 11660 | 5624
2042 | 3084 | 2324 | 3572 | 912 | 1314 | 2380 | 2639 | 681 | 1511 | 11700 | 5656
2043 | 3096 | 2336 | 3578 | 910 | 1326 | 2397 | 2667 | 688 | 1521 | 11740 | 5687
2044 | 3114 | 2350 | 3594 | 910 | 1340 | 2415 | 2691 | 695 | 1532 | 11780 | 5722
2045 | 3132 | 2364 | 3608 | 910 | 1352 | 2436 | 2708 | 701 | 1541 | 11820 | 5755
2046 | 3146 | 2376 | 3617 | 908 | 1366 | 2461 | 2726 | 705 | 1551 | 11870 | 5795
2047 | 3157 | 2388 | 3619 | 908 | 1379 | 2485 | 2739 | 709 | 1563 | 11930 | 5838
2048 | 3168 | 2401 | 3632 | 908 | 1392 | 2508 | 2753 | 712 | 1572 | 11980 | 5871
2049 | 3173 | 2413 | 3641 | 907 | 1404 | 2533 | 2767 | 715 | 1585 | 12020 | 5902
2050 | 3181 | 2422 | 3647 | 905 | 1412 | 2557 | 2789 | 718 | 1593 | 12080 | 5940
2051 | 3186 | 2426 | 3653 | 905 | 1416 | 2575 | 2819 | 722 | 1602 | 12120 | 5962
2052 | 3189 | 2429 | 3656 | 905 | 1419 | 2591 | 2849 | 725 | 1611 | 12170 | 5986
2053 | 3192 | 2432 | 3657 | 903 | 1422 | 2601 | 2872 | 728 | 1619 | 12220 | 5994
2054 | 3193 | 2433 | 3657 | 903 | 1423 | 2606 | 2886 | 730 | 1623 | 12260 | 5997
2055 | 3194 | 2434 | 3657 | 903 | 1424 | 2607 | 2893 | 733 | 1628 | 12300 | 6009
2056 | 3195 | 2435 | 3657 | 900 | 1425 | 2608 | 2897 | 735 | 1633 | 12330 | 6017
Note: Historical values include demand response reductions when called. Forecast values assume no demand response reductions.
Note: Historical values reflect actual experienced weather conditions. Forecasted values reflect expected trended weather conditions.
Note: Con Edison and Orange & Rockland design their forecasts at the 67th percentile.
Other Transmission Owners design their forecasts at the 50th percentile.
Note: Expected weather conditions include an increasing temperature trend from the NYISO Climate Change Impact Study Phase I report.

## I-4b
Table I-4b: Baseline Winter Non-Coincident Peak Demand, Historical and Forecast
Includes Impacts of Energy Saving Programs, Behind-the-Meter Generation, Electrification, & Large Loads, under Expected Weather
Non-Coincident Winter Peak Demand by Zone - MW
Year | A | B | C | D | E | F | G | H | I | J | K
2016-17 | 2295 | 1600 | 2573 | 671 | 1395 | 1867 | 1549 | 530 | 917 | 7482 | 3285
2017-18 | 2313 | 1533 | 2766 | 735 | 1398 | 2012 | 1638 | 506 | 933 | 7822 | 3425
2018-19 | 2107 | 1566 | 2668 | 747 | 1416 | 2066 | 1618 | 534 | 941 | 7674 | 3390
2019-20 | 2100 | 1460 | 2482 | 741 | 1305 | 1854 | 1468 | 479 | 842 | 7398 | 3124
2020-21 | 2095 | 1505 | 2418 | 750 | 1251 | 1856 | 1481 | 485 | 869 | 6689 | 3143
2021-22 | 2120 | 1507 | 2512 | 846 | 1283 | 1894 | 1506 | 491 | 861 | 7116 | 3101
2022-23 | 2087 | 1566 | 2637 | 835 | 1344 | 1927 | 1580 | 522 | 872 | 7070 | 3123
2023-24 | 2154 | 1464 | 2378 | 827 | 1294 | 1826 | 1528 | 494 | 855 | 7200 | 3043
2024-25 | 2200 | 1505 | 2568 | 821 | 1396 | 1964 | 1646 | 544 | 972 | 7552 | 3176
2025-26 | 2196 | 1524 | 2512 | 864 | 1356 | 1966 | 1748 | 511 | 959 | 7800 | 3399
2026-27 | 2392 | 1525 | 2570 | 853 | 1361 | 1941 | 1701 | 521 | 951 | 7700 | 3294
2027-28 | 2387 | 1592 | 2539 | 1120 | 1366 | 1935 | 1797 | 522 | 971 | 7750 | 3325
2028-29 | 2384 | 1705 | 2534 | 1115 | 1367 | 1939 | 1831 | 529 | 990 | 7800 | 3412
2029-30 | 2393 | 1881 | 2577 | 1111 | 1370 | 1946 | 1870 | 534 | 1008 | 7860 | 3530
2030-31 | 2405 | 1929 | 2684 | 1107 | 1371 | 1952 | 1912 | 538 | 1029 | 7960 | 3635
2031-32 | 2425 | 1932 | 2777 | 1104 | 1373 | 1967 | 1942 | 543 | 1051 | 8050 | 3739
2032-33 | 2444 | 1940 | 2907 | 1100 | 1378 | 1982 | 1968 | 549 | 1074 | 8160 | 3832
2033-34 | 2467 | 1941 | 3070 | 1095 | 1386 | 1991 | 1988 | 551 | 1098 | 8260 | 3918
2034-35 | 2496 | 1949 | 3213 | 1091 | 1397 | 2001 | 2012 | 555 | 1123 | 8380 | 4001
2035-36 | 2533 | 1967 | 3290 | 1089 | 1414 | 2031 | 2051 | 565 | 1151 | 8520 | 4088
2036-37 | 2585 | 1991 | 3374 | 1088 | 1440 | 2069 | 2098 | 574 | 1183 | 8690 | 4190
2037-38 | 2643 | 2028 | 3450 | 1088 | 1454 | 2101 | 2151 | 591 | 1215 | 8820 | 4293
2038-39 | 2700 | 2067 | 3519 | 1088 | 1491 | 2145 | 2206 | 605 | 1247 | 8970 | 4379
2039-40 | 2765 | 2109 | 3585 | 1088 | 1531 | 2198 | 2265 | 623 | 1271 | 9110 | 4498
2040-41 | 2821 | 2149 | 3638 | 1088 | 1558 | 2260 | 2314 | 640 | 1304 | 9240 | 4622
2041-42 | 2882 | 2186 | 3699 | 1088 | 1588 | 2319 | 2380 | 654 | 1329 | 9410 | 4753
2042-43 | 2940 | 2229 | 3729 | 1088 | 1621 | 2369 | 2449 | 665 | 1355 | 9560 | 4875
2043-44 | 3005 | 2274 | 3785 | 1088 | 1647 | 2433 | 2510 | 677 | 1386 | 9730 | 5001
2044-45 | 3052 | 2315 | 3829 | 1088 | 1676 | 2478 | 2578 | 691 | 1420 | 9880 | 5089
2045-46 | 3097 | 2348 | 3857 | 1087 | 1696 | 2530 | 2634 | 704 | 1451 | 10000 | 5167
2046-47 | 3143 | 2384 | 3892 | 1087 | 1718 | 2582 | 2692 | 718 | 1481 | 10120 | 5247
2047-48 | 3180 | 2416 | 3930 | 1087 | 1746 | 2640 | 2722 | 732 | 1503 | 10260 | 5340
2048-49 | 3230 | 2441 | 3960 | 1086 | 1776 | 2692 | 2777 | 746 | 1524 | 10380 | 5446
2049-50 | 3270 | 2465 | 4002 | 1084 | 1799 | 2760 | 2822 | 757 | 1540 | 10460 | 5542
2050-51 | 3309 | 2481 | 4017 | 1083 | 1809 | 2807 | 2851 | 765 | 1560 | 10550 | 5601
2051-52 | 3340 | 2495 | 4029 | 1081 | 1837 | 2835 | 2877 | 768 | 1574 | 10650 | 5649
2052-53 | 3371 | 2510 | 4043 | 1079 | 1840 | 2869 | 2915 | 773 | 1595 | 10730 | 5701
2053-54 | 3380 | 2521 | 4051 | 1078 | 1843 | 2888 | 2954 | 778 | 1610 | 10800 | 5734
2054-55 | 3394 | 2532 | 4065 | 1078 | 1846 | 2903 | 2976 | 781 | 1623 | 10870 | 5789
2055-56 | 3407 | 2540 | 4075 | 1078 | 1848 | 2915 | 2996 | 784 | 1635 | 10940 | 5839
2056-57 | 3420 | 2546 | 4078 | 1078 | 1851 | 2925 | 3014 | 787 | 1646 | 11000 | 5884
Note: Historical values reflect actual experienced weather conditions. Forecasted values reflect expected trended weather conditions.
Note: Expected weather conditions include an increasing temperature trend from the NYISO Climate Change Impact Study Phase I report.

## I-5
Table I-5: Baseline Peak Demand in G-to-J Locality, Historical and Forecast
Includes Impacts of Energy Saving Programs, Behind-the-Meter Generation, Electrification, & Large Loads, under Expected Weather
G-to-J Locality Summer Peak Demand by Zone - MW | [5 empty] | G-to-J Locality Winter Peak Demand by Zone - MW
Year | G | H | I | J | G-J | Year | G | H | I | J | G-J
2016 | 2123 | 636 | 1392 | 10990 | 15141 | 2016-17 | 1549 | 530 | 917 | 7483 | 10479
2017 | 2125 | 611 | 1367 | 10671 | 14774 | 2017-18 | 1638 | 506 | 933 | 7822 | 10899
2018 | 2130 | 642 | 1379 | 10979 | 15130 | 2018-19 | 1593 | 521 | 941 | 7727 | 10782
2019 | 1992 | 582 | 1336 | 10767 | 14677 | 2019-20 | 1468 | 479 | 842 | 7398 | 10187
2020 | 1992 | 648 | 1368 | 10139 | 14147 | 2020-21 | 1465 | 533 | 841 | 6829 | 9668
2021 | 2197 | 673 | 1407 | 10352 | 14629 | 2021-22 | 1506 | 491 | 861 | 7116 | 9974
2022 | 2133 | 671 | 1385 | 10779 | 14968 | 2022-23 | 1580 | 487 | 872 | 7070 | 10009
2023 | 2017 | 664 | 1239 | 10357 | 14277 | 2023-24 | 1515 | 483 | 846 | 7200 | 10044
2024 | 2229.23 | 648.68 | 1324.88 | 10244.71 | 14447.5 | 2024-25 | 1626 | 516 | 965 | 7552 | 10659
2025 | 2262 | 642 | 1468 | 10825 | 15197 | 2025-26 | 1652 | 480 | 926 | 7800 | 10858
2026 | 2336 | 624 | 1361 | 10991 | 15312 | 2026-27 | 1691 | 508 | 941 | 7696 | 10836
2027 | 2424 | 625 | 1370 | 11024 | 15443 | 2027-28 | 1787 | 509 | 961 | 7746 | 11003
2028 | 2420 | 626 | 1376 | 11044 | 15466 | 2028-29 | 1821 | 516 | 980 | 7797 | 11114
2029 | 2451 | 626 | 1381 | 11065 | 15523 | 2029-30 | 1858 | 521 | 998 | 7857 | 11234
2030 | 2453 | 628 | 1386 | 11095 | 15562 | 2030-31 | 1900 | 525 | 1019 | 7947 | 11391
2031 | 2459 | 630 | 1394 | 11126 | 15609 | 2031-32 | 1930 | 530 | 1041 | 8038 | 11539
2032 | 2458 | 632 | 1401 | 11156 | 15647 | 2032-33 | 1956 | 536 | 1064 | 8149 | 11705
2033 | 2457 | 634 | 1407 | 11177 | 15675 | 2033-34 | 1976 | 538 | 1087 | 8249 | 11850
2034 | 2460 | 636 | 1413 | 11197 | 15706 | 2034-35 | 2000 | 542 | 1112 | 8370 | 12024
2035 | 2471 | 640 | 1422 | 11248 | 15781 | 2035-36 | 2039 | 551 | 1139 | 8511 | 12240
2036 | 2488 | 644 | 1433 | 11309 | 15874 | 2036-37 | 2086 | 560 | 1171 | 8682 | 12499
2037 | 2501 | 648 | 1446 | 11370 | 15965 | 2037-38 | 2139 | 577 | 1203 | 8813 | 12732
2038 | 2519 | 653 | 1459 | 11441 | 16072 | 2038-39 | 2192 | 591 | 1235 | 8963 | 12981
2039 | 2538 | 660 | 1471 | 11492 | 16161 | 2039-40 | 2251 | 607 | 1258 | 9104 | 13220
2040 | 2563 | 665 | 1481 | 11543 | 16252 | 2040-41 | 2300 | 624 | 1291 | 9235 | 13450
2041 | 2586 | 671 | 1492 | 11584 | 16333 | 2041-42 | 2366 | 638 | 1316 | 9396 | 13716
2042 | 2618 | 677 | 1501 | 11624 | 16420 | 2042-43 | 2435 | 648 | 1342 | 9547 | 13972
2043 | 2646 | 684 | 1512 | 11665 | 16507 | 2043-44 | 2494 | 660 | 1372 | 9718 | 14244
2044 | 2669 | 690 | 1522 | 11706 | 16587 | 2044-45 | 2562 | 674 | 1406 | 9869 | 14511
2045 | 2686 | 696 | 1531 | 11747 | 16660 | 2045-46 | 2618 | 687 | 1436 | 9990 | 14731
2046 | 2704 | 700 | 1541 | 11797 | 16742 | 2046-47 | 2676 | 700 | 1466 | 10110 | 14952
2047 | 2717 | 704 | 1553 | 11848 | 16822 | 2047-48 | 2706 | 714 | 1488 | 10251 | 15159
2048 | 2731 | 707 | 1561 | 11899 | 16898 | 2048-49 | 2761 | 728 | 1509 | 10372 | 15370
2049 | 2744 | 710 | 1575 | 11940 | 16969 | 2049-50 | 2806 | 738 | 1525 | 10452 | 15521
2050 | 2767 | 714 | 1583 | 12001 | 17065 | 2050-51 | 2833 | 746 | 1545 | 10543 | 15667
2051 | 2796 | 718 | 1592 | 12042 | 17148 | 2051-52 | 2859 | 749 | 1559 | 10643 | 15810
2052 | 2826 | 721 | 1600 | 12093 | 17240 | 2052-53 | 2897 | 754 | 1579 | 10724 | 15954
2053 | 2849 | 724 | 1608 | 12144 | 17325 | 2053-54 | 2936 | 759 | 1594 | 10784 | 16073
2054 | 2862 | 726 | 1612 | 12184 | 17384 | 2054-55 | 2958 | 762 | 1607 | 10855 | 16182
2055 | 2869 | 728 | 1617 | 12225 | 17439 | 2055-56 | 2978 | 765 | 1619 | 10925 | 16287
2056 | 2874 | 730 | 1623 | 12256 | 17483 | 2056-57 | 2996 | 768 | 1629 | 10986 | 16379
Note: Historical values include demand response reductions when called. Forecast values assume no demand response reductions.
Note: Historical values reflect actual experienced weather conditions. Forecasted values reflect expected trended weather conditions.
Note: Con Edison and Orange & Rockland design their forecasts at the 67th percentile. Other Transmission Owners design their forecasts at the 50th percentile.
The aggregate NYCA baseline forecast design condition is 57th percentile summer peak day weather.
Note: Expected weather conditions include an increasing temperature trend from the NYISO Climate Change Impact Study Phase I report.

## I-6a
Table I-6a: 90th Percentile Forecast of Baseline Energy due to Weather
Includes Impacts of Energy Saving Programs, Behind-the-Meter Generation, Electrification, & Large Loads
90th Percentile of Annual Energy due to Weather - GWh
Year | A | B | C | D | E | F | G | H | I | J | K | NYCA
2026 | 15728 | 9516 | 14815 | 5528 | 7299 | 11687 | 9811 | 2749 | 5864 | 50980 | 20270 | 154247
2027 | 16736 | 9476 | 14543 | 6814 | 7067 | 11485 | 10348 | 2728 | 5905 | 51253 | 20341 | 156696
2028 | 16635 | 10193 | 14351 | 7457 | 7117 | 11333 | 10621 | 2739 | 5965 | 51465 | 20564 | 158440
2029 | 16514 | 10981 | 14351 | 7407 | 7026 | 11222 | 10824 | 2728 | 5986 | 51526 | 20868 | 159433
2030 | 16464 | 11829 | 15127 | 7377 | 6936 | 11192 | 10986 | 2749 | 6026 | 51769 | 21426 | 161881
2031 | 16454 | 11880 | 15873 | 7347 | 6885 | 11192 | 11097 | 2759 | 6097 | 52133 | 21852 | 163569
2032 | 16494 | 11910 | 16699 | 7337 | 6875 | 11242 | 11208 | 2789 | 6188 | 52659 | 22299 | 165700
2033 | 16464 | 11900 | 18130 | 7296 | 6835 | 11253 | 11259 | 2810 | 6249 | 52770 | 22552 | 167518
2034 | 16494 | 11930 | 19461 | 7266 | 6845 | 11323 | 11360 | 2830 | 6330 | 53084 | 22826 | 169749
2035 | 16575 | 12001 | 20327 | 7246 | 6885 | 11434 | 11522 | 2870 | 6431 | 53599 | 23100 | 171990
2036 | 16756 | 12133 | 21033 | 7256 | 6976 | 11626 | 11755 | 2921 | 6563 | 54318 | 23496 | 174833
2037 | 16908 | 12254 | 21658 | 7246 | 7067 | 11818 | 11978 | 2972 | 6695 | 54854 | 23871 | 177321
2038 | 17109 | 12395 | 22151 | 7246 | 7178 | 12040 | 12251 | 3033 | 6847 | 55552 | 24318 | 180120
2039 | 17321 | 12547 | 22565 | 7246 | 7309 | 12273 | 12535 | 3094 | 6998 | 56239 | 24774 | 182901
2040 | 17543 | 12708 | 22968 | 7256 | 7440 | 12525 | 12828 | 3154 | 7140 | 56968 | 25241 | 185771
2041 | 17704 | 12819 | 23109 | 7236 | 7551 | 12727 | 13061 | 3195 | 7262 | 57463 | 25636 | 187763
2042 | 17896 | 12961 | 23270 | 7226 | 7662 | 12960 | 13304 | 3256 | 7393 | 58050 | 26052 | 190030
2043 | 18097 | 13112 | 23452 | 7236 | 7793 | 13202 | 13578 | 3307 | 7535 | 58728 | 26499 | 192539
2044 | 18329 | 13264 | 23653 | 7246 | 7934 | 13465 | 13861 | 3367 | 7677 | 59466 | 26976 | 195238
2045 | 18490 | 13385 | 23794 | 7236 | 8035 | 13687 | 14094 | 3418 | 7788 | 59972 | 27361 | 197260
2046 | 18692 | 13527 | 23976 | 7246 | 8145 | 13929 | 14357 | 3469 | 7920 | 60619 | 27797 | 199677
2047 | 18863 | 13658 | 24127 | 7246 | 8256 | 14162 | 14600 | 3520 | 8042 | 61206 | 28203 | 201883
2048 | 19065 | 13799 | 24308 | 7266 | 8357 | 14404 | 14853 | 3580 | 8173 | 61904 | 28639 | 204348
2049 | 19186 | 13890 | 24409 | 7256 | 8428 | 14586 | 15046 | 3621 | 8264 | 62369 | 28974 | 206029
2050 | 19327 | 14001 | 24540 | 7266 | 8508 | 14788 | 15248 | 3662 | 8376 | 62946 | 29319 | 207981
2051 | 19418 | 14072 | 24621 | 7266 | 8549 | 14939 | 15390 | 3692 | 8447 | 63431 | 29583 | 209408
2052 | 19519 | 14163 | 24721 | 7286 | 8599 | 15101 | 15562 | 3733 | 8538 | 64018 | 29877 | 211117
2053 | 19529 | 14203 | 24731 | 7266 | 8609 | 15192 | 15674 | 3753 | 8589 | 64311 | 30039 | 211896
2054 | 19569 | 14254 | 24762 | 7266 | 8619 | 15293 | 15795 | 3773 | 8649 | 64696 | 30222 | 212898
2055 | 19589 | 14294 | 24792 | 7266 | 8629 | 15394 | 15906 | 3804 | 8700 | 65050 | 30384 | 213808
2056 | 19620 | 14345 | 24842 | 7276 | 8649 | 15495 | 16038 | 3824 | 8761 | 65505 | 30577 | 214932
Note: 90th percentile energy forecast is representative of warmer than expected trended weather conditions in summer
and colder than expected trended weather conditions in winter.
Note: Expected weather conditions include an increasing temperature trend from the NYISO Climate Change Impact Study Phase I report.

## I-6b
Table I-6b: 10th Percentile Forecast of Baseline Energy due to Weather
Includes Impacts of Energy Saving Programs, Behind-the-Meter Generation, Electrification, & Large Loads
10th Percentile of Annual Energy due to Weather - GWh
Year | A | B | C | D | E | F | G | H | I | J | K | NYCA
2026 | 15472 | 9324 | 14585 | 5473 | 7181 | 11453 | 9569 | 2671 | 5716 | 49820 | 19690 | 150954
2027 | 16464 | 9284 | 14317 | 6746 | 6953 | 11255 | 10092 | 2652 | 5755 | 50087 | 19759 | 153364
2028 | 16365 | 9987 | 14129 | 7383 | 7003 | 11107 | 10359 | 2661 | 5815 | 50295 | 19976 | 155080
2029 | 16246 | 10759 | 14129 | 7333 | 6914 | 10998 | 10556 | 2652 | 5834 | 50354 | 20272 | 156047
2030 | 16196 | 11591 | 14893 | 7303 | 6824 | 10968 | 10714 | 2671 | 5874 | 50591 | 20814 | 158439
2031 | 16186 | 11640 | 15627 | 7273 | 6775 | 10968 | 10823 | 2681 | 5943 | 50947 | 21228 | 160091
2032 | 16226 | 11670 | 16441 | 7264 | 6765 | 11018 | 10932 | 2711 | 6032 | 51461 | 21661 | 162181
2033 | 16196 | 11660 | 17850 | 7224 | 6725 | 11027 | 10981 | 2730 | 6091 | 51570 | 21908 | 163962
2034 | 16226 | 11690 | 19159 | 7194 | 6735 | 11097 | 11080 | 2750 | 6170 | 51876 | 22174 | 166151
2035 | 16305 | 11759 | 20013 | 7174 | 6775 | 11206 | 11238 | 2790 | 6269 | 52381 | 22440 | 168350
2036 | 16484 | 11887 | 20707 | 7184 | 6864 | 11394 | 11465 | 2839 | 6397 | 53082 | 22824 | 171127
2037 | 16632 | 12006 | 21322 | 7174 | 6953 | 11582 | 11682 | 2888 | 6525 | 53606 | 23189 | 173559
2038 | 16831 | 12145 | 21809 | 7174 | 7062 | 11800 | 11949 | 2947 | 6673 | 54288 | 23622 | 176300
2039 | 17039 | 12293 | 22215 | 7174 | 7191 | 12027 | 12225 | 3006 | 6822 | 54961 | 24066 | 179019
2040 | 17257 | 12452 | 22612 | 7184 | 7320 | 12275 | 12512 | 3066 | 6960 | 55672 | 24519 | 181829
2041 | 17416 | 12561 | 22751 | 7164 | 7429 | 12473 | 12739 | 3105 | 7078 | 56157 | 24904 | 183777
2042 | 17604 | 12699 | 22910 | 7154 | 7538 | 12700 | 12976 | 3164 | 7207 | 56730 | 25308 | 185990
2043 | 17803 | 12848 | 23088 | 7164 | 7667 | 12938 | 13242 | 3213 | 7345 | 57392 | 25741 | 188441
2044 | 18031 | 12996 | 23287 | 7174 | 7806 | 13195 | 13519 | 3273 | 7483 | 58114 | 26204 | 191082
2045 | 18190 | 13115 | 23426 | 7164 | 7905 | 13413 | 13746 | 3322 | 7592 | 58608 | 26579 | 193060
2046 | 18388 | 13253 | 23604 | 7174 | 8015 | 13651 | 14003 | 3371 | 7720 | 59241 | 27003 | 195423
2047 | 18557 | 13382 | 23753 | 7174 | 8124 | 13878 | 14240 | 3420 | 7838 | 59814 | 27397 | 197577
2048 | 18755 | 13521 | 23932 | 7194 | 8223 | 14116 | 14487 | 3480 | 7967 | 60496 | 27821 | 199992
2049 | 18874 | 13610 | 24031 | 7184 | 8292 | 14294 | 14674 | 3519 | 8056 | 60951 | 28146 | 201631
2050 | 19013 | 13719 | 24160 | 7194 | 8372 | 14492 | 14872 | 3558 | 8164 | 61514 | 28481 | 203539
2051 | 19102 | 13788 | 24239 | 7194 | 8411 | 14641 | 15010 | 3588 | 8233 | 61989 | 28737 | 204932
2052 | 19201 | 13877 | 24339 | 7214 | 8461 | 14799 | 15178 | 3627 | 8322 | 62562 | 29023 | 206603
2053 | 19211 | 13917 | 24349 | 7194 | 8471 | 14888 | 15287 | 3647 | 8371 | 62849 | 29181 | 207365
2054 | 19251 | 13966 | 24378 | 7194 | 8481 | 14987 | 15405 | 3667 | 8431 | 63224 | 29358 | 208342
2055 | 19271 | 14006 | 24408 | 7194 | 8491 | 15086 | 15514 | 3696 | 8480 | 63570 | 29516 | 209232
2056 | 19300 | 14055 | 24458 | 7204 | 8511 | 15185 | 15642 | 3716 | 8539 | 64015 | 29703 | 210328
Note: 10th percentile energy forecast is representative of cooler than expected trended weather conditions in summer
and warmer than expected trended weather conditions in winter.
Note: Expected weather conditions include an increasing temperature trend from the NYISO Climate Change Impact Study Phase I report.

## I-7a
Table I-7a: 90th Percentile Forecast of Baseline Summer Coincident Peak Demand due to Weather
Includes Impacts of Energy Saving Programs, Behind-the-Meter Generation, Electrification, & Large Loads
90th Percentile of Summer Coincident Peak Demand due to Weather - MW
Year | A | B | C | D | E | F | G | H | I | J | K | NYCA
2026 | 3105 | 1955 | 2745 | 728 | 1361 | 2407 | 2429 | 644 | 1405 | 11156 | 5408 | 33343
2027 | 3202 | 1908 | 2662 | 1000 | 1300 | 2375 | 2520 | 645 | 1415 | 11190 | 5449 | 33666
2028 | 3177 | 2052 | 2629 | 991 | 1306 | 2347 | 2515 | 646 | 1421 | 11211 | 5476 | 33771
2029 | 3137 | 2173 | 2616 | 981 | 1273 | 2320 | 2548 | 646 | 1426 | 11232 | 5517 | 33869
2030 | 3110 | 2258 | 2698 | 975 | 1249 | 2305 | 2550 | 649 | 1432 | 11263 | 5572 | 34061
2031 | 3092 | 2269 | 2807 | 971 | 1231 | 2297 | 2557 | 651 | 1439 | 11293 | 5634 | 34241
2032 | 3084 | 2269 | 2899 | 969 | 1219 | 2287 | 2556 | 653 | 1446 | 11324 | 5683 | 34389
2033 | 3068 | 2263 | 3094 | 964 | 1207 | 2279 | 2555 | 655 | 1453 | 11345 | 5721 | 34604
2034 | 3057 | 2261 | 3232 | 961 | 1200 | 2278 | 2558 | 657 | 1459 | 11366 | 5746 | 34775
2035 | 3067 | 2275 | 3331 | 960 | 1203 | 2285 | 2569 | 661 | 1468 | 11417 | 5770 | 35006
2036 | 3100 | 2305 | 3433 | 959 | 1218 | 2293 | 2586 | 665 | 1480 | 11479 | 5796 | 35314
2037 | 3115 | 2319 | 3514 | 959 | 1263 | 2319 | 2600 | 670 | 1494 | 11541 | 5829 | 35623
2038 | 3130 | 2338 | 3589 | 959 | 1290 | 2356 | 2619 | 675 | 1506 | 11614 | 5865 | 35941
2039 | 3143 | 2355 | 3642 | 959 | 1315 | 2387 | 2638 | 681 | 1519 | 11665 | 5900 | 36204
2040 | 3157 | 2372 | 3660 | 959 | 1336 | 2412 | 2665 | 686 | 1529 | 11717 | 5935 | 36428
2041 | 3170 | 2388 | 3671 | 959 | 1352 | 2430 | 2689 | 693 | 1541 | 11758 | 5967 | 36618
2042 | 3185 | 2404 | 3693 | 957 | 1364 | 2445 | 2722 | 699 | 1550 | 11800 | 6001 | 36820
2043 | 3198 | 2417 | 3699 | 955 | 1376 | 2461 | 2750 | 706 | 1561 | 11841 | 6034 | 36998
2044 | 3216 | 2432 | 3715 | 955 | 1390 | 2481 | 2775 | 713 | 1571 | 11882 | 6071 | 37201
2045 | 3234 | 2446 | 3730 | 955 | 1403 | 2502 | 2793 | 719 | 1581 | 11924 | 6106 | 37393
2046 | 3249 | 2459 | 3739 | 953 | 1417 | 2527 | 2811 | 723 | 1591 | 11975 | 6149 | 37593
2047 | 3260 | 2470 | 3741 | 953 | 1431 | 2551 | 2824 | 727 | 1604 | 12027 | 6194 | 37782
2048 | 3272 | 2484 | 3755 | 953 | 1445 | 2576 | 2839 | 730 | 1612 | 12079 | 6229 | 37974
2049 | 3277 | 2497 | 3765 | 952 | 1457 | 2601 | 2853 | 734 | 1626 | 12120 | 6262 | 38144
2050 | 3285 | 2506 | 3770 | 950 | 1465 | 2625 | 2876 | 737 | 1634 | 12182 | 6302 | 38332
2051 | 3290 | 2510 | 3776 | 950 | 1469 | 2645 | 2907 | 741 | 1644 | 12223 | 6326 | 38481
2052 | 3293 | 2513 | 3780 | 950 | 1473 | 2660 | 2938 | 744 | 1652 | 12275 | 6351 | 38629
2053 | 3296 | 2516 | 3781 | 948 | 1476 | 2671 | 2962 | 747 | 1661 | 12327 | 6359 | 38744
2054 | 3297 | 2518 | 3781 | 948 | 1477 | 2676 | 2976 | 749 | 1665 | 12368 | 6363 | 38818
2055 | 3298 | 2519 | 3781 | 948 | 1478 | 2677 | 2983 | 752 | 1670 | 12409 | 6376 | 38891
2056 | 3299 | 2520 | 3781 | 945 | 1479 | 2678 | 2987 | 754 | 1675 | 12440 | 6384 | 38942
Note: 90th percentile summer peak demand forecast is representative of a warmer than expected summer peak day.
Note: Expected weather conditions include an increasing temperature trend from the NYISO Climate Change Impact Study Phase I report.
Note: Forecast values assume no demand response reductions.
Note: Ratios based on Load Forecast Uncertainty distributions reviewed by Load Forecasting Task Force (LFTF) and New York State Reliability Council (NYSRC) Installed Capacity Subcommittee (ICS) in spring 2023 & retained in spring 2024 & 2025.

## I-7b
Table I-7b: 10th Percentile Forecast of Baseline Summer Coincident Peak Demand due to Weather
Includes Impacts of Energy Saving Programs, Behind-the-Meter Generation, Electrification, & Large Loads
10th Percentile of Summer Coincident Peak Demand due to Weather - MW
Year | A | B | C | D | E | F | G | H | I | J | K | NYCA
2026 | 2693 | 1696 | 2381 | 632 | 1181 | 2090 | 2108 | 544 | 1187 | 9837 | 4611 | 28960
2027 | 2778 | 1655 | 2309 | 867 | 1128 | 2061 | 2187 | 545 | 1195 | 9867 | 4646 | 29238
2028 | 2756 | 1780 | 2280 | 860 | 1133 | 2037 | 2183 | 546 | 1201 | 9885 | 4669 | 29330
2029 | 2721 | 1885 | 2269 | 851 | 1104 | 2013 | 2212 | 546 | 1205 | 9903 | 4704 | 29413
2030 | 2698 | 1958 | 2341 | 846 | 1084 | 2001 | 2214 | 548 | 1209 | 9930 | 4751 | 29580
2031 | 2682 | 1969 | 2435 | 842 | 1068 | 1994 | 2219 | 550 | 1216 | 9958 | 4803 | 29736
2032 | 2676 | 1969 | 2515 | 841 | 1058 | 1985 | 2218 | 551 | 1222 | 9985 | 4845 | 29865
2033 | 2662 | 1963 | 2684 | 836 | 1047 | 1978 | 2217 | 553 | 1227 | 10003 | 4878 | 30048
2034 | 2651 | 1961 | 2804 | 834 | 1041 | 1978 | 2220 | 555 | 1233 | 10022 | 4899 | 30198
2035 | 2661 | 1973 | 2890 | 833 | 1044 | 1983 | 2230 | 559 | 1241 | 10067 | 4919 | 30400
2036 | 2689 | 1999 | 2978 | 832 | 1057 | 1990 | 2245 | 562 | 1250 | 10122 | 4941 | 30665
2037 | 2702 | 2011 | 3049 | 832 | 1096 | 2012 | 2257 | 566 | 1262 | 10176 | 4970 | 30933
2038 | 2715 | 2028 | 3113 | 832 | 1119 | 2045 | 2273 | 570 | 1272 | 10240 | 5000 | 31207
2039 | 2727 | 2043 | 3159 | 832 | 1141 | 2072 | 2290 | 575 | 1283 | 10286 | 5030 | 31438
2040 | 2739 | 2058 | 3175 | 832 | 1159 | 2093 | 2313 | 580 | 1292 | 10331 | 5060 | 31632
2041 | 2750 | 2072 | 3185 | 832 | 1173 | 2109 | 2334 | 585 | 1302 | 10368 | 5088 | 31798
2042 | 2763 | 2086 | 3203 | 830 | 1183 | 2122 | 2362 | 591 | 1310 | 10404 | 5116 | 31970
2043 | 2774 | 2097 | 3209 | 828 | 1194 | 2136 | 2387 | 597 | 1319 | 10441 | 5145 | 32127
2044 | 2790 | 2110 | 3223 | 828 | 1206 | 2153 | 2408 | 602 | 1328 | 10477 | 5176 | 32301
2045 | 2805 | 2122 | 3236 | 828 | 1217 | 2171 | 2424 | 607 | 1336 | 10514 | 5205 | 32465
2046 | 2818 | 2133 | 3243 | 827 | 1229 | 2193 | 2440 | 611 | 1344 | 10559 | 5242 | 32639
2047 | 2828 | 2143 | 3245 | 827 | 1241 | 2215 | 2451 | 614 | 1355 | 10605 | 5281 | 32805
2048 | 2838 | 2155 | 3257 | 827 | 1253 | 2236 | 2464 | 617 | 1362 | 10650 | 5310 | 32969
2049 | 2843 | 2166 | 3266 | 826 | 1264 | 2258 | 2476 | 620 | 1374 | 10687 | 5339 | 33119
2050 | 2850 | 2174 | 3270 | 824 | 1271 | 2279 | 2497 | 622 | 1381 | 10741 | 5373 | 33282
2051 | 2854 | 2177 | 3276 | 824 | 1275 | 2295 | 2523 | 626 | 1389 | 10778 | 5393 | 33410
2052 | 2856 | 2180 | 3279 | 824 | 1277 | 2309 | 2550 | 629 | 1396 | 10823 | 5414 | 33537
2053 | 2859 | 2183 | 3280 | 822 | 1280 | 2318 | 2571 | 631 | 1403 | 10869 | 5422 | 33638
2054 | 2860 | 2184 | 3280 | 822 | 1281 | 2323 | 2583 | 633 | 1407 | 10905 | 5424 | 33702
2055 | 2861 | 2185 | 3280 | 822 | 1282 | 2324 | 2589 | 635 | 1411 | 10942 | 5435 | 33766
2056 | 2862 | 2186 | 3280 | 820 | 1283 | 2325 | 2593 | 637 | 1415 | 10969 | 5442 | 33812
Note: 10th percentile summer peak demand forecast is representative of a cooler than expected summer peak day.
Note: Expected weather conditions include an increasing temperature trend from the NYISO Climate Change Impact Study Phase I report.
Note: Forecast values assume no demand response reductions.
Note: Ratios based on Load Forecast Uncertainty distributions reviewed by Load Forecasting Task Force (LFTF) and New York State Reliability Council (NYSRC) Installed Capacity Subcommittee (ICS) in spring 2023 & retained in spring 2024 & 2025.

## I-7c
Table I-7c: 90th Percentile Forecast of Baseline Winter Coincident Peak Demand due to Weather
Includes Impacts of Energy Saving Programs, Behind-the-Meter Generation, Electrification, & Large Loads
90th Percentile of Winter Coincident Peak Demand due to Weather - MW
Year | A | B | C | D | E | F | G | H | I | J | K | NYCA
2026-27 | 2475 | 1585 | 2680 | 875 | 1399 | 2019 | 1776 | 534 | 989 | 8010 | 3435 | 25777
2027-28 | 2472 | 1657 | 2650 | 1151 | 1405 | 2014 | 1878 | 536 | 1011 | 8070 | 3471 | 26315
2028-29 | 2471 | 1776 | 2648 | 1147 | 1408 | 2020 | 1915 | 543 | 1032 | 8130 | 3565 | 26655
2029-30 | 2486 | 1963 | 2698 | 1145 | 1413 | 2031 | 1959 | 550 | 1053 | 8208 | 3695 | 27201
2030-31 | 2500 | 2016 | 2812 | 1141 | 1415 | 2039 | 2005 | 554 | 1076 | 8311 | 3809 | 27678
2031-32 | 2525 | 2023 | 2915 | 1140 | 1420 | 2058 | 2041 | 561 | 1101 | 8421 | 3925 | 28130
2032-33 | 2550 | 2035 | 3057 | 1138 | 1428 | 2078 | 2072 | 568 | 1128 | 8554 | 4031 | 28639
2033-34 | 2579 | 2040 | 3235 | 1136 | 1439 | 2092 | 2097 | 571 | 1154 | 8676 | 4128 | 29147
2034-35 | 2614 | 2051 | 3392 | 1134 | 1453 | 2106 | 2126 | 577 | 1183 | 8819 | 4224 | 29679
2035-36 | 2661 | 2076 | 3483 | 1135 | 1475 | 2144 | 2174 | 588 | 1216 | 8993 | 4329 | 30274
2036-37 | 2723 | 2107 | 3583 | 1137 | 1506 | 2191 | 2230 | 599 | 1254 | 9200 | 4448 | 30978
2037-38 | 2784 | 2147 | 3663 | 1137 | 1521 | 2224 | 2287 | 617 | 1288 | 9338 | 4558 | 31564
2038-39 | 2844 | 2188 | 3736 | 1137 | 1560 | 2271 | 2344 | 632 | 1322 | 9498 | 4650 | 32182
2039-40 | 2912 | 2232 | 3807 | 1137 | 1601 | 2327 | 2407 | 650 | 1346 | 9647 | 4776 | 32842
2040-41 | 2972 | 2275 | 3863 | 1137 | 1630 | 2392 | 2459 | 668 | 1382 | 9786 | 4908 | 33472
2041-42 | 3036 | 2314 | 3927 | 1137 | 1661 | 2455 | 2530 | 683 | 1408 | 9956 | 5046 | 34153
2042-43 | 3097 | 2360 | 3959 | 1137 | 1696 | 2508 | 2603 | 694 | 1436 | 10116 | 5176 | 34782
2043-44 | 3165 | 2407 | 4019 | 1137 | 1723 | 2575 | 2667 | 707 | 1469 | 10298 | 5310 | 35477
2044-45 | 3215 | 2451 | 4066 | 1137 | 1754 | 2623 | 2740 | 722 | 1505 | 10457 | 5404 | 36074
2045-46 | 3262 | 2486 | 4096 | 1136 | 1774 | 2678 | 2799 | 736 | 1537 | 10585 | 5486 | 36575
2046-47 | 3311 | 2523 | 4132 | 1136 | 1797 | 2733 | 2861 | 749 | 1569 | 10713 | 5571 | 37095
2047-48 | 3349 | 2557 | 4172 | 1136 | 1826 | 2795 | 2893 | 764 | 1593 | 10863 | 5670 | 37618
2048-49 | 3403 | 2584 | 4204 | 1135 | 1858 | 2849 | 2952 | 779 | 1615 | 10990 | 5782 | 38151
2049-50 | 3444 | 2610 | 4249 | 1133 | 1881 | 2922 | 3000 | 790 | 1632 | 11076 | 5884 | 38621
2050-51 | 3486 | 2627 | 4265 | 1132 | 1892 | 2971 | 3030 | 798 | 1653 | 11172 | 5947 | 38973
2051-52 | 3518 | 2642 | 4278 | 1130 | 1922 | 3001 | 3057 | 802 | 1668 | 11278 | 5997 | 39293
2052-53 | 3551 | 2658 | 4293 | 1128 | 1925 | 3037 | 3098 | 807 | 1690 | 11364 | 6053 | 39604
2053-54 | 3560 | 2669 | 4301 | 1127 | 1928 | 3057 | 3139 | 812 | 1706 | 11428 | 6088 | 39815
2054-55 | 3575 | 2680 | 4316 | 1127 | 1932 | 3073 | 3163 | 815 | 1719 | 11502 | 6147 | 40049
2055-56 | 3589 | 2688 | 4327 | 1127 | 1934 | 3086 | 3184 | 819 | 1732 | 11577 | 6200 | 40263
2056-57 | 3602 | 2695 | 4330 | 1127 | 1936 | 3097 | 3203 | 822 | 1744 | 11641 | 6248 | 40445
Note: 90th percentile winter peak demand forecast is representative of a colder than expected winter peak day.
Note: Expected weather conditions include an increasing temperature trend from the NYISO Climate Change Impact Study Phase I report.
Note: Values reflect Dynamic Winter Load Forecast Uncertainty (LFU) distributions used in the 2025-2034 Comprehensive Reliability Plan (CRP).

## I-7d
Table I-7d: 10th Percentile Forecast of Baseline Winter Coincident Peak Demand due to Weather
Includes Impacts of Energy Saving Programs, Behind-the-Meter Generation, Electrification, & Large Loads
10th Percentile of Winter Coincident Peak Demand due to Weather - MW
Year | A | B | C | D | E | F | G | H | I | J | K | NYCA
2026-27 | 2262 | 1449 | 2450 | 800 | 1279 | 1845 | 1623 | 488 | 904 | 7321 | 3140 | 23561
2027-28 | 2255 | 1511 | 2418 | 1050 | 1282 | 1837 | 1713 | 489 | 923 | 7361 | 3166 | 24005
2028-29 | 2248 | 1615 | 2408 | 1043 | 1280 | 1837 | 1742 | 494 | 939 | 7394 | 3242 | 24242
2029-30 | 2254 | 1780 | 2446 | 1038 | 1281 | 1841 | 1776 | 498 | 955 | 7443 | 3351 | 24663
2030-31 | 2260 | 1822 | 2542 | 1032 | 1279 | 1843 | 1813 | 501 | 973 | 7513 | 3444 | 25022
2031-32 | 2274 | 1821 | 2625 | 1027 | 1278 | 1853 | 1837 | 505 | 992 | 7583 | 3534 | 25329
2032-33 | 2287 | 1825 | 2742 | 1021 | 1280 | 1864 | 1858 | 509 | 1011 | 7671 | 3615 | 25683
2033-34 | 2304 | 1822 | 2890 | 1015 | 1285 | 1868 | 1873 | 510 | 1031 | 7749 | 3687 | 26034
2034-35 | 2323 | 1823 | 3014 | 1008 | 1291 | 1872 | 1890 | 512 | 1051 | 7837 | 3754 | 26375
2035-36 | 2353 | 1836 | 3080 | 1004 | 1305 | 1896 | 1922 | 520 | 1075 | 7952 | 3828 | 26771
2036-37 | 2396 | 1854 | 3153 | 1001 | 1325 | 1928 | 1962 | 527 | 1103 | 8095 | 3914 | 27258
2037-38 | 2450 | 1889 | 3223 | 1001 | 1339 | 1957 | 2012 | 543 | 1133 | 8217 | 4011 | 27775
2038-39 | 2503 | 1926 | 3288 | 1001 | 1372 | 1998 | 2063 | 556 | 1163 | 8358 | 4092 | 28320
2039-40 | 2563 | 1964 | 3350 | 1001 | 1409 | 2048 | 2118 | 572 | 1185 | 8489 | 4202 | 28901
2040-41 | 2615 | 2002 | 3399 | 1001 | 1434 | 2105 | 2164 | 588 | 1216 | 8611 | 4319 | 29454
2041-42 | 2671 | 2036 | 3456 | 1001 | 1461 | 2160 | 2226 | 601 | 1239 | 8761 | 4440 | 30052
2042-43 | 2725 | 2077 | 3484 | 1001 | 1492 | 2207 | 2291 | 611 | 1263 | 8902 | 4555 | 30608
2043-44 | 2785 | 2118 | 3536 | 1001 | 1516 | 2266 | 2347 | 622 | 1293 | 9061 | 4672 | 31217
2044-45 | 2829 | 2156 | 3578 | 1001 | 1543 | 2308 | 2411 | 635 | 1324 | 9202 | 4755 | 31742
2045-46 | 2870 | 2187 | 3604 | 1000 | 1561 | 2356 | 2463 | 647 | 1353 | 9314 | 4827 | 32182
2046-47 | 2913 | 2220 | 3636 | 1000 | 1581 | 2405 | 2518 | 659 | 1381 | 9427 | 4902 | 32642
2047-48 | 2947 | 2250 | 3671 | 1000 | 1607 | 2459 | 2546 | 673 | 1401 | 9558 | 4989 | 33101
2048-49 | 2994 | 2274 | 3699 | 999 | 1635 | 2507 | 2597 | 686 | 1421 | 9671 | 5088 | 33571
2049-50 | 3031 | 2296 | 3739 | 997 | 1656 | 2571 | 2640 | 695 | 1436 | 9746 | 5178 | 33985
2050-51 | 3067 | 2311 | 3753 | 996 | 1665 | 2614 | 2666 | 703 | 1455 | 9830 | 5233 | 34293
2051-52 | 3095 | 2324 | 3764 | 994 | 1691 | 2640 | 2690 | 705 | 1468 | 9924 | 5277 | 34572
2052-53 | 3124 | 2338 | 3777 | 992 | 1694 | 2672 | 2726 | 710 | 1487 | 9999 | 5326 | 34845
2053-54 | 3133 | 2348 | 3784 | 991 | 1697 | 2690 | 2762 | 715 | 1501 | 10055 | 5357 | 35033
2054-55 | 3146 | 2358 | 3798 | 991 | 1700 | 2704 | 2783 | 718 | 1513 | 10121 | 5409 | 35241
2055-56 | 3158 | 2366 | 3807 | 991 | 1702 | 2716 | 2802 | 720 | 1524 | 10187 | 5455 | 35428
2056-57 | 3170 | 2371 | 3810 | 991 | 1703 | 2725 | 2819 | 723 | 1535 | 10243 | 5498 | 35588
Note: 10th percentile winter peak demand forecast is representative of a warmer than expected winter peak day.
Note: Expected weather conditions include an increasing temperature trend from the NYISO Climate Change Impact Study Phase I report.
Note: Values reflect Dynamic Winter Load Forecast Uncertainty (LFU) distributions used in the 2025-2034 Comprehensive Reliability Plan (CRP).

## I-7e
Table I-7e: 99th Percentile Forecast of Baseline Summer Coincident Peak Demand due to Weather
Includes Impacts of Energy Saving Programs, Behind-the-Meter Generation, Electrification, & Large Loads
99th Percentile of Summer Coincident Peak Demand due to Weather - MW
Year | A | B | C | D | E | F | G | H | I | J | K | NYCA
2026 | 3254 | 2049 | 2877 | 763 | 1427 | 2494 | 2516 | 669 | 1460 | 11601 | 5724 | 34834
2027 | 3356 | 2000 | 2790 | 1048 | 1363 | 2460 | 2610 | 670 | 1469 | 11637 | 5767 | 35170
2028 | 3330 | 2151 | 2755 | 1039 | 1369 | 2431 | 2606 | 671 | 1476 | 11658 | 5796 | 35282
2029 | 3288 | 2278 | 2742 | 1028 | 1334 | 2403 | 2640 | 671 | 1481 | 11680 | 5839 | 35384
2030 | 3260 | 2366 | 2828 | 1022 | 1309 | 2388 | 2642 | 674 | 1487 | 11712 | 5897 | 35585
2031 | 3241 | 2379 | 2942 | 1018 | 1290 | 2380 | 2649 | 676 | 1494 | 11744 | 5963 | 35776
2032 | 3233 | 2379 | 3039 | 1016 | 1278 | 2369 | 2647 | 678 | 1502 | 11776 | 6015 | 35932
2033 | 3216 | 2372 | 3243 | 1010 | 1266 | 2361 | 2646 | 680 | 1509 | 11798 | 6055 | 36156
2034 | 3204 | 2370 | 3388 | 1008 | 1258 | 2360 | 2650 | 682 | 1515 | 11819 | 6081 | 36335
2035 | 3215 | 2384 | 3492 | 1007 | 1261 | 2367 | 2662 | 687 | 1525 | 11873 | 6107 | 36580
2036 | 3250 | 2416 | 3598 | 1005 | 1277 | 2376 | 2679 | 691 | 1537 | 11938 | 6134 | 36901
2037 | 3265 | 2430 | 3683 | 1005 | 1324 | 2402 | 2693 | 695 | 1551 | 12002 | 6169 | 37219
2038 | 3281 | 2450 | 3762 | 1005 | 1352 | 2440 | 2713 | 701 | 1564 | 12077 | 6207 | 37552
2039 | 3294 | 2468 | 3817 | 1005 | 1379 | 2473 | 2733 | 707 | 1577 | 12131 | 6245 | 37829
2040 | 3309 | 2486 | 3836 | 1005 | 1400 | 2498 | 2760 | 713 | 1588 | 12185 | 6281 | 38061
2041 | 3322 | 2503 | 3848 | 1005 | 1417 | 2517 | 2786 | 719 | 1600 | 12228 | 6316 | 38261
2042 | 3338 | 2520 | 3871 | 1003 | 1429 | 2532 | 2820 | 726 | 1610 | 12271 | 6351 | 38471
2043 | 3352 | 2533 | 3877 | 1001 | 1443 | 2550 | 2849 | 734 | 1621 | 12314 | 6386 | 38660
2044 | 3371 | 2549 | 3894 | 1001 | 1457 | 2570 | 2874 | 740 | 1632 | 12357 | 6425 | 38870
2045 | 3390 | 2564 | 3910 | 1001 | 1471 | 2592 | 2893 | 747 | 1642 | 12400 | 6462 | 39072
2046 | 3405 | 2577 | 3919 | 999 | 1485 | 2618 | 2912 | 751 | 1653 | 12453 | 6508 | 39280
2047 | 3417 | 2589 | 3921 | 999 | 1500 | 2643 | 2926 | 755 | 1666 | 12507 | 6556 | 39479
2048 | 3429 | 2604 | 3936 | 999 | 1514 | 2668 | 2941 | 759 | 1675 | 12561 | 6592 | 39678
2049 | 3435 | 2617 | 3946 | 998 | 1527 | 2695 | 2955 | 762 | 1689 | 12604 | 6628 | 39856
2050 | 3444 | 2626 | 3951 | 995 | 1536 | 2720 | 2980 | 765 | 1698 | 12668 | 6670 | 40053
2051 | 3448 | 2631 | 3958 | 995 | 1540 | 2739 | 3011 | 770 | 1707 | 12711 | 6695 | 40205
2052 | 3451 | 2634 | 3961 | 995 | 1544 | 2756 | 3043 | 773 | 1716 | 12765 | 6721 | 40359
2053 | 3455 | 2638 | 3963 | 993 | 1547 | 2767 | 3068 | 776 | 1725 | 12819 | 6730 | 40481
2054 | 3456 | 2639 | 3963 | 993 | 1548 | 2772 | 3083 | 778 | 1729 | 12862 | 6734 | 40557
2055 | 3457 | 2640 | 3963 | 993 | 1549 | 2773 | 3090 | 781 | 1735 | 12905 | 6748 | 40634
2056 | 3458 | 2641 | 3963 | 990 | 1550 | 2775 | 3095 | 783 | 1740 | 12937 | 6756 | 40688
Note: 99th percentile summer peak demand forecast is representative of an extremely hot and humid (well above expected weather) summer peak day.
Note: Expected weather conditions include an increasing temperature trend from the NYISO Climate Change Impact Study Phase I report.
Note: Forecast values assume no demand response reductions.
Note: Ratios based on Load Forecast Uncertainty distributions reviewed by Load Forecasting Task Force (LFTF) and New York State Reliability Council (NYSRC) Installed Capacity Subcommittee (ICS) in spring 2023 & retained in spring 2024 & 2025.

## I-7f
Table I-7f: 99th Percentile Forecast of Baseline Winter Coincident Peak Demand due to Weather
Includes Impacts of Energy Saving Programs, Behind-the-Meter Generation, Electrification, & Large Loads
99th Percentile of Winter Coincident Peak Demand due to Weather - MW
Year | A | B | C | D | E | F | G | H | I | J | K | NYCA
2026-27 | 2572 | 1647 | 2785 | 910 | 1454 | 2098 | 1845 | 555 | 1028 | 8323 | 3570 | 26787
2027-28 | 2569 | 1722 | 2754 | 1196 | 1460 | 2093 | 1951 | 556 | 1051 | 8385 | 3607 | 27344
2028-29 | 2570 | 1847 | 2754 | 1192 | 1464 | 2101 | 1992 | 565 | 1074 | 8455 | 3707 | 27721
2029-30 | 2587 | 2044 | 2808 | 1191 | 1470 | 2114 | 2039 | 572 | 1096 | 8544 | 3847 | 28312
2030-31 | 2606 | 2102 | 2932 | 1190 | 1475 | 2126 | 2091 | 578 | 1122 | 8666 | 3972 | 28860
2031-32 | 2636 | 2111 | 3043 | 1190 | 1482 | 2148 | 2130 | 585 | 1150 | 8789 | 4096 | 29360
2032-33 | 2664 | 2125 | 3193 | 1189 | 1491 | 2171 | 2164 | 593 | 1178 | 8934 | 4210 | 29912
2033-34 | 2699 | 2134 | 3385 | 1189 | 1506 | 2189 | 2194 | 598 | 1208 | 9077 | 4320 | 30499
2034-35 | 2737 | 2148 | 3552 | 1188 | 1522 | 2206 | 2227 | 604 | 1239 | 9235 | 4423 | 31081
2035-36 | 2791 | 2178 | 3654 | 1191 | 1548 | 2249 | 2280 | 617 | 1276 | 9433 | 4540 | 31757
2036-37 | 2860 | 2214 | 3764 | 1195 | 1583 | 2302 | 2343 | 629 | 1317 | 9666 | 4674 | 32547
2037-38 | 2925 | 2256 | 3848 | 1195 | 1598 | 2336 | 2402 | 648 | 1353 | 9811 | 4789 | 33161
2038-39 | 2988 | 2299 | 3926 | 1195 | 1639 | 2386 | 2463 | 664 | 1389 | 9979 | 4885 | 33813
2039-40 | 3060 | 2345 | 4000 | 1195 | 1682 | 2445 | 2529 | 683 | 1415 | 10136 | 5018 | 34508
2040-41 | 3123 | 2390 | 4059 | 1195 | 1712 | 2513 | 2584 | 702 | 1452 | 10282 | 5156 | 35168
2041-42 | 3190 | 2432 | 4126 | 1195 | 1745 | 2579 | 2658 | 718 | 1480 | 10461 | 5302 | 35886
2042-43 | 3254 | 2480 | 4160 | 1195 | 1782 | 2635 | 2735 | 729 | 1509 | 10629 | 5439 | 36547
2043-44 | 3325 | 2529 | 4222 | 1195 | 1810 | 2706 | 2802 | 743 | 1543 | 10819 | 5579 | 37273
2044-45 | 3378 | 2575 | 4272 | 1195 | 1842 | 2756 | 2878 | 758 | 1581 | 10987 | 5677 | 37899
2045-46 | 3427 | 2612 | 4303 | 1194 | 1864 | 2813 | 2941 | 773 | 1615 | 11122 | 5764 | 38428
2046-47 | 3479 | 2651 | 4341 | 1194 | 1888 | 2872 | 3006 | 787 | 1649 | 11256 | 5853 | 38976
2047-48 | 3519 | 2687 | 4384 | 1194 | 1919 | 2937 | 3040 | 803 | 1673 | 11413 | 5957 | 39526
2048-49 | 3575 | 2715 | 4417 | 1193 | 1952 | 2994 | 3101 | 819 | 1697 | 11547 | 6075 | 40085
2049-50 | 3619 | 2742 | 4464 | 1191 | 1977 | 3070 | 3152 | 830 | 1715 | 11637 | 6182 | 40579
2050-51 | 3662 | 2760 | 4481 | 1189 | 1988 | 3121 | 3183 | 839 | 1737 | 11738 | 6248 | 40946
2051-52 | 3696 | 2775 | 4495 | 1187 | 2019 | 3153 | 3212 | 842 | 1753 | 11850 | 6301 | 41283
2052-53 | 3731 | 2792 | 4510 | 1185 | 2023 | 3191 | 3255 | 848 | 1775 | 11939 | 6359 | 41608
2053-54 | 3741 | 2804 | 4519 | 1184 | 2026 | 3212 | 3298 | 853 | 1792 | 12006 | 6396 | 41831
2054-55 | 3756 | 2816 | 4535 | 1184 | 2029 | 3229 | 3323 | 857 | 1807 | 12085 | 6458 | 42079
2055-56 | 3771 | 2825 | 4546 | 1184 | 2032 | 3242 | 3345 | 860 | 1820 | 12163 | 6514 | 42302
2056-57 | 3784 | 2831 | 4549 | 1184 | 2034 | 3254 | 3366 | 864 | 1832 | 12230 | 6564 | 42492
Note: 99th percentile winter peak demand forecast is representative of an extremely cold (well below expected weather) winter peak day.
Note: Expected weather conditions include an increasing temperature trend from the NYISO Climate Change Impact Study Phase I report.
Note: Values reflect Dynamic Winter Load Forecast Uncertainty (LFU) distributions used in the 2025-2034 Comprehensive Reliability Plan (CRP).

## I-8a
Table I-8a: Energy Efficiency and Codes & Standards Energy Impacts
Reflects Cumulative Impacts
Estimated Historical Cumulative Reductions in Annual Energy by Zone - GWh
Year | A | B | C | D | E | F | G | H | I | J | K | NYCA
2004 | 228 | 114 | 224 | 21 | 105 | 168 | 46 | 29 | 42 | 371 | 21 | 1369
2005 | 320 | 163 | 316 | 29 | 148 | 237 | 68 | 42 | 63 | 555 | 36 | 1977
2006 | 451 | 236 | 447 | 41 | 210 | 334 | 100 | 61 | 92 | 804 | 57 | 2833
2007 | 540 | 287 | 537 | 49 | 253 | 401 | 131 | 76 | 118 | 1039 | 81 | 3512
2008 | 588 | 347 | 587 | 53 | 275 | 441 | 153 | 82 | 130 | 1125 | 255 | 4036
2009 | 703 | 423 | 698 | 63 | 331 | 535 | 228 | 99 | 157 | 1371 | 429 | 5037
2010 | 873 | 507 | 838 | 75 | 411 | 672 | 297 | 120 | 207 | 1840 | 639 | 6479
2011 | 1124 | 651 | 1049 | 94 | 525 | 865 | 439 | 152 | 273 | 2433 | 880 | 8485
2012 | 1279 | 758 | 1192 | 107 | 602 | 988 | 534 | 172 | 311 | 2768 | 1173 | 9884
2013 | 1442 | 886 | 1353 | 121 | 687 | 1125 | 643 | 197 | 356 | 3206 | 1513 | 11529
2014 | 1641 | 1031 | 1542 | 137 | 787 | 1284 | 771 | 225 | 412 | 3687 | 1852 | 13369
2015 | 1859 | 1170 | 1742 | 154 | 896 | 1471 | 897 | 252 | 459 | 4105 | 2228 | 15233
2016 | 2052 | 1260 | 1898 | 168 | 989 | 1643 | 1055 | 271 | 504 | 4508 | 2647 | 16995
2017 | 2279 | 1397 | 2097 | 186 | 1102 | 1839 | 1258 | 302 | 580 | 5195 | 2986 | 19221
2018 | 2500 | 1517 | 2290 | 203 | 1212 | 2030 | 1467 | 333 | 658 | 5901 | 3377 | 21488
2019 | 2745 | 1650 | 2501 | 222 | 1333 | 2244 | 1711 | 369 | 760 | 6814 | 3803 | 24152
2020 | 2987 | 1778 | 2709 | 241 | 1452 | 2455 | 1934 | 404 | 855 | 7664 | 4264 | 26743
2021 | 3259 | 1894 | 2929 | 263 | 1583 | 2697 | 2146 | 436 | 944 | 8455 | 4609 | 29215
2022 | 3502 | 2032 | 3147 | 282 | 1704 | 2906 | 2371 | 470 | 1024 | 9169 | 4934 | 31541
2023 | 3689 | 2223 | 3346 | 299 | 1803 | 3054 | 2543 | 504 | 1084 | 9707 | 5306 | 33558
2024 | 3909 | 2336 | 3539 | 313 | 1906 | 3241 | 2770 | 537 | 1121 | 10012 | 5673 | 35357
2025 | 4105 | 2426 | 3727 | 327 | 1997 | 3397 | 2867 | 572 | 1156 | 10292 | 5812 | 36678
Forecast of Cumulative Reductions in Annual Energy by Zone Relative to 2025 - GWh
Year | A | B | C | D | E | F | G | H | I | J | K | NYCA
2026 | 159 | 90 | 169 | 18 | 77 | 129 | 133 | 40 | 53 | 337 | 96 | 1301
2027 | 307 | 184 | 320 | 39 | 148 | 251 | 274 | 69 | 108 | 676 | 201 | 2577
2028 | 466 | 267 | 475 | 59 | 221 | 379 | 398 | 94 | 149 | 1012 | 299 | 3819
2029 | 613 | 345 | 622 | 78 | 289 | 496 | 539 | 119 | 187 | 1320 | 395 | 5003
2030 | 796 | 446 | 799 | 105 | 373 | 641 | 713 | 153 | 240 | 1757 | 542 | 6565
2031 | 966 | 545 | 963 | 130 | 450 | 776 | 890 | 182 | 288 | 2155 | 687 | 8032
2032 | 1128 | 640 | 1118 | 154 | 524 | 906 | 1057 | 211 | 334 | 2523 | 820 | 9415
2033 | 1280 | 727 | 1264 | 174 | 595 | 1028 | 1219 | 237 | 376 | 2853 | 944 | 10697
2034 | 1424 | 812 | 1401 | 192 | 662 | 1146 | 1375 | 263 | 416 | 3160 | 1058 | 11909
2035 | 1563 | 893 | 1534 | 208 | 728 | 1261 | 1525 | 286 | 452 | 3444 | 1163 | 13057
2036 | 1696 | 968 | 1659 | 224 | 790 | 1373 | 1665 | 307 | 486 | 3712 | 1263 | 14143
2037 | 1817 | 1035 | 1770 | 236 | 846 | 1475 | 1800 | 329 | 515 | 3938 | 1348 | 15109
2038 | 1934 | 1100 | 1878 | 248 | 902 | 1576 | 1926 | 348 | 544 | 4155 | 1431 | 16042
2039 | 2050 | 1162 | 1981 | 259 | 957 | 1675 | 2053 | 366 | 572 | 4361 | 1512 | 16948
2040 | 2182 | 1236 | 2102 | 272 | 1018 | 1789 | 2191 | 389 | 607 | 4632 | 1618 | 18036
2041 | 2303 | 1303 | 2211 | 283 | 1076 | 1893 | 2321 | 410 | 638 | 4859 | 1710 | 19007
2042 | 2423 | 1369 | 2318 | 293 | 1131 | 1997 | 2450 | 430 | 667 | 5079 | 1801 | 19958
2043 | 2535 | 1429 | 2417 | 302 | 1184 | 2095 | 2571 | 449 | 695 | 5277 | 1885 | 20839
2044 | 2645 | 1489 | 2514 | 310 | 1235 | 2192 | 2690 | 467 | 723 | 5481 | 1968 | 21714
2045 | 2740 | 1544 | 2601 | 317 | 1281 | 2278 | 2801 | 483 | 746 | 5644 | 2039 | 22474
2046 | 2836 | 1597 | 2682 | 323 | 1325 | 2363 | 2914 | 500 | 769 | 5807 | 2109 | 23225
2047 | 2928 | 1649 | 2765 | 329 | 1369 | 2445 | 3027 | 516 | 791 | 5965 | 2177 | 23961
2048 | 3011 | 1697 | 2840 | 334 | 1407 | 2520 | 3137 | 531 | 812 | 6108 | 2237 | 24634
2049 | 3082 | 1739 | 2905 | 337 | 1441 | 2585 | 3239 | 543 | 827 | 6212 | 2285 | 25195
2050 | 3152 | 1778 | 2966 | 341 | 1473 | 2648 | 3344 | 555 | 843 | 6317 | 2330 | 25747
2051 | 3217 | 1817 | 3026 | 343 | 1503 | 2709 | 3447 | 568 | 859 | 6418 | 2374 | 26281
2052 | 3286 | 1856 | 3087 | 348 | 1534 | 2772 | 3533 | 579 | 876 | 6529 | 2424 | 26824
2053 | 3344 | 1891 | 3140 | 351 | 1562 | 2829 | 3613 | 590 | 888 | 6609 | 2459 | 27276
2054 | 3401 | 1926 | 3195 | 353 | 1589 | 2885 | 3691 | 600 | 901 | 6697 | 2498 | 27736
2055 | 3457 | 1959 | 3247 | 356 | 1615 | 2940 | 3769 | 610 | 916 | 6782 | 2535 | 28186
2056 | 3509 | 1991 | 3294 | 359 | 1638 | 2992 | 3843 | 618 | 928 | 6865 | 2571 | 28608

## I-8b
Table I-8b: Energy Efficiency and Codes & Standards Summer Peak Impacts
Reflects Cumulative Impacts
Reductions in Summer Coincident Peak Demand by Zone Relative to 2025 - MW
Year | A | B | C | D | E | F | G | H | I | J | K | NYCA
2026 | 33 | 18 | 35 | 3 | 24 | 45 | 31 | 8 | 16 | 83 | 26 | 322
2027 | 63 | 37 | 66 | 6 | 47 | 87 | 64 | 14 | 32 | 166 | 55 | 637
2028 | 95 | 55 | 99 | 9 | 65 | 121 | 97 | 20 | 47 | 245 | 84 | 937
2029 | 125 | 73 | 130 | 11 | 82 | 152 | 132 | 24 | 61 | 319 | 113 | 1222
2030 | 159 | 95 | 164 | 13 | 102 | 186 | 175 | 33 | 79 | 415 | 152 | 1573
2031 | 190 | 115 | 196 | 16 | 119 | 217 | 217 | 37 | 94 | 499 | 191 | 1891
2032 | 218 | 135 | 225 | 18 | 134 | 247 | 256 | 43 | 108 | 574 | 223 | 2181
2033 | 245 | 154 | 252 | 20 | 149 | 275 | 295 | 49 | 123 | 645 | 256 | 2463
2034 | 271 | 170 | 278 | 22 | 164 | 300 | 330 | 54 | 134 | 706 | 283 | 2712
2035 | 295 | 186 | 301 | 26 | 176 | 327 | 364 | 58 | 146 | 765 | 308 | 2952
2036 | 317 | 200 | 323 | 28 | 188 | 350 | 396 | 62 | 156 | 814 | 330 | 3164
2037 | 339 | 213 | 344 | 31 | 200 | 372 | 424 | 67 | 165 | 861 | 350 | 3366
2038 | 358 | 224 | 364 | 35 | 210 | 393 | 454 | 69 | 174 | 903 | 368 | 3552
2039 | 375 | 235 | 380 | 39 | 219 | 411 | 480 | 72 | 180 | 937 | 385 | 3713
2040 | 397 | 247 | 400 | 41 | 229 | 433 | 510 | 77 | 190 | 984 | 403 | 3911
2041 | 416 | 260 | 419 | 44 | 240 | 455 | 537 | 81 | 198 | 1024 | 423 | 4097
2042 | 435 | 271 | 436 | 46 | 251 | 474 | 563 | 84 | 206 | 1061 | 437 | 4264
2043 | 451 | 280 | 451 | 49 | 258 | 491 | 586 | 85 | 212 | 1090 | 451 | 4404
2044 | 467 | 290 | 465 | 52 | 267 | 508 | 611 | 88 | 218 | 1120 | 464 | 4550
2045 | 482 | 298 | 482 | 53 | 275 | 525 | 634 | 92 | 225 | 1149 | 476 | 4691
2046 | 496 | 305 | 494 | 55 | 282 | 539 | 655 | 94 | 229 | 1169 | 487 | 4805
2047 | 508 | 315 | 506 | 58 | 289 | 554 | 676 | 95 | 234 | 1193 | 496 | 4924
2048 | 520 | 322 | 518 | 58 | 295 | 568 | 697 | 99 | 238 | 1212 | 505 | 5032
2049 | 531 | 330 | 528 | 60 | 302 | 580 | 719 | 101 | 242 | 1231 | 513 | 5137
2050 | 541 | 334 | 537 | 62 | 306 | 591 | 739 | 103 | 246 | 1244 | 520 | 5223
2051 | 551 | 341 | 548 | 62 | 312 | 601 | 759 | 104 | 249 | 1256 | 525 | 5308
2052 | 561 | 349 | 556 | 63 | 317 | 613 | 776 | 105 | 252 | 1273 | 533 | 5398
2053 | 571 | 353 | 566 | 64 | 321 | 623 | 793 | 107 | 256 | 1286 | 539 | 5479
2054 | 579 | 359 | 575 | 65 | 328 | 635 | 809 | 108 | 260 | 1302 | 546 | 5566
2055 | 589 | 365 | 583 | 66 | 332 | 645 | 825 | 110 | 263 | 1316 | 551 | 5645
2056 | 597 | 371 | 588 | 67 | 336 | 654 | 842 | 111 | 266 | 1330 | 557 | 5719

## I-8c
Table I-8c: Energy Efficiency and Codes & Standards Winter Peak Impacts
Reflects Cumulative Impacts
Reductions in Winter Coincident Peak Demand by Zone Relative to 2025-26 - MW
Year | A | B | C | D | E | F | G | H | I | J | K | NYCA
2026-27 | 22 | 10 | 25 | 1 | 13 | 21 | 14 | 5 | 5 | 42 | 11 | 169
2027-28 | 42 | 22 | 45 | 1 | 25 | 43 | 30 | 7 | 11 | 84 | 23 | 333
2028-29 | 64 | 32 | 71 | 4 | 36 | 61 | 46 | 11 | 15 | 126 | 36 | 502
2029-30 | 92 | 47 | 98 | 10 | 50 | 84 | 67 | 15 | 23 | 186 | 56 | 728
2030-31 | 121 | 63 | 121 | 15 | 64 | 105 | 89 | 20 | 30 | 242 | 78 | 948
2031-32 | 146 | 78 | 147 | 20 | 77 | 127 | 111 | 23 | 37 | 296 | 100 | 1162
2032-33 | 173 | 94 | 172 | 25 | 90 | 148 | 131 | 29 | 45 | 349 | 122 | 1378
2033-34 | 198 | 109 | 194 | 31 | 103 | 171 | 153 | 33 | 50 | 400 | 144 | 1586
2034-35 | 223 | 124 | 220 | 36 | 115 | 192 | 174 | 38 | 58 | 448 | 164 | 1792
2035-36 | 249 | 139 | 243 | 40 | 128 | 213 | 196 | 41 | 64 | 496 | 186 | 1995
2036-37 | 275 | 153 | 265 | 44 | 141 | 235 | 217 | 45 | 70 | 542 | 206 | 2193
2037-38 | 299 | 167 | 289 | 48 | 154 | 256 | 238 | 49 | 77 | 587 | 228 | 2392
2038-39 | 324 | 181 | 312 | 52 | 166 | 278 | 258 | 52 | 84 | 634 | 248 | 2589
2039-40 | 353 | 198 | 334 | 57 | 181 | 302 | 282 | 58 | 92 | 689 | 275 | 2821
2040-41 | 381 | 215 | 359 | 61 | 195 | 326 | 305 | 62 | 99 | 745 | 301 | 3049
2041-42 | 409 | 230 | 385 | 64 | 209 | 352 | 327 | 68 | 107 | 799 | 327 | 3277
2042-43 | 437 | 246 | 410 | 68 | 223 | 375 | 351 | 72 | 115 | 852 | 352 | 3501
2043-44 | 465 | 262 | 431 | 70 | 236 | 399 | 374 | 77 | 122 | 903 | 378 | 3717
2044-45 | 491 | 277 | 453 | 72 | 249 | 423 | 398 | 81 | 130 | 955 | 404 | 3933
2045-46 | 517 | 292 | 476 | 76 | 262 | 445 | 420 | 86 | 137 | 1004 | 429 | 4144
2046-47 | 543 | 308 | 498 | 77 | 275 | 468 | 443 | 90 | 144 | 1052 | 453 | 4351
2047-48 | 568 | 322 | 517 | 79 | 286 | 490 | 466 | 94 | 151 | 1100 | 478 | 4551
2048-49 | 589 | 334 | 535 | 81 | 296 | 509 | 488 | 98 | 157 | 1138 | 498 | 4723
2049-50 | 608 | 346 | 554 | 81 | 307 | 527 | 507 | 100 | 163 | 1172 | 516 | 4881
2050-51 | 628 | 356 | 568 | 83 | 314 | 544 | 529 | 105 | 169 | 1205 | 533 | 5034
2051-52 | 645 | 368 | 583 | 84 | 323 | 559 | 549 | 108 | 174 | 1236 | 550 | 5179
2052-53 | 661 | 377 | 599 | 84 | 331 | 575 | 566 | 111 | 178 | 1265 | 566 | 5313
2053-54 | 677 | 387 | 612 | 86 | 338 | 590 | 582 | 113 | 182 | 1293 | 581 | 5441
2054-55 | 692 | 396 | 623 | 87 | 345 | 604 | 598 | 116 | 187 | 1317 | 595 | 5560
2055-56 | 704 | 405 | 635 | 87 | 352 | 617 | 612 | 119 | 191 | 1341 | 608 | 5671
2056-57 | 717 | 413 | 645 | 88 | 358 | 630 | 627 | 122 | 194 | 1361 | 620 | 5775

## I-9a
Table I-9a: Solar PV Nameplate Capacity, Behind-the-Meter
Reflects Total Cumulative Nameplate Capacity
Nameplate Capacity by Zone - MW DC
Year | A | B | C | D | E | F | G | H | I | J | K | NYCA
2013 | 15 | 6 | 16 | 1 | 7 | 36 | 26 | 3 | 10 | 26 | 77 | 223
2014 | 19 | 13 | 26 | 2 | 14 | 66 | 48 | 6 | 15 | 47 | 128 | 384
2015 | 27 | 25 | 46 | 3 | 26 | 101 | 89 | 14 | 25 | 72 | 227 | 655
2016 | 34 | 38 | 73 | 4 | 38 | 152 | 128 | 23 | 35 | 108 | 334 | 967
2017 | 53 | 63 | 101 | 4 | 61 | 220 | 151 | 27 | 43 | 146 | 414 | 1283
2018 | 65 | 97 | 135 | 10 | 91 | 300 | 189 | 34 | 50 | 192 | 479 | 1642
2019 | 94 | 125 | 200 | 25 | 126 | 343 | 276 | 42 | 60 | 236 | 633 | 2160
2020 | 139 | 159 | 298 | 28 | 187 | 435 | 364 | 48 | 70 | 280 | 697 | 2705
2021 | 182 | 256 | 476 | 38 | 264 | 495 | 476 | 68 | 84 | 343 | 775 | 3457
2022 | 224 | 392 | 612 | 44 | 413 | 537 | 592 | 78 | 118 | 414 | 873 | 4297
2023 | 309 | 474 | 757 | 60 | 525 | 652 | 667 | 91 | 144 | 495 | 995 | 5169
2024 | 418 | 572 | 1036 | 108 | 689 | 855 | 761 | 112 | 167 | 582 | 1087 | 6387
2025 | 535 | 690 | 1247 | 150 | 855 | 1060 | 848 | 138 | 196 | 673 | 1198 | 7590
2026 | 628 | 823 | 1474 | 177 | 1016 | 1200 | 970 | 159 | 227 | 767 | 1318 | 8759
2027 | 717 | 942 | 1674 | 203 | 1171 | 1338 | 1078 | 178 | 260 | 864 | 1442 | 9867
2028 | 800 | 1034 | 1848 | 228 | 1296 | 1471 | 1167 | 197 | 288 | 958 | 1561 | 10848
2029 | 865 | 1110 | 1992 | 250 | 1398 | 1583 | 1248 | 215 | 315 | 1046 | 1671 | 11693
2030 | 918 | 1174 | 2103 | 267 | 1480 | 1671 | 1319 | 230 | 340 | 1126 | 1774 | 12402
2031 | 959 | 1225 | 2192 | 280 | 1544 | 1740 | 1381 | 244 | 362 | 1198 | 1871 | 12996
2032 | 992 | 1264 | 2260 | 290 | 1595 | 1796 | 1434 | 255 | 382 | 1261 | 1958 | 13487
2033 | 1018 | 1296 | 2315 | 299 | 1634 | 1841 | 1479 | 266 | 400 | 1317 | 2036 | 13901
2034 | 1039 | 1321 | 2358 | 306 | 1665 | 1879 | 1518 | 275 | 415 | 1366 | 2106 | 14248
2035 | 1056 | 1342 | 2393 | 312 | 1691 | 1910 | 1552 | 283 | 429 | 1407 | 2167 | 14542
2036 | 1071 | 1360 | 2423 | 318 | 1712 | 1936 | 1581 | 290 | 441 | 1443 | 2221 | 14796
2037 | 1084 | 1375 | 2448 | 322 | 1731 | 1958 | 1606 | 295 | 451 | 1473 | 2268 | 15011
2038 | 1095 | 1389 | 2471 | 326 | 1747 | 1978 | 1628 | 301 | 460 | 1498 | 2309 | 15202
2039 | 1105 | 1401 | 2491 | 330 | 1762 | 1996 | 1647 | 305 | 468 | 1519 | 2344 | 15368
2040 | 1114 | 1412 | 2509 | 334 | 1775 | 2012 | 1664 | 309 | 475 | 1537 | 2374 | 15515
2041 | 1123 | 1423 | 2526 | 337 | 1788 | 2026 | 1678 | 312 | 481 | 1552 | 2400 | 15646
2042 | 1131 | 1432 | 2542 | 340 | 1799 | 2040 | 1692 | 315 | 486 | 1565 | 2423 | 15765
2043 | 1139 | 1441 | 2558 | 343 | 1811 | 2053 | 1703 | 318 | 490 | 1577 | 2442 | 15875
2044 | 1146 | 1450 | 2572 | 345 | 1821 | 2065 | 1714 | 320 | 494 | 1587 | 2459 | 15973
2045 | 1153 | 1458 | 2587 | 348 | 1832 | 2076 | 1723 | 322 | 498 | 1596 | 2474 | 16067
2046 | 1159 | 1466 | 2600 | 350 | 1842 | 2087 | 1732 | 324 | 501 | 1603 | 2487 | 16151
2047 | 1166 | 1474 | 2614 | 352 | 1852 | 2097 | 1740 | 326 | 503 | 1610 | 2499 | 16233
2048 | 1172 | 1481 | 2628 | 355 | 1862 | 2108 | 1748 | 328 | 506 | 1616 | 2509 | 16313
2049 | 1178 | 1489 | 2641 | 357 | 1872 | 2118 | 1755 | 329 | 508 | 1622 | 2518 | 16387
2050 | 1185 | 1496 | 2654 | 359 | 1881 | 2128 | 1762 | 330 | 510 | 1627 | 2527 | 16459
2051 | 1193 | 1502 | 2667 | 361 | 1889 | 2138 | 1769 | 331 | 512 | 1631 | 2536 | 16529
2052 | 1202 | 1507 | 2680 | 363 | 1896 | 2148 | 1776 | 332 | 514 | 1634 | 2545 | 16597
2053 | 1212 | 1511 | 2693 | 365 | 1902 | 2158 | 1783 | 333 | 516 | 1636 | 2554 | 16663
2054 | 1223 | 1514 | 2706 | 367 | 1907 | 2168 | 1790 | 334 | 518 | 1637 | 2563 | 16727
2055 | 1235 | 1516 | 2719 | 369 | 1911 | 2178 | 1797 | 335 | 520 | 1638 | 2572 | 16790
2056 | 1248 | 1517 | 2732 | 371 | 1914 | 2188 | 1804 | 336 | 522 | 1639 | 2581 | 16852
Note: Historical values reflect information from New York State's "Solar Electric Programs Reported by NYSERDA" database, and from
Standardized Interconnection Requiriements (SIR) Inventory Information submitted by Transmission Owners.
Note: Nameplate values reflect aggregate MW DC rating of installed panels.
Note: Nameplate values represent End-of-Year capacity.

## I-9b
Table I-9b: Solar PV Annual Energy Reductions, Behind-the-Meter
Reflects Total Cumulative Impacts
Reductions in Annual Energy by Zone - GWh
Year | A | B | C | D | E | F | G | H | I | J | K | NYCA
2026 | 660 | 865 | 1549 | 181 | 1077 | 1272 | 1028 | 166 | 237 | 779 | 1385 | 9199
2027 | 754 | 990 | 1760 | 208 | 1241 | 1418 | 1143 | 186 | 271 | 878 | 1516 | 10365
2028 | 841 | 1087 | 1943 | 234 | 1374 | 1559 | 1237 | 205 | 300 | 973 | 1641 | 11394
2029 | 909 | 1167 | 2094 | 256 | 1482 | 1678 | 1323 | 224 | 328 | 1063 | 1757 | 12281
2030 | 965 | 1234 | 2211 | 274 | 1569 | 1771 | 1398 | 240 | 354 | 1144 | 1865 | 13025
2031 | 1008 | 1288 | 2304 | 287 | 1637 | 1844 | 1464 | 254 | 377 | 1217 | 1967 | 13647
2032 | 1043 | 1329 | 2376 | 297 | 1691 | 1904 | 1520 | 266 | 398 | 1281 | 2058 | 14163
2033 | 1070 | 1362 | 2434 | 306 | 1732 | 1951 | 1568 | 277 | 417 | 1338 | 2140 | 14595
2034 | 1092 | 1389 | 2479 | 314 | 1765 | 1992 | 1609 | 287 | 433 | 1388 | 2214 | 14962
2035 | 1110 | 1411 | 2516 | 320 | 1792 | 2025 | 1645 | 295 | 447 | 1430 | 2278 | 15269
2036 | 1126 | 1430 | 2547 | 326 | 1815 | 2052 | 1676 | 302 | 460 | 1466 | 2335 | 15535
2037 | 1140 | 1445 | 2573 | 330 | 1835 | 2075 | 1702 | 308 | 470 | 1497 | 2384 | 15759
2038 | 1151 | 1460 | 2598 | 334 | 1852 | 2097 | 1726 | 314 | 480 | 1522 | 2427 | 15961
2039 | 1162 | 1473 | 2619 | 338 | 1868 | 2116 | 1746 | 318 | 488 | 1544 | 2464 | 16136
2040 | 1171 | 1484 | 2637 | 342 | 1881 | 2133 | 1764 | 322 | 495 | 1562 | 2496 | 16287
2041 | 1180 | 1496 | 2655 | 345 | 1895 | 2147 | 1779 | 325 | 501 | 1577 | 2523 | 16423
2042 | 1189 | 1505 | 2672 | 348 | 1907 | 2162 | 1793 | 328 | 507 | 1590 | 2547 | 16548
2043 | 1197 | 1515 | 2689 | 352 | 1920 | 2176 | 1805 | 331 | 511 | 1602 | 2567 | 16665
2044 | 1205 | 1524 | 2704 | 354 | 1930 | 2189 | 1817 | 334 | 515 | 1613 | 2585 | 16770
2045 | 1212 | 1533 | 2719 | 357 | 1942 | 2200 | 1826 | 336 | 519 | 1622 | 2601 | 16867
2046 | 1218 | 1541 | 2733 | 359 | 1952 | 2212 | 1836 | 338 | 522 | 1629 | 2614 | 16954
2047 | 1226 | 1549 | 2748 | 361 | 1963 | 2223 | 1844 | 340 | 524 | 1636 | 2627 | 17041
2048 | 1232 | 1557 | 2763 | 364 | 1974 | 2234 | 1853 | 342 | 527 | 1642 | 2637 | 17125
2049 | 1238 | 1565 | 2776 | 366 | 1984 | 2245 | 1860 | 343 | 530 | 1648 | 2647 | 17202
2050 | 1246 | 1573 | 2790 | 368 | 1994 | 2256 | 1868 | 344 | 532 | 1653 | 2656 | 17280
2051 | 1254 | 1579 | 2804 | 370 | 2002 | 2266 | 1875 | 345 | 534 | 1657 | 2666 | 17352
2052 | 1264 | 1584 | 2817 | 372 | 2010 | 2277 | 1882 | 346 | 536 | 1660 | 2675 | 17423
2053 | 1274 | 1588 | 2831 | 374 | 2016 | 2287 | 1890 | 347 | 538 | 1662 | 2685 | 17492
2054 | 1286 | 1592 | 2845 | 376 | 2021 | 2298 | 1897 | 348 | 540 | 1663 | 2694 | 17560
2055 | 1298 | 1594 | 2858 | 378 | 2026 | 2309 | 1905 | 349 | 542 | 1664 | 2704 | 17627
2056 | 1312 | 1595 | 2872 | 380 | 2029 | 2319 | 1912 | 350 | 544 | 1665 | 2713 | 17691

## I-9c
Table I-9c: Solar PV Peak Reductions, Behind-the-Meter
Reflects Total Cumulative Impacts
Reductions in Summer Coincident Peak Demand by Zone - MW AC
Year | A | B | C | D | E | F | G | H | I | J | K | NYCA
2026 | 84 | 112 | 196 | 21 | 128 | 125 | 82 | 13 | 18 | 62 | 100 | 941
2027 | 93 | 126 | 218 | 24 | 143 | 135 | 88 | 14 | 20 | 67 | 105 | 1033
2028 | 101 | 135 | 234 | 26 | 155 | 143 | 93 | 15 | 22 | 72 | 109 | 1105
2029 | 108 | 142 | 248 | 28 | 164 | 151 | 97 | 16 | 23 | 77 | 114 | 1168
2030 | 112 | 148 | 258 | 30 | 172 | 157 | 100 | 16 | 25 | 81 | 118 | 1217
2031 | 116 | 152 | 265 | 31 | 177 | 161 | 103 | 17 | 26 | 85 | 122 | 1255
2032 | 118 | 155 | 270 | 31 | 180 | 164 | 105 | 18 | 27 | 88 | 126 | 1282
2033 | 120 | 157 | 273 | 32 | 183 | 166 | 107 | 18 | 28 | 91 | 129 | 1304
2034 | 121 | 158 | 275 | 32 | 184 | 167 | 109 | 18 | 28 | 93 | 131 | 1316
2035 | 121 | 158 | 274 | 32 | 183 | 167 | 109 | 19 | 29 | 94 | 133 | 1319
2036 | 121 | 157 | 272 | 32 | 182 | 166 | 109 | 19 | 29 | 94 | 133 | 1314
2037 | 119 | 156 | 269 | 32 | 180 | 164 | 108 | 19 | 29 | 94 | 133 | 1303
2038 | 118 | 153 | 264 | 32 | 177 | 161 | 107 | 18 | 29 | 93 | 132 | 1284
2039 | 116 | 150 | 260 | 31 | 174 | 158 | 105 | 18 | 29 | 92 | 130 | 1263
2040 | 114 | 148 | 255 | 31 | 171 | 156 | 104 | 18 | 28 | 91 | 129 | 1245
2041 | 112 | 145 | 250 | 30 | 168 | 153 | 102 | 18 | 28 | 89 | 127 | 1222
2042 | 110 | 143 | 246 | 30 | 165 | 150 | 100 | 17 | 27 | 88 | 125 | 1201
2043 | 108 | 141 | 242 | 30 | 162 | 148 | 99 | 17 | 27 | 87 | 123 | 1184
2044 | 106 | 138 | 237 | 29 | 159 | 145 | 97 | 17 | 27 | 85 | 120 | 1160
2045 | 104 | 135 | 232 | 28 | 155 | 142 | 94 | 16 | 26 | 83 | 117 | 1132
2046 | 101 | 131 | 226 | 28 | 151 | 138 | 91 | 16 | 25 | 80 | 114 | 1101
2047 | 98 | 127 | 218 | 27 | 146 | 133 | 88 | 15 | 24 | 77 | 110 | 1063
2048 | 94 | 122 | 210 | 26 | 141 | 128 | 84 | 15 | 23 | 74 | 105 | 1022
2049 | 90 | 117 | 201 | 25 | 135 | 122 | 81 | 14 | 22 | 70 | 99 | 976
2050 | 86 | 112 | 192 | 24 | 129 | 116 | 76 | 13 | 21 | 66 | 94 | 929
2051 | 82 | 106 | 182 | 23 | 122 | 110 | 72 | 12 | 20 | 62 | 88 | 879
2052 | 78 | 100 | 172 | 21 | 115 | 104 | 68 | 12 | 18 | 58 | 83 | 829
2053 | 73 | 94 | 162 | 20 | 108 | 98 | 63 | 11 | 17 | 54 | 77 | 777
2054 | 69 | 88 | 151 | 19 | 101 | 91 | 59 | 10 | 16 | 50 | 71 | 725
2055 | 67 | 84 | 146 | 18 | 97 | 88 | 56 | 10 | 15 | 48 | 68 | 697
2056 | 65 | 81 | 141 | 18 | 93 | 84 | 54 | 9 | 14 | 45 | 65 | 669
Note: The actual impact of solar PV varies considerably by hour of day. The hour of the NYCA coincident peak varies annually. Currently, the NYCA summer peak typically occurs in late afternoon. The NYCA summer peak will likely shift into the evening as additional BTM PV is added to the system, and as electric vehicle charging impacts increase during the evening hours.
Note: The winter coincident peak behind-the-meter solar PV impact is zero because the system typically peaks after sunset.

## I-9d
Table I-9d: Maximum Solar PV Generation, Behind-the-Meter
Reflects Total Cumulative Impacts
Maximum Hourly NYCA BTM Solar PV Generation - MW AC
Year | A | B | C | D | E | F | G | H | I | J | K | NYCA
2026 | 385 | 503 | 911 | 107 | 635 | 740 | 600 | 100 | 145 | 498 | 862 | 5486
2027 | 448 | 594 | 1065 | 125 | 748 | 834 | 681 | 114 | 167 | 566 | 947 | 6289
2028 | 508 | 672 | 1200 | 143 | 852 | 927 | 752 | 127 | 189 | 635 | 1033 | 7038
2029 | 562 | 733 | 1317 | 160 | 937 | 1013 | 811 | 140 | 209 | 701 | 1115 | 7698
2030 | 605 | 784 | 1411 | 174 | 1005 | 1085 | 865 | 152 | 228 | 762 | 1191 | 8262
2031 | 640 | 826 | 1485 | 185 | 1060 | 1141 | 912 | 163 | 245 | 818 | 1262 | 8737
2032 | 666 | 859 | 1544 | 193 | 1103 | 1185 | 953 | 172 | 260 | 868 | 1328 | 9131
2033 | 688 | 886 | 1589 | 200 | 1137 | 1221 | 988 | 180 | 274 | 912 | 1388 | 9463
2034 | 705 | 906 | 1625 | 206 | 1163 | 1251 | 1018 | 187 | 286 | 950 | 1441 | 9738
2035 | 719 | 923 | 1654 | 211 | 1185 | 1275 | 1043 | 193 | 297 | 984 | 1489 | 9973
2036 | 730 | 937 | 1678 | 215 | 1202 | 1295 | 1065 | 198 | 306 | 1012 | 1531 | 10169
2037 | 740 | 949 | 1698 | 218 | 1217 | 1312 | 1085 | 203 | 315 | 1037 | 1567 | 10341
2038 | 749 | 960 | 1715 | 221 | 1229 | 1327 | 1101 | 207 | 322 | 1057 | 1599 | 10487
2039 | 756 | 969 | 1730 | 224 | 1241 | 1340 | 1116 | 210 | 328 | 1075 | 1627 | 10616
2040 | 763 | 977 | 1744 | 227 | 1251 | 1352 | 1128 | 213 | 333 | 1089 | 1650 | 10727
2041 | 769 | 985 | 1757 | 229 | 1260 | 1362 | 1139 | 216 | 338 | 1101 | 1671 | 10827
2042 | 775 | 992 | 1768 | 231 | 1269 | 1372 | 1149 | 218 | 342 | 1112 | 1689 | 10917
2043 | 781 | 998 | 1779 | 233 | 1277 | 1381 | 1158 | 220 | 345 | 1121 | 1704 | 10997
2044 | 786 | 1005 | 1790 | 235 | 1285 | 1389 | 1166 | 222 | 348 | 1129 | 1717 | 11072
2045 | 791 | 1011 | 1800 | 237 | 1293 | 1397 | 1173 | 224 | 351 | 1136 | 1729 | 11142
2046 | 795 | 1016 | 1810 | 238 | 1300 | 1405 | 1179 | 225 | 354 | 1142 | 1739 | 11203
2047 | 800 | 1022 | 1820 | 240 | 1307 | 1412 | 1185 | 226 | 356 | 1147 | 1748 | 11263
2048 | 804 | 1027 | 1829 | 241 | 1314 | 1419 | 1190 | 227 | 358 | 1152 | 1756 | 11317
2049 | 809 | 1032 | 1839 | 243 | 1321 | 1426 | 1196 | 229 | 359 | 1156 | 1763 | 11373
2050 | 813 | 1038 | 1848 | 244 | 1328 | 1433 | 1200 | 230 | 361 | 1160 | 1769 | 11424
2051 | 818 | 1042 | 1857 | 246 | 1335 | 1440 | 1205 | 230 | 362 | 1164 | 1775 | 11474
2052 | 824 | 1046 | 1866 | 247 | 1340 | 1447 | 1210 | 231 | 364 | 1166 | 1782 | 11523
2053 | 830 | 1050 | 1875 | 249 | 1345 | 1454 | 1215 | 232 | 365 | 1168 | 1788 | 11571
2054 | 837 | 1052 | 1884 | 250 | 1349 | 1460 | 1220 | 232 | 366 | 1170 | 1794 | 11614
2055 | 845 | 1054 | 1894 | 251 | 1352 | 1467 | 1224 | 233 | 368 | 1170 | 1800 | 11658
2056 | 853 | 1055 | 1903 | 253 | 1355 | 1474 | 1229 | 234 | 369 | 1171 | 1807 | 11703
Note: These values represent the hour with maximum BTM solar generation across the NYCA (assumes a spring day during the noon hour).

## I-10a
Table I-10a: Non-Solar Distributed Generation Nameplate Capacity, Behind-the-Meter
Reflects Total Cumulative Namplate Capacity
Namplate Capacity by Zone - MW
Year | A | B | C | D | E | F | G | H | I | J | K | NYCA
2016 | 17 | 4 | 45 | 2 | 11 | 20 | 5 | 28 | 6 | 145 | 27 | 310
2017 | 17 | 4 | 46 | 3 | 12 | 23 | 7 | 28 | 6 | 161 | 29 | 336
2018 | 17 | 5 | 48 | 3 | 13 | 32 | 7 | 28 | 6 | 170 | 30 | 359
2019 | 17 | 7 | 48 | 3 | 13 | 33 | 7 | 28 | 6 | 203 | 33 | 398
2020 | 17 | 7 | 49 | 3 | 13 | 34 | 7 | 28 | 10 | 234 | 46 | 448
2021 | 17 | 8 | 49 | 3 | 17 | 36 | 8 | 28 | 10 | 245 | 57 | 478
2022 | 17 | 8 | 49 | 3 | 27 | 36 | 8 | 28 | 10 | 262 | 57 | 505
2023 | 17 | 8 | 49 | 3 | 27 | 36 | 8 | 28 | 12 | 266 | 67 | 521
2024 | 17 | 8 | 49 | 3 | 27 | 36 | 12 | 28 | 12 | 281 | 72 | 545
2025 | 17 | 8 | 51 | 3 | 28 | 38 | 13 | 28 | 14 | 286 | 73 | 559
2026 | 17 | 8 | 52 | 3 | 29 | 40 | 14 | 28 | 15 | 298 | 78 | 582
2027 | 17 | 8 | 54 | 3 | 30 | 42 | 15 | 28 | 16 | 310 | 83 | 606
2028 | 17 | 8 | 55 | 3 | 31 | 44 | 16 | 28 | 17 | 321 | 87 | 627
2029 | 17 | 8 | 56 | 3 | 32 | 45 | 17 | 28 | 18 | 332 | 91 | 647
2030 | 17 | 8 | 57 | 3 | 33 | 46 | 18 | 28 | 19 | 343 | 82 | 654
2031 | 17 | 8 | 58 | 3 | 34 | 47 | 19 | 28 | 20 | 353 | 86 | 673
2032 | 17 | 8 | 59 | 3 | 35 | 48 | 20 | 28 | 21 | 363 | 89 | 691
2033 | 17 | 8 | 60 | 3 | 36 | 49 | 21 | 28 | 22 | 373 | 92 | 709
2034 | 17 | 8 | 61 | 3 | 37 | 50 | 22 | 28 | 23 | 382 | 95 | 726
2035 | 17 | 8 | 62 | 3 | 38 | 51 | 23 | 28 | 24 | 391 | 98 | 743
2036 | 17 | 8 | 63 | 3 | 39 | 52 | 24 | 28 | 25 | 400 | 101 | 760
2037 | 17 | 8 | 64 | 3 | 40 | 53 | 25 | 28 | 26 | 409 | 104 | 777
2038 | 17 | 8 | 65 | 3 | 41 | 54 | 26 | 28 | 27 | 417 | 106 | 792
2039 | 17 | 8 | 66 | 3 | 41 | 55 | 27 | 28 | 28 | 425 | 108 | 806
2040 | 17 | 8 | 67 | 3 | 41 | 56 | 27 | 28 | 29 | 433 | 110 | 819
2041 | 17 | 8 | 67 | 3 | 41 | 57 | 27 | 28 | 30 | 441 | 112 | 831
2042 | 17 | 8 | 67 | 3 | 41 | 57 | 27 | 28 | 31 | 448 | 114 | 841
2043 | 17 | 8 | 67 | 3 | 41 | 57 | 27 | 28 | 32 | 455 | 116 | 851
2044 | 17 | 8 | 67 | 3 | 41 | 57 | 27 | 28 | 33 | 462 | 118 | 861
2045 | 17 | 8 | 67 | 3 | 41 | 57 | 27 | 28 | 34 | 469 | 120 | 871
2046 | 17 | 8 | 67 | 3 | 41 | 57 | 27 | 28 | 35 | 476 | 121 | 880
2047 | 17 | 8 | 67 | 3 | 41 | 57 | 27 | 28 | 36 | 482 | 122 | 888
2048 | 17 | 8 | 67 | 3 | 41 | 57 | 27 | 28 | 37 | 488 | 123 | 896
2049 | 17 | 8 | 67 | 3 | 41 | 57 | 27 | 28 | 38 | 494 | 124 | 904
2050 | 17 | 8 | 67 | 3 | 41 | 57 | 27 | 28 | 39 | 500 | 125 | 912
2051 | 17 | 8 | 67 | 3 | 41 | 57 | 27 | 28 | 40 | 506 | 126 | 920
2052 | 17 | 8 | 67 | 3 | 41 | 57 | 27 | 28 | 41 | 511 | 127 | 927
2053 | 17 | 8 | 67 | 3 | 41 | 57 | 27 | 28 | 42 | 516 | 128 | 934
2054 | 17 | 8 | 67 | 3 | 41 | 57 | 27 | 28 | 43 | 521 | 129 | 941
2055 | 17 | 8 | 67 | 3 | 41 | 57 | 27 | 28 | 44 | 526 | 130 | 948
2056 | 17 | 8 | 67 | 3 | 41 | 57 | 27 | 28 | 45 | 531 | 131 | 955
Note: Historical values reflect information from NYSERDA's "DER Integrated Data System" and from
Standardized Interconnection Requirements (SIR) Inventory Information submitted by Transmission Owners.
Note: Resources include combined heat and power, anaerobic digesters, fuel cell facilities, small wind resources, and others.
Note: Nameplate values represent End-of-Year capacity.

## I-10b
Table I-10b: Non-Solar Distributed Generation Annual Energy Reductions, Behind-the-Meter
Reflects Total Cumulative Impacts
Reductions in Annual Energy by Zone - GWh
Year | A | B | C | D | E | F | G | H | I | J | K | NYCA
2026 | 115 | 54 | 351 | 20 | 196 | 270 | 94 | 189 | 101 | 2010 | 526 | 3926
2027 | 115 | 54 | 364 | 20 | 202 | 283 | 101 | 189 | 108 | 2091 | 560 | 4087
2028 | 115 | 54 | 371 | 20 | 209 | 297 | 108 | 189 | 115 | 2165 | 587 | 4230
2029 | 115 | 54 | 378 | 20 | 216 | 304 | 115 | 189 | 121 | 2239 | 614 | 4365
2030 | 115 | 54 | 384 | 20 | 223 | 310 | 121 | 189 | 128 | 2314 | 553 | 4411
2031 | 115 | 54 | 391 | 20 | 229 | 317 | 128 | 189 | 135 | 2381 | 580 | 4539
2032 | 115 | 54 | 398 | 20 | 236 | 324 | 135 | 189 | 142 | 2449 | 600 | 4662
2033 | 115 | 54 | 405 | 20 | 243 | 331 | 142 | 189 | 148 | 2516 | 621 | 4784
2034 | 115 | 54 | 411 | 20 | 250 | 337 | 148 | 189 | 155 | 2577 | 641 | 4897
2035 | 115 | 54 | 418 | 20 | 256 | 344 | 155 | 189 | 162 | 2637 | 661 | 5011
2036 | 115 | 54 | 425 | 20 | 263 | 351 | 162 | 189 | 169 | 2698 | 681 | 5127
2037 | 115 | 54 | 432 | 20 | 270 | 357 | 169 | 189 | 175 | 2759 | 702 | 5242
2038 | 115 | 54 | 438 | 20 | 277 | 364 | 175 | 189 | 182 | 2813 | 715 | 5342
2039 | 115 | 54 | 445 | 20 | 277 | 371 | 182 | 189 | 189 | 2867 | 728 | 5437
2040 | 115 | 54 | 452 | 20 | 277 | 378 | 182 | 189 | 196 | 2921 | 742 | 5526
2041 | 115 | 54 | 452 | 20 | 277 | 384 | 182 | 189 | 202 | 2975 | 755 | 5605
2042 | 115 | 54 | 452 | 20 | 277 | 384 | 182 | 189 | 209 | 3022 | 769 | 5673
2043 | 115 | 54 | 452 | 20 | 277 | 384 | 182 | 189 | 216 | 3069 | 782 | 5740
2044 | 115 | 54 | 452 | 20 | 277 | 384 | 182 | 189 | 223 | 3116 | 796 | 5808
2045 | 115 | 54 | 452 | 20 | 277 | 384 | 182 | 189 | 229 | 3163 | 809 | 5874
2046 | 115 | 54 | 452 | 20 | 277 | 384 | 182 | 189 | 236 | 3211 | 816 | 5936
2047 | 115 | 54 | 452 | 20 | 277 | 384 | 182 | 189 | 243 | 3251 | 823 | 5990
2048 | 115 | 54 | 452 | 20 | 277 | 384 | 182 | 189 | 250 | 3292 | 830 | 6045
2049 | 115 | 54 | 452 | 20 | 277 | 384 | 182 | 189 | 256 | 3332 | 836 | 6097
2050 | 115 | 54 | 452 | 20 | 277 | 384 | 182 | 189 | 263 | 3373 | 843 | 6152
2051 | 115 | 54 | 452 | 20 | 277 | 384 | 182 | 189 | 270 | 3413 | 850 | 6206
2052 | 115 | 54 | 452 | 20 | 277 | 384 | 182 | 189 | 277 | 3447 | 857 | 6254
2053 | 115 | 54 | 452 | 20 | 277 | 384 | 182 | 189 | 283 | 3481 | 863 | 6300
2054 | 115 | 54 | 452 | 20 | 277 | 384 | 182 | 189 | 290 | 3514 | 870 | 6347
2055 | 115 | 54 | 452 | 20 | 277 | 384 | 182 | 189 | 297 | 3548 | 877 | 6395
2056 | 115 | 54 | 452 | 20 | 277 | 384 | 182 | 189 | 304 | 3582 | 884 | 6443

## I-10c
Table I-10c: Non-Solar Distributed Generation Peak Reductions, Behind-the-Meter
Reflects Total Cumulative Impacts
Reductions in Summer and Winter Coincident Peak Demand by Zone - MW
Year | A | B | C | D | E | F | G | H | I | J | K | NYCA
2026 | 13 | 6 | 40 | 2 | 22 | 31 | 11 | 22 | 12 | 229 | 60 | 448
2027 | 13 | 6 | 42 | 2 | 23 | 32 | 12 | 22 | 12 | 239 | 64 | 467
2028 | 13 | 6 | 42 | 2 | 24 | 34 | 12 | 22 | 13 | 247 | 67 | 482
2029 | 13 | 6 | 43 | 2 | 25 | 35 | 13 | 22 | 14 | 256 | 70 | 499
2030 | 13 | 6 | 44 | 2 | 25 | 35 | 14 | 22 | 15 | 264 | 63 | 503
2031 | 13 | 6 | 45 | 2 | 26 | 36 | 15 | 22 | 15 | 272 | 66 | 518
2032 | 13 | 6 | 45 | 2 | 27 | 37 | 15 | 22 | 16 | 280 | 69 | 532
2033 | 13 | 6 | 46 | 2 | 28 | 38 | 16 | 22 | 17 | 287 | 71 | 546
2034 | 13 | 6 | 47 | 2 | 28 | 39 | 17 | 22 | 18 | 294 | 73 | 559
2035 | 13 | 6 | 48 | 2 | 29 | 39 | 18 | 22 | 18 | 301 | 75 | 571
2036 | 13 | 6 | 49 | 2 | 30 | 40 | 18 | 22 | 19 | 308 | 78 | 585
2037 | 13 | 6 | 49 | 2 | 31 | 41 | 19 | 22 | 20 | 315 | 80 | 598
2038 | 13 | 6 | 50 | 2 | 32 | 42 | 20 | 22 | 21 | 321 | 82 | 611
2039 | 13 | 6 | 51 | 2 | 32 | 42 | 21 | 22 | 22 | 327 | 83 | 621
2040 | 13 | 6 | 52 | 2 | 32 | 43 | 21 | 22 | 22 | 333 | 85 | 631
2041 | 13 | 6 | 52 | 2 | 32 | 44 | 21 | 22 | 23 | 340 | 86 | 641
2042 | 13 | 6 | 52 | 2 | 32 | 44 | 21 | 22 | 24 | 345 | 88 | 649
2043 | 13 | 6 | 52 | 2 | 32 | 44 | 21 | 22 | 25 | 350 | 89 | 656
2044 | 13 | 6 | 52 | 2 | 32 | 44 | 21 | 22 | 25 | 356 | 91 | 664
2045 | 13 | 6 | 52 | 2 | 32 | 44 | 21 | 22 | 26 | 361 | 92 | 671
2046 | 13 | 6 | 52 | 2 | 32 | 44 | 21 | 22 | 27 | 367 | 93 | 679
2047 | 13 | 6 | 52 | 2 | 32 | 44 | 21 | 22 | 28 | 371 | 94 | 685
2048 | 13 | 6 | 52 | 2 | 32 | 44 | 21 | 22 | 28 | 376 | 95 | 691
2049 | 13 | 6 | 52 | 2 | 32 | 44 | 21 | 22 | 29 | 380 | 95 | 696
2050 | 13 | 6 | 52 | 2 | 32 | 44 | 21 | 22 | 30 | 385 | 96 | 703
2051 | 13 | 6 | 52 | 2 | 32 | 44 | 21 | 22 | 31 | 390 | 97 | 710
2052 | 13 | 6 | 52 | 2 | 32 | 44 | 21 | 22 | 32 | 393 | 98 | 715
2053 | 13 | 6 | 52 | 2 | 32 | 44 | 21 | 22 | 32 | 397 | 99 | 720
2054 | 13 | 6 | 52 | 2 | 32 | 44 | 21 | 22 | 33 | 401 | 99 | 725
2055 | 13 | 6 | 52 | 2 | 32 | 44 | 21 | 22 | 34 | 405 | 100 | 731
2056 | 13 | 6 | 52 | 2 | 32 | 44 | 21 | 22 | 35 | 409 | 101 | 737
Note: Peak reductions reflect estimated summer reductions for the year listed, along with reductions for the following winter.
For example, the values listed for 2026 represent reductions to the 2026 summer peak and the 2026-27 winter peak.

## I-11a
Table I-11a: Electric Vehicle Stock Forecast
Total Number of Electric Vehicles
Number of Electric Vehicles(4) by Type - NYCA
Year | LDV (1) | MHDV (2) | Buses (3) | Total Stock
2026 | 369000 | 15000 | 1000 | 385000
2027 | 444000 | 17000 | 2000 | 463000
2028 | 529000 | 20000 | 2000 | 551000
2029 | 628000 | 23000 | 3000 | 654000
2030 | 744000 | 27000 | 4000 | 775000
2031 | 881000 | 32000 | 5000 | 918000
2032 | 1044000 | 38000 | 6000 | 1088000
2033 | 1241000 | 44000 | 7000 | 1292000
2034 | 1480000 | 51000 | 8000 | 1539000
2035 | 1775000 | 60000 | 10000 | 1845000
2036 | 2139000 | 69000 | 12000 | 2220000
2037 | 2592000 | 79000 | 13000 | 2684000
2038 | 3037000 | 89000 | 15000 | 3141000
2039 | 3472000 | 101000 | 16000 | 3589000
2040 | 3892000 | 114000 | 18000 | 4024000
2041 | 4297000 | 127000 | 19000 | 4443000
2042 | 4685000 | 142000 | 20000 | 4847000
2043 | 5055000 | 157000 | 21000 | 5233000
2044 | 5407000 | 174000 | 22000 | 5603000
2045 | 5737000 | 193000 | 22000 | 5952000
2046 | 6040000 | 212000 | 22000 | 6274000
2047 | 6312000 | 234000 | 22000 | 6568000
2048 | 6546000 | 255000 | 22000 | 6823000
2049 | 6742000 | 275000 | 23000 | 7040000
2050 | 6898000 | 295000 | 23000 | 7216000
2051 | 7016000 | 314000 | 23000 | 7353000
2052 | 7131000 | 332000 | 23000 | 7486000
2053 | 7208000 | 349000 | 23000 | 7580000
2054 | 7281000 | 365000 | 23000 | 7669000
2055 | 7350000 | 379000 | 23000 | 7752000
2056 | 7409000 | 391000 | 23000 | 7823000
(1) - Light Duty Vehicles, at most 8,500 lb. (Gross Vehicle Weight Rating (GVWR) Vehicle Classes 1 & 2a).
(2) - Medium and Heavy Duty Vehicles, greater than 8,5000 lb excluding school and transit buses (GVWR Classes 2b-8).
(3) - Includes school and transit buses.
(4) - Values represent End-of-Year EV counts.
Note: For reference, in 2025 there were approximately 10.2 million LDVs, 890,000 MHDVs,
and 36,000 buses registered in the state, per these classifications.

## I-11b
Table I-11b: Electric Vehicle Annual Energy Usage
Reflects Total Cumulative Impacts
Total Annual Energy Usage by Zone - GWh
Year | A | B | C | D | E | F | G | H | I | J | K | NYCA
2026 | 91 | 91 | 95 | 7 | 49 | 116 | 143 | 44 | 89 | 234 | 350 | 1309
2027 | 111 | 111 | 116 | 9 | 61 | 142 | 175 | 54 | 107 | 282 | 422 | 1590
2028 | 136 | 133 | 142 | 11 | 76 | 172 | 212 | 63 | 127 | 336 | 503 | 1911
2029 | 168 | 160 | 175 | 13 | 96 | 210 | 257 | 74 | 150 | 398 | 597 | 2298
2030 | 209 | 193 | 216 | 17 | 122 | 255 | 309 | 89 | 176 | 472 | 703 | 2761
2031 | 260 | 232 | 265 | 23 | 154 | 311 | 374 | 103 | 207 | 558 | 825 | 3312
2032 | 322 | 278 | 328 | 28 | 196 | 378 | 450 | 120 | 242 | 662 | 967 | 3971
2033 | 401 | 334 | 405 | 35 | 247 | 461 | 544 | 141 | 285 | 788 | 1134 | 4775
2034 | 499 | 402 | 501 | 45 | 313 | 563 | 658 | 165 | 336 | 941 | 1333 | 5756
2035 | 622 | 486 | 620 | 57 | 395 | 689 | 799 | 195 | 397 | 1128 | 1570 | 6958
2036 | 777 | 588 | 769 | 72 | 499 | 846 | 974 | 229 | 473 | 1362 | 1857 | 8446
2037 | 970 | 715 | 956 | 90 | 630 | 1041 | 1190 | 271 | 566 | 1651 | 2204 | 10284
2038 | 1168 | 842 | 1147 | 110 | 764 | 1240 | 1411 | 314 | 660 | 1942 | 2554 | 12152
2039 | 1366 | 972 | 1336 | 129 | 899 | 1442 | 1633 | 357 | 753 | 2232 | 2901 | 14020
2040 | 1565 | 1099 | 1528 | 148 | 1034 | 1643 | 1857 | 398 | 844 | 2520 | 3243 | 15879
2041 | 1763 | 1225 | 1719 | 167 | 1169 | 1845 | 2079 | 438 | 932 | 2801 | 3579 | 17717
2042 | 1959 | 1351 | 1907 | 186 | 1304 | 2046 | 2299 | 477 | 1019 | 3078 | 3908 | 19534
2043 | 2153 | 1474 | 2093 | 206 | 1438 | 2246 | 2520 | 516 | 1105 | 3348 | 4232 | 21331
2044 | 2344 | 1594 | 2276 | 225 | 1569 | 2444 | 2737 | 554 | 1187 | 3612 | 4550 | 23092
2045 | 2530 | 1713 | 2455 | 242 | 1695 | 2638 | 2949 | 591 | 1268 | 3868 | 4861 | 24810
2046 | 2707 | 1826 | 2625 | 260 | 1817 | 2826 | 3156 | 627 | 1344 | 4111 | 5161 | 26460
2047 | 2876 | 1934 | 2787 | 276 | 1933 | 3007 | 3354 | 661 | 1416 | 4339 | 5447 | 28030
2048 | 3029 | 2033 | 2936 | 291 | 2038 | 3174 | 3538 | 691 | 1481 | 4543 | 5709 | 29463
2049 | 3167 | 2123 | 3070 | 303 | 2132 | 3325 | 3706 | 719 | 1537 | 4724 | 5948 | 30754
2050 | 3288 | 2202 | 3188 | 314 | 2214 | 3463 | 3857 | 743 | 1586 | 4878 | 6161 | 31894
2051 | 3366 | 2253 | 3262 | 321 | 2267 | 3554 | 3957 | 757 | 1613 | 4965 | 6295 | 32610
2052 | 3440 | 2302 | 3335 | 329 | 2318 | 3644 | 4057 | 770 | 1638 | 5044 | 6427 | 33304
2053 | 3496 | 2340 | 3390 | 334 | 2356 | 3715 | 4136 | 780 | 1655 | 5097 | 6528 | 33827
2054 | 3549 | 2376 | 3441 | 338 | 2392 | 3782 | 4212 | 790 | 1670 | 5143 | 6624 | 34317
2055 | 3597 | 2410 | 3488 | 343 | 2424 | 3847 | 4285 | 799 | 1683 | 5184 | 6713 | 34773
2056 | 3637 | 2439 | 3528 | 346 | 2453 | 3904 | 4349 | 807 | 1694 | 5217 | 6791 | 35165

## I-11c
Table I-11c: Electric Vehicle Summer Coincident Peak Demand
Reflects Total Cumulative Impacts
Total Increase in Summer Coincident Peak Demand by Zone - MW
Year | A | B | C | D | E | F | G | H | I | J | K | NYCA
2026 | 16 | 16 | 17 | 1 | 9 | 21 | 26 | 8 | 16 | 50 | 63 | 243
2027 | 18 | 20 | 19 | 1 | 9 | 26 | 31 | 10 | 19 | 57 | 76 | 286
2028 | 24 | 24 | 23 | 2 | 13 | 28 | 39 | 12 | 24 | 68 | 87 | 344
2029 | 29 | 26 | 30 | 2 | 18 | 39 | 46 | 14 | 27 | 80 | 108 | 419
2030 | 35 | 33 | 38 | 3 | 22 | 45 | 54 | 17 | 31 | 87 | 127 | 492
2031 | 44 | 41 | 46 | 4 | 27 | 54 | 65 | 19 | 37 | 100 | 149 | 586
2032 | 59 | 50 | 58 | 5 | 36 | 67 | 82 | 23 | 44 | 123 | 175 | 722
2033 | 73 | 58 | 73 | 6 | 45 | 82 | 101 | 27 | 51 | 147 | 206 | 869
2034 | 91 | 71 | 90 | 8 | 55 | 100 | 122 | 31 | 62 | 174 | 242 | 1046
2035 | 114 | 86 | 111 | 10 | 71 | 124 | 149 | 36 | 73 | 207 | 281 | 1262
2036 | 140 | 101 | 138 | 13 | 89 | 149 | 176 | 41 | 86 | 247 | 331 | 1511
2037 | 165 | 120 | 166 | 15 | 108 | 183 | 205 | 46 | 99 | 291 | 386 | 1784
2038 | 198 | 142 | 196 | 18 | 130 | 215 | 236 | 52 | 112 | 334 | 448 | 2081
2039 | 225 | 163 | 226 | 22 | 154 | 249 | 273 | 57 | 125 | 388 | 507 | 2389
2040 | 257 | 183 | 255 | 25 | 170 | 279 | 309 | 64 | 138 | 430 | 566 | 2676
2041 | 284 | 203 | 286 | 28 | 191 | 310 | 342 | 71 | 151 | 483 | 613 | 2962
2042 | 318 | 222 | 312 | 30 | 217 | 336 | 386 | 77 | 166 | 522 | 665 | 3251
2043 | 345 | 243 | 346 | 33 | 234 | 359 | 426 | 85 | 181 | 568 | 722 | 3542
2044 | 385 | 262 | 379 | 37 | 256 | 393 | 459 | 93 | 193 | 609 | 750 | 3816
2045 | 417 | 283 | 403 | 40 | 281 | 431 | 487 | 98 | 202 | 650 | 811 | 4103
2046 | 453 | 296 | 432 | 42 | 300 | 461 | 512 | 101 | 214 | 679 | 867 | 4357
2047 | 482 | 318 | 457 | 45 | 320 | 492 | 533 | 106 | 223 | 715 | 917 | 4608
2048 | 500 | 328 | 473 | 48 | 343 | 529 | 555 | 107 | 230 | 743 | 952 | 4808
2049 | 509 | 340 | 493 | 49 | 361 | 552 | 576 | 110 | 239 | 762 | 994 | 4985
2050 | 524 | 355 | 521 | 51 | 376 | 575 | 596 | 112 | 245 | 792 | 1022 | 5169
2051 | 539 | 371 | 536 | 53 | 387 | 604 | 628 | 115 | 251 | 803 | 1028 | 5315
2052 | 547 | 379 | 549 | 54 | 389 | 625 | 647 | 119 | 253 | 820 | 1046 | 5428
2053 | 569 | 395 | 562 | 54 | 394 | 632 | 655 | 122 | 256 | 840 | 1057 | 5536
2054 | 584 | 406 | 571 | 54 | 397 | 637 | 660 | 124 | 258 | 853 | 1064 | 5608
2055 | 594 | 413 | 577 | 54 | 399 | 640 | 663 | 125 | 259 | 862 | 1069 | 5655
2056 | 601 | 418 | 581 | 54 | 400 | 642 | 665 | 126 | 260 | 868 | 1072 | 5687
Note: The baseline electric vehicle peak forecast assumes an increasing share of managed charging over time.

## I-11d
Table I-11d: Electric Vehicle Winter Coincident Peak Demand
Reflects Total Cumulative Impacts
Total Increase in Winter Coincident Peak Demand by Zone - MW
Year | A | B | C | D | E | F | G | H | I | J | K | NYCA
2026-27 | 30 | 30 | 32 | 2 | 16 | 39 | 48 | 15 | 30 | 94 | 117 | 453
2027-28 | 38 | 37 | 37 | 3 | 20 | 46 | 58 | 18 | 36 | 108 | 135 | 536
2028-29 | 46 | 42 | 45 | 4 | 23 | 55 | 67 | 20 | 39 | 123 | 156 | 620
2029-30 | 52 | 49 | 54 | 5 | 28 | 66 | 79 | 22 | 45 | 140 | 177 | 717
2030-31 | 61 | 57 | 65 | 7 | 36 | 79 | 93 | 25 | 52 | 160 | 203 | 838
2031-32 | 74 | 66 | 79 | 8 | 45 | 89 | 103 | 28 | 57 | 179 | 228 | 956
2032-33 | 90 | 80 | 99 | 10 | 54 | 107 | 125 | 33 | 67 | 196 | 265 | 1126
2033-34 | 110 | 94 | 123 | 12 | 64 | 129 | 145 | 37 | 80 | 219 | 291 | 1304
2034-35 | 140 | 111 | 148 | 15 | 85 | 154 | 168 | 45 | 94 | 264 | 337 | 1561
2035-36 | 163 | 135 | 177 | 18 | 107 | 182 | 207 | 50 | 109 | 312 | 395 | 1855
2036-37 | 200 | 157 | 212 | 21 | 126 | 219 | 245 | 60 | 130 | 360 | 452 | 2182
2037-38 | 237 | 180 | 244 | 24 | 158 | 261 | 291 | 66 | 149 | 424 | 512 | 2546
2038-39 | 279 | 206 | 276 | 29 | 196 | 302 | 336 | 76 | 164 | 494 | 591 | 2949
2039-40 | 324 | 233 | 312 | 33 | 221 | 350 | 380 | 86 | 183 | 555 | 677 | 3354
2040-41 | 369 | 257 | 359 | 37 | 248 | 399 | 423 | 94 | 196 | 622 | 757 | 3761
2041-42 | 410 | 289 | 395 | 42 | 279 | 431 | 473 | 96 | 209 | 675 | 831 | 4130
2042-43 | 454 | 318 | 444 | 46 | 299 | 471 | 516 | 103 | 224 | 723 | 917 | 4515
2043-44 | 487 | 345 | 484 | 49 | 324 | 498 | 566 | 110 | 244 | 770 | 963 | 4840
2044-45 | 518 | 369 | 522 | 52 | 349 | 534 | 623 | 117 | 262 | 808 | 1017 | 5171
2045-46 | 542 | 397 | 546 | 57 | 361 | 576 | 652 | 126 | 280 | 839 | 1064 | 5440
2046-47 | 575 | 417 | 586 | 60 | 386 | 616 | 663 | 134 | 288 | 877 | 1121 | 5723
2047-48 | 618 | 436 | 619 | 63 | 416 | 662 | 698 | 143 | 302 | 948 | 1194 | 6099
2048-49 | 650 | 451 | 661 | 64 | 439 | 721 | 733 | 148 | 310 | 976 | 1271 | 6424
2049-50 | 682 | 459 | 674 | 66 | 450 | 755 | 748 | 151 | 319 | 993 | 1306 | 6603
2050-51 | 707 | 470 | 695 | 67 | 481 | 773 | 765 | 152 | 324 | 1030 | 1340 | 6804
2051-52 | 736 | 480 | 696 | 68 | 487 | 795 | 791 | 153 | 335 | 1052 | 1373 | 6966
2052-53 | 743 | 481 | 704 | 69 | 494 | 804 | 819 | 155 | 340 | 1053 | 1389 | 7051
2053-54 | 759 | 496 | 705 | 71 | 496 | 805 | 830 | 156 | 346 | 1079 | 1429 | 7172
2054-55 | 760 | 505 | 722 | 73 | 504 | 814 | 841 | 157 | 347 | 1080 | 1433 | 7236
2055-56 | 771 | 506 | 727 | 74 | 505 | 816 | 861 | 160 | 349 | 1081 | 1452 | 7302
2056-57 | 773 | 507 | 747 | 76 | 514 | 824 | 893 | 163 | 352 | 1088 | 1468 | 7405
Note: The baseline electric vehicle peak forecast assumes an increasing share of managed charging over time.

## I-12a
Table I-12a: Energy Storage Nameplate Capacity, Behind-the-Meter
Reflects Total Cumulative Nameplate Capacity of Behind-the-Meter Storage
Nameplate Capacity by Zone - MW
Year | A | B | C | D | E | F | G | H | I | J | K | NYCA
2026 | 7 | 8 | 48 | 0 | 73 | 56 | 83 | 22 | 27 | 144 | 48 | 516
2027 | 10 | 10 | 58 | 1 | 85 | 66 | 97 | 29 | 43 | 235 | 56 | 690
2028 | 13 | 12 | 68 | 1 | 96 | 77 | 110 | 37 | 59 | 337 | 63 | 873
2029 | 17 | 14 | 79 | 1 | 106 | 88 | 123 | 44 | 76 | 446 | 71 | 1065
2030 | 21 | 16 | 90 | 2 | 116 | 99 | 136 | 49 | 88 | 533 | 78 | 1228
2031 | 26 | 18 | 102 | 2 | 126 | 111 | 148 | 52 | 97 | 603 | 85 | 1370
2032 | 31 | 21 | 115 | 2 | 135 | 122 | 160 | 53 | 103 | 656 | 92 | 1490
2033 | 37 | 23 | 127 | 3 | 143 | 134 | 171 | 54 | 108 | 709 | 99 | 1608
2034 | 43 | 26 | 140 | 3 | 150 | 146 | 182 | 56 | 114 | 763 | 105 | 1728
2035 | 50 | 29 | 154 | 4 | 157 | 158 | 192 | 56 | 119 | 816 | 111 | 1846
2036 | 56 | 32 | 167 | 4 | 165 | 171 | 203 | 58 | 124 | 863 | 117 | 1960
2037 | 62 | 35 | 180 | 5 | 172 | 183 | 214 | 59 | 128 | 905 | 122 | 2065
2038 | 69 | 38 | 194 | 5 | 179 | 195 | 224 | 59 | 131 | 943 | 126 | 2163
2039 | 76 | 41 | 207 | 6 | 184 | 207 | 233 | 60 | 135 | 984 | 130 | 2263
2040 | 84 | 44 | 221 | 7 | 190 | 219 | 241 | 60 | 139 | 1026 | 134 | 2365
2041 | 92 | 47 | 234 | 7 | 195 | 231 | 248 | 61 | 143 | 1071 | 137 | 2466
2042 | 100 | 50 | 247 | 8 | 199 | 242 | 255 | 61 | 148 | 1118 | 140 | 2568
2043 | 108 | 53 | 261 | 9 | 203 | 253 | 260 | 62 | 151 | 1160 | 142 | 2662
2044 | 116 | 56 | 274 | 9 | 206 | 264 | 266 | 62 | 154 | 1195 | 145 | 2747
2045 | 125 | 60 | 286 | 10 | 209 | 273 | 271 | 63 | 156 | 1227 | 147 | 2827
2046 | 133 | 63 | 299 | 11 | 212 | 282 | 275 | 63 | 158 | 1257 | 149 | 2902
2047 | 141 | 65 | 310 | 11 | 215 | 290 | 279 | 64 | 160 | 1286 | 150 | 2971
2048 | 148 | 68 | 320 | 12 | 217 | 297 | 282 | 64 | 162 | 1313 | 152 | 3035
2049 | 155 | 71 | 329 | 13 | 219 | 303 | 285 | 65 | 164 | 1339 | 153 | 3096
2050 | 162 | 73 | 337 | 13 | 221 | 309 | 288 | 65 | 165 | 1363 | 155 | 3151
2051 | 167 | 75 | 344 | 14 | 222 | 314 | 291 | 66 | 167 | 1387 | 156 | 3203
2052 | 173 | 77 | 351 | 14 | 224 | 318 | 293 | 66 | 169 | 1408 | 157 | 3250
2053 | 177 | 78 | 357 | 14 | 225 | 322 | 295 | 67 | 170 | 1429 | 158 | 3292
2054 | 181 | 80 | 362 | 15 | 226 | 326 | 297 | 67 | 172 | 1449 | 158 | 3333
2055 | 185 | 81 | 367 | 15 | 228 | 330 | 298 | 68 | 173 | 1467 | 159 | 3371
2056 | 189 | 82 | 371 | 15 | 229 | 333 | 300 | 68 | 175 | 1485 | 160 | 3407
Note: The storage capacity forecast includes only behind-the-meter resources, which reflect only a portion of the State’s energy storage targets.
These targets are expected to be met largely through interconnecting wholesale energy storage projects.
Pumped Storage is not included. See Table III-2 for current resources.
Note: Nameplate values represent End-of-Year capacity.

## I-12b
Table I-12b: Energy Storage Energy Impacts
Reflects Total Cumulative Impacts - Including Wholesale and Behind-the-Meter
Annual Net Electricity Consumption by Zone - GWh
Year | A | B | C | D | E | F | G | H | I | J | K | NYCA
2026 | 12 | 2 | 22 | 5 | 23 | 24 | 21 | 5 | 5 | 52 | 74 | 245
2027 | 38 | 3 | 38 | 8 | 16 | 26 | 74 | 6 | 3 | 111 | 91 | 414
2028 | 52 | 4 | 67 | 13 | 20 | 40 | 104 | 10 | 4 | 158 | 110 | 582
2029 | 66 | 6 | 95 | 18 | 24 | 54 | 156 | 14 | 5 | 186 | 127 | 751
2030 | 81 | 8 | 120 | 23 | 29 | 68 | 189 | 18 | 7 | 226 | 151 | 920
2031 | 87 | 9 | 135 | 25 | 32 | 76 | 202 | 20 | 8 | 243 | 160 | 997
2032 | 94 | 10 | 149 | 28 | 35 | 84 | 215 | 22 | 9 | 261 | 169 | 1076
2033 | 101 | 11 | 164 | 30 | 37 | 92 | 229 | 24 | 10 | 279 | 177 | 1154
2034 | 109 | 12 | 178 | 32 | 39 | 99 | 242 | 26 | 11 | 298 | 185 | 1231
2035 | 116 | 13 | 192 | 35 | 41 | 107 | 255 | 28 | 12 | 316 | 194 | 1309
2036 | 123 | 14 | 207 | 37 | 44 | 115 | 268 | 30 | 13 | 335 | 202 | 1388
2037 | 130 | 15 | 221 | 40 | 46 | 123 | 281 | 32 | 14 | 354 | 210 | 1466
2038 | 137 | 16 | 236 | 42 | 48 | 130 | 294 | 34 | 15 | 373 | 219 | 1544
2039 | 144 | 18 | 251 | 45 | 50 | 138 | 307 | 36 | 16 | 392 | 227 | 1624
2040 | 153 | 19 | 267 | 48 | 52 | 147 | 321 | 38 | 17 | 413 | 236 | 1711
2041 | 161 | 20 | 284 | 51 | 54 | 155 | 336 | 40 | 18 | 434 | 245 | 1798
2042 | 169 | 21 | 300 | 54 | 56 | 164 | 350 | 42 | 19 | 456 | 254 | 1885
2043 | 178 | 23 | 317 | 57 | 58 | 173 | 364 | 45 | 20 | 477 | 263 | 1975
2044 | 186 | 24 | 333 | 59 | 60 | 181 | 379 | 47 | 21 | 499 | 273 | 2062
2045 | 195 | 25 | 350 | 62 | 62 | 189 | 393 | 49 | 22 | 521 | 282 | 2150
2046 | 203 | 26 | 366 | 65 | 64 | 198 | 407 | 51 | 23 | 542 | 291 | 2236
2047 | 211 | 27 | 382 | 68 | 66 | 206 | 421 | 53 | 24 | 563 | 300 | 2321
2048 | 220 | 29 | 398 | 71 | 67 | 214 | 435 | 55 | 25 | 584 | 309 | 2407
2049 | 228 | 30 | 414 | 74 | 69 | 222 | 448 | 57 | 25 | 604 | 318 | 2489
2050 | 236 | 31 | 430 | 77 | 71 | 230 | 463 | 59 | 26 | 624 | 327 | 2574
2051 | 244 | 32 | 446 | 80 | 72 | 237 | 477 | 61 | 27 | 643 | 336 | 2655
2052 | 252 | 33 | 462 | 83 | 74 | 245 | 491 | 63 | 27 | 662 | 345 | 2737
2053 | 260 | 34 | 478 | 86 | 76 | 253 | 505 | 65 | 28 | 680 | 354 | 2819
2054 | 268 | 35 | 494 | 89 | 77 | 261 | 519 | 68 | 29 | 698 | 363 | 2901
2055 | 276 | 36 | 510 | 92 | 79 | 268 | 533 | 70 | 29 | 715 | 372 | 2980
2056 | 284 | 37 | 525 | 94 | 80 | 276 | 547 | 72 | 30 | 732 | 381 | 3058
Note: Both wholesale and behind-the-meter storage contribute to system net energy consumption.
Note: Values listed reflect net energy consumption due to round trip efficiency or battery losses.

## I-12c
Table I-12c: Energy Storage Peak Reductions, Behind-the-Meter
Reflects Total Cumulative Impacts
Reductions in Summer and Winter Coincident Peak Demand by Zone - MW
Year | A | B | C | D | E | F | G | H | I | J | K | NYCA
2026 | 4 | 4 | 27 | 0 | 41 | 31 | 46 | 13 | 16 | 85 | 34 | 301
2027 | 6 | 6 | 32 | 1 | 47 | 37 | 54 | 17 | 25 | 139 | 39 | 403
2028 | 7 | 7 | 38 | 1 | 54 | 43 | 61 | 22 | 35 | 199 | 44 | 511
2029 | 9 | 8 | 44 | 1 | 59 | 49 | 69 | 26 | 45 | 263 | 50 | 623
2030 | 12 | 9 | 50 | 1 | 65 | 55 | 76 | 29 | 52 | 314 | 55 | 718
2031 | 15 | 10 | 57 | 1 | 70 | 62 | 83 | 31 | 57 | 356 | 60 | 802
2032 | 17 | 12 | 64 | 1 | 75 | 68 | 89 | 31 | 61 | 387 | 64 | 869
2033 | 21 | 13 | 71 | 2 | 80 | 75 | 95 | 32 | 64 | 418 | 69 | 940
2034 | 24 | 15 | 78 | 2 | 84 | 82 | 102 | 33 | 67 | 450 | 74 | 1011
2035 | 28 | 16 | 86 | 2 | 88 | 88 | 107 | 33 | 70 | 481 | 78 | 1077
2036 | 31 | 18 | 93 | 2 | 92 | 95 | 113 | 34 | 73 | 509 | 82 | 1142
2037 | 35 | 20 | 101 | 3 | 96 | 102 | 119 | 35 | 76 | 534 | 85 | 1206
2038 | 39 | 21 | 108 | 3 | 100 | 109 | 125 | 35 | 77 | 556 | 88 | 1261
2039 | 42 | 23 | 116 | 3 | 103 | 116 | 130 | 35 | 80 | 581 | 91 | 1320
2040 | 47 | 25 | 123 | 4 | 106 | 122 | 135 | 35 | 82 | 605 | 94 | 1378
2041 | 51 | 26 | 131 | 4 | 109 | 129 | 138 | 36 | 84 | 632 | 96 | 1436
2042 | 56 | 28 | 138 | 4 | 111 | 135 | 142 | 36 | 87 | 660 | 98 | 1495
2043 | 60 | 30 | 146 | 5 | 113 | 141 | 145 | 37 | 89 | 684 | 99 | 1549
2044 | 65 | 31 | 153 | 5 | 115 | 147 | 149 | 37 | 91 | 705 | 102 | 1600
2045 | 70 | 34 | 160 | 6 | 117 | 152 | 151 | 37 | 92 | 724 | 103 | 1646
2046 | 74 | 35 | 167 | 6 | 118 | 157 | 154 | 37 | 93 | 742 | 104 | 1687
2047 | 79 | 36 | 173 | 6 | 120 | 162 | 156 | 38 | 94 | 759 | 105 | 1728
2048 | 83 | 38 | 179 | 7 | 121 | 166 | 157 | 38 | 96 | 775 | 106 | 1766
2049 | 87 | 40 | 184 | 7 | 122 | 169 | 159 | 38 | 97 | 790 | 107 | 1800
2050 | 90 | 41 | 188 | 7 | 123 | 173 | 161 | 38 | 97 | 804 | 109 | 1831
2051 | 93 | 42 | 192 | 8 | 124 | 175 | 162 | 39 | 99 | 818 | 109 | 1861
2052 | 97 | 43 | 196 | 8 | 125 | 178 | 164 | 39 | 100 | 831 | 110 | 1891
2053 | 99 | 44 | 199 | 8 | 126 | 180 | 165 | 40 | 100 | 843 | 111 | 1915
2054 | 101 | 45 | 202 | 8 | 126 | 182 | 166 | 40 | 101 | 855 | 111 | 1937
2055 | 103 | 45 | 205 | 8 | 127 | 184 | 166 | 40 | 102 | 866 | 111 | 1957
2056 | 106 | 46 | 207 | 8 | 128 | 186 | 168 | 40 | 103 | 876 | 112 | 1980
Note: Peak Reductions due to behind-the-meter storage. Wholesale market storage is assumed to be dispatched as generation.
Note: Peak reductions reflect estimated summer reductions for the year listed, along with reductions for the following winter.
For example, the values listed for 2026 represent reductions to the 2026 summer peak and the 2026-27 winter peak.

## I-13a
Table I-13a: Building Electrification Annual Energy Usage
Reflects Cumulative Future Impacts
Total Annual Energy Usage by Zone - GWh
Year | A | B | C | D | E | F | G | H | I | J | K | NYCA
2026 | 42 | 30 | 35 | 2 | 23 | 43 | 58 | 15 | 31 | 108 | 62 | 449
2027 | 72 | 53 | 61 | 4 | 40 | 80 | 108 | 28 | 57 | 186 | 114 | 803
2028 | 113 | 82 | 96 | 6 | 61 | 123 | 162 | 41 | 83 | 299 | 179 | 1245
2029 | 162 | 117 | 135 | 7 | 86 | 172 | 216 | 53 | 108 | 444 | 257 | 1757
2030 | 232 | 162 | 191 | 10 | 122 | 235 | 284 | 69 | 141 | 651 | 358 | 2455
2031 | 313 | 214 | 256 | 14 | 164 | 305 | 358 | 87 | 177 | 890 | 472 | 3250
2032 | 399 | 269 | 325 | 18 | 209 | 379 | 435 | 105 | 214 | 1144 | 593 | 4090
2033 | 491 | 328 | 398 | 22 | 256 | 458 | 516 | 124 | 253 | 1414 | 721 | 4981
2034 | 586 | 389 | 474 | 26 | 305 | 540 | 598 | 143 | 292 | 1696 | 853 | 5902
2035 | 687 | 453 | 554 | 30 | 357 | 626 | 683 | 163 | 333 | 1997 | 994 | 6877
2036 | 793 | 520 | 638 | 34 | 411 | 715 | 772 | 184 | 375 | 2311 | 1142 | 7895
2037 | 897 | 586 | 719 | 39 | 463 | 804 | 859 | 204 | 417 | 2621 | 1288 | 8897
2038 | 1003 | 654 | 802 | 43 | 516 | 894 | 949 | 225 | 460 | 2938 | 1438 | 9922
2039 | 1111 | 723 | 887 | 47 | 570 | 987 | 1040 | 246 | 503 | 3264 | 1591 | 10969
2040 | 1224 | 794 | 975 | 52 | 625 | 1083 | 1134 | 268 | 547 | 3597 | 1749 | 12048
2041 | 1336 | 864 | 1062 | 56 | 680 | 1178 | 1228 | 289 | 591 | 3929 | 1907 | 13120
2042 | 1447 | 934 | 1147 | 60 | 734 | 1273 | 1321 | 310 | 635 | 4257 | 2063 | 14181
2043 | 1553 | 1002 | 1230 | 64 | 786 | 1365 | 1413 | 331 | 677 | 4577 | 2215 | 15213
2044 | 1655 | 1067 | 1310 | 68 | 836 | 1454 | 1502 | 351 | 718 | 4883 | 2363 | 16207
2045 | 1754 | 1129 | 1386 | 72 | 883 | 1541 | 1589 | 371 | 758 | 5180 | 2506 | 17169
2046 | 1844 | 1188 | 1457 | 75 | 926 | 1622 | 1671 | 389 | 796 | 5457 | 2640 | 18065
2047 | 1927 | 1241 | 1522 | 77 | 965 | 1698 | 1748 | 406 | 831 | 5712 | 2765 | 18892
2048 | 2008 | 1293 | 1585 | 80 | 1003 | 1773 | 1825 | 423 | 866 | 5963 | 2889 | 19708
2049 | 2081 | 1341 | 1641 | 82 | 1036 | 1842 | 1897 | 439 | 898 | 6192 | 3002 | 20451
2050 | 2144 | 1384 | 1691 | 83 | 1064 | 1904 | 1963 | 454 | 927 | 6400 | 3103 | 21117
2051 | 2199 | 1421 | 1734 | 85 | 1088 | 1960 | 2024 | 466 | 953 | 6580 | 3194 | 21704
2052 | 2244 | 1453 | 1770 | 86 | 1108 | 2009 | 2079 | 478 | 976 | 6734 | 3272 | 22209
2053 | 2280 | 1479 | 1798 | 86 | 1123 | 2050 | 2127 | 487 | 996 | 6863 | 3339 | 22628
2054 | 2307 | 1500 | 1820 | 86 | 1133 | 2086 | 2168 | 496 | 1013 | 6967 | 3394 | 22970
2055 | 2326 | 1515 | 1835 | 86 | 1139 | 2114 | 2204 | 502 | 1026 | 7048 | 3438 | 23233
2056 | 2336 | 1526 | 1844 | 85 | 1140 | 2136 | 2235 | 508 | 1037 | 7105 | 3471 | 23423
Note: Reflects end-use electrification of space heating, water heating, cooking, and other end-uses.

## I-13b
Table I-13b: Building Electrification Summer Coincident Peak Demand
Reflects Cumulative Future Impacts
Total Increase in Summer Coincident Peak Demand by Zone - MW
Year | A | B | C | D | E | F | G | H | I | J | K | NYCA
2026 | 2 | 1 | 2 | 0 | 1 | 1 | 2 | 1 | 1 | 13 | 2 | 26
2027 | 3 | 2 | 2 | 0 | 2 | 3 | 4 | 1 | 2 | 29 | 4 | 52
2028 | 4 | 3 | 4 | 0 | 2 | 4 | 6 | 2 | 3 | 43 | 6 | 77
2029 | 5 | 4 | 5 | 0 | 3 | 6 | 8 | 2 | 4 | 64 | 9 | 110
2030 | 8 | 6 | 7 | 0 | 5 | 9 | 11 | 3 | 6 | 81 | 13 | 149
2031 | 12 | 8 | 10 | 1 | 6 | 11 | 14 | 4 | 7 | 103 | 19 | 195
2032 | 16 | 10 | 13 | 1 | 8 | 15 | 18 | 4 | 9 | 126 | 24 | 244
2033 | 19 | 13 | 16 | 1 | 10 | 18 | 22 | 5 | 11 | 147 | 29 | 291
2034 | 23 | 15 | 19 | 1 | 12 | 22 | 26 | 6 | 13 | 171 | 35 | 343
2035 | 28 | 19 | 23 | 1 | 15 | 25 | 30 | 7 | 14 | 202 | 42 | 406
2036 | 32 | 21 | 27 | 2 | 17 | 29 | 34 | 8 | 16 | 232 | 49 | 467
2037 | 37 | 24 | 30 | 2 | 18 | 34 | 39 | 8 | 18 | 259 | 56 | 525
2038 | 42 | 29 | 35 | 2 | 22 | 39 | 45 | 11 | 21 | 286 | 65 | 597
2039 | 47 | 31 | 40 | 3 | 25 | 42 | 48 | 11 | 22 | 311 | 70 | 650
2040 | 51 | 34 | 44 | 3 | 27 | 46 | 53 | 12 | 24 | 336 | 77 | 707
2041 | 56 | 38 | 47 | 3 | 29 | 51 | 59 | 13 | 27 | 369 | 87 | 779
2042 | 60 | 40 | 50 | 3 | 31 | 54 | 63 | 13 | 29 | 392 | 94 | 829
2043 | 64 | 42 | 53 | 3 | 33 | 57 | 67 | 13 | 31 | 419 | 101 | 883
2044 | 69 | 47 | 58 | 3 | 36 | 63 | 72 | 16 | 34 | 442 | 109 | 949
2045 | 73 | 49 | 61 | 4 | 38 | 67 | 77 | 17 | 36 | 468 | 117 | 1007
2046 | 77 | 52 | 65 | 4 | 40 | 70 | 81 | 18 | 38 | 493 | 123 | 1061
2047 | 81 | 54 | 70 | 4 | 43 | 73 | 85 | 18 | 38 | 510 | 125 | 1101
2048 | 84 | 56 | 71 | 4 | 43 | 76 | 89 | 18 | 40 | 534 | 132 | 1147
2049 | 87 | 58 | 72 | 4 | 43 | 79 | 93 | 18 | 42 | 558 | 139 | 1193
2050 | 91 | 61 | 76 | 4 | 46 | 84 | 98 | 21 | 45 | 583 | 148 | 1257
2051 | 94 | 63 | 79 | 4 | 48 | 86 | 101 | 22 | 46 | 605 | 153 | 1301
2052 | 96 | 65 | 80 | 4 | 49 | 89 | 104 | 22 | 47 | 623 | 157 | 1336
2053 | 97 | 66 | 81 | 4 | 49 | 90 | 106 | 22 | 48 | 640 | 160 | 1363
2054 | 98 | 67 | 82 | 4 | 49 | 91 | 108 | 22 | 49 | 655 | 163 | 1388
2055 | 99 | 68 | 83 | 4 | 49 | 92 | 110 | 22 | 50 | 670 | 166 | 1413
2056 | 100 | 69 | 84 | 4 | 49 | 93 | 112 | 22 | 51 | 686 | 169 | 1439
Note: Reflects end-use electrification of space conditioning, water heating, cooking, and other end-uses.

## I-13c
Table I-13c: Building Electrification Winter Coincident Peak Demand
Reflects Cumulative Future Impacts
Total Increase in Winter Coincident Peak Demand by Zone - MW
Year | A | B | C | D | E | F | G | H | I | J | K | NYCA
2026-27 | 5 | 5 | 5 | 0 | 3 | 8 | 10 | 3 | 6 | 14 | 9 | 68
2027-28 | 14 | 11 | 12 | 1 | 8 | 18 | 21 | 7 | 12 | 39 | 23 | 166
2028-29 | 33 | 26 | 29 | 3 | 18 | 39 | 45 | 12 | 24 | 95 | 53 | 377
2029-30 | 69 | 48 | 56 | 5 | 35 | 68 | 77 | 20 | 39 | 194 | 101 | 712
2030-31 | 112 | 76 | 88 | 6 | 56 | 102 | 118 | 29 | 57 | 305 | 151 | 1100
2031-32 | 140 | 94 | 110 | 6 | 71 | 127 | 147 | 37 | 69 | 423 | 205 | 1429
2032-33 | 168 | 114 | 134 | 7 | 87 | 158 | 185 | 45 | 85 | 554 | 264 | 1801
2033-34 | 193 | 133 | 156 | 9 | 101 | 184 | 216 | 53 | 100 | 665 | 299 | 2109
2034-35 | 221 | 151 | 179 | 10 | 116 | 211 | 244 | 59 | 113 | 773 | 348 | 2425
2035-36 | 250 | 170 | 201 | 11 | 131 | 239 | 275 | 67 | 128 | 893 | 400 | 2765
2036-37 | 288 | 195 | 231 | 13 | 150 | 272 | 311 | 76 | 144 | 1029 | 460 | 3169
2037-38 | 320 | 217 | 255 | 14 | 166 | 304 | 344 | 85 | 160 | 1162 | 519 | 3546
2038-39 | 354 | 239 | 281 | 16 | 182 | 334 | 376 | 92 | 175 | 1287 | 574 | 3910
2039-40 | 388 | 262 | 307 | 16 | 198 | 369 | 414 | 102 | 192 | 1434 | 637 | 4319
2040-41 | 429 | 288 | 338 | 18 | 218 | 407 | 453 | 112 | 210 | 1587 | 705 | 4765
2041-42 | 478 | 321 | 376 | 20 | 242 | 451 | 499 | 122 | 230 | 1760 | 784 | 5283
2042-43 | 517 | 346 | 406 | 21 | 260 | 487 | 537 | 132 | 247 | 1902 | 848 | 5703
2043-44 | 569 | 380 | 447 | 23 | 287 | 529 | 582 | 141 | 268 | 2063 | 925 | 6214
2044-45 | 612 | 409 | 480 | 25 | 308 | 571 | 627 | 153 | 289 | 2228 | 1001 | 6703
2045-46 | 651 | 435 | 510 | 26 | 327 | 610 | 670 | 163 | 307 | 2381 | 1071 | 7151
2046-47 | 683 | 459 | 534 | 27 | 341 | 649 | 710 | 175 | 329 | 2538 | 1139 | 7584
2047-48 | 710 | 480 | 554 | 28 | 354 | 680 | 738 | 182 | 345 | 2648 | 1190 | 7909
2048-49 | 738 | 503 | 578 | 30 | 367 | 713 | 769 | 191 | 364 | 2763 | 1244 | 8260
2049-50 | 770 | 527 | 603 | 31 | 383 | 747 | 803 | 201 | 383 | 2885 | 1302 | 8635
2050-51 | 795 | 542 | 623 | 33 | 394 | 771 | 834 | 207 | 393 | 2975 | 1346 | 8913
2051-52 | 818 | 557 | 639 | 34 | 403 | 794 | 864 | 213 | 403 | 3062 | 1390 | 9177
2052-53 | 843 | 574 | 658 | 35 | 413 | 823 | 899 | 219 | 417 | 3165 | 1439 | 9485
2053-54 | 854 | 588 | 669 | 37 | 418 | 845 | 916 | 225 | 431 | 3222 | 1468 | 9673
2054-55 | 872 | 605 | 684 | 39 | 427 | 870 | 942 | 232 | 446 | 3304 | 1509 | 9930
2055-56 | 889 | 617 | 698 | 40 | 436 | 889 | 964 | 239 | 456 | 3368 | 1542 | 10138
2056-57 | 902 | 627 | 708 | 42 | 443 | 903 | 982 | 243 | 463 | 3415 | 1566 | 10294
Note: Reflects end-use electrification of space heating, water heating, cooking, and other end-uses.

## I-13d
Table I-13d: Comparison of Electrification Impacts
Reflects Cumulative Impacts
NYCA Annual Energy Usage - GWh
Year | Lower Demand Forecast |  |  | Baseline Forecast |  |  | Higher Demand Forecast
| EV | Building | Total | EV | Building | Total | EV | Building | Total
2026 | 1308 | 159 | 1467 | 1309 | 449 | 1758 | 1311 | 817 | 2128
2027 | 1584 | 206 | 1790 | 1590 | 803 | 2393 | 1596 | 1564 | 3160
2028 | 1891 | 305 | 2196 | 1911 | 1245 | 3156 | 1936 | 2425 | 4361
2029 | 2236 | 450 | 2686 | 2298 | 1757 | 4055 | 2350 | 3380 | 5730
2030 | 2618 | 751 | 3369 | 2761 | 2455 | 5216 | 2861 | 4548 | 7409
2031 | 3053 | 1118 | 4171 | 3312 | 3250 | 6562 | 3487 | 5842 | 9329
2032 | 3525 | 1499 | 5024 | 3971 | 4090 | 8061 | 4264 | 7204 | 11468
2033 | 4044 | 1901 | 5945 | 4775 | 4981 | 9756 | 5236 | 8640 | 13876
2034 | 4607 | 2307 | 6914 | 5756 | 5902 | 11658 | 6459 | 10121 | 16580
2035 | 5219 | 2745 | 7964 | 6958 | 6877 | 13835 | 8002 | 11679 | 19681
2036 | 5872 | 3207 | 9079 | 8446 | 7895 | 16341 | 9965 | 13286 | 23251
2037 | 6563 | 3638 | 10201 | 10284 | 8897 | 19181 | 12462 | 14879 | 27341
2038 | 7273 | 4089 | 11362 | 12152 | 9922 | 22074 | 14984 | 16493 | 31477
2039 | 8001 | 4563 | 12564 | 14020 | 10969 | 24989 | 17515 | 18128 | 35643
2040 | 8729 | 5074 | 13803 | 15879 | 12048 | 27927 | 20043 | 19781 | 39824
2041 | 9464 | 5603 | 15067 | 17717 | 13120 | 30837 | 22554 | 21417 | 43971
2042 | 10190 | 6141 | 16331 | 19534 | 14181 | 33715 | 25032 | 23024 | 48056
2043 | 10931 | 6681 | 17612 | 21331 | 15213 | 36544 | 27484 | 24580 | 52064
2044 | 11698 | 7223 | 18921 | 23092 | 16207 | 39299 | 29885 | 26067 | 55952
2045 | 12481 | 7771 | 20252 | 24810 | 17169 | 41979 | 32219 | 27504 | 59723
2046 | 13289 | 8305 | 21594 | 26460 | 18065 | 44525 | 34457 | 28843 | 63300
2047 | 14128 | 8815 | 22943 | 28030 | 18892 | 46922 | 36551 | 30086 | 66637
2048 | 15001 | 9321 | 24322 | 29463 | 19708 | 49171 | 38428 | 31314 | 69742
2049 | 15903 | 9802 | 25705 | 30754 | 20451 | 51205 | 40068 | 32441 | 72509
2050 | 16837 | 10249 | 27086 | 31894 | 21117 | 53011 | 41445 | 33472 | 74917
2051 | 17651 | 10653 | 28304 | 32610 | 21704 | 54314 | 42222 | 34390 | 76612
2052 | 18530 | 11011 | 29541 | 33304 | 22209 | 55513 | 42915 | 35197 | 78112
2053 | 19383 | 11323 | 30706 | 33827 | 22628 | 56455 | 43359 | 35897 | 79256
2054 | 20246 | 11582 | 31828 | 34317 | 22970 | 57287 | 43740 | 36486 | 80226
2055 | 21095 | 11795 | 32890 | 34773 | 23233 | 58006 | 44072 | 36972 | 81044
2056 | 21892 | 11950 | 33842 | 35165 | 23423 | 58588 | 44329 | 37361 | 81690
Note: Electric Vehicle annual energy usage from Tables I-1b, I-11b, I-15a, and I-16a.
Includes light duty vehicles, medium and heavy duty vehicles, and buses.
Note: Building electrification annual energy usage from Tables I-1b, I-13a, I-15a, and I-16a.
Includes electrification of space heating, water heating, cooking, and other end uses.

## I-14
Table I-14: Large Load Forecast
Reflects Cumulative Existing and Future Load Impacts of Large Load Projects
Summer Peak Demand by Zone - MW
Year | A | B | C | D | E | F | G | H | I | J | K | NYCA
2026 | 280 | 11 | 0 | 160 | 15 | 0 | 72 | 0 | 0 | 0 | 0 | 538
2027 | 440 | 11 | 0 | 435 | 15 | 0 | 173 | 0 | 0 | 0 | 1 | 1075
2028 | 440 | 161 | 0 | 435 | 65 | 0 | 184 | 0 | 0 | 0 | 7 | 1292
2029 | 440 | 291 | 30 | 435 | 65 | 0 | 227 | 0 | 0 | 0 | 29 | 1517
2030 | 440 | 411 | 170 | 435 | 65 | 0 | 241 | 0 | 0 | 0 | 69 | 1831
2031 | 440 | 411 | 270 | 435 | 65 | 0 | 255 | 0 | 0 | 0 | 113 | 1989
2032 | 440 | 411 | 370 | 435 | 65 | 0 | 260 | 0 | 0 | 0 | 150 | 2131
2033 | 440 | 411 | 590 | 435 | 65 | 0 | 264 | 0 | 0 | 0 | 174 | 2379
2034 | 440 | 411 | 750 | 435 | 65 | 0 | 269 | 0 | 0 | 0 | 184 | 2554
2035 | 440 | 411 | 830 | 435 | 65 | 0 | 275 | 0 | 0 | 0 | 187 | 2643
2036 | 440 | 411 | 900 | 435 | 65 | 0 | 279 | 0 | 0 | 0 | 187 | 2717
2037 | 440 | 411 | 960 | 435 | 65 | 0 | 283 | 0 | 0 | 0 | 187 | 2781
2038 | 440 | 411 | 990 | 435 | 65 | 0 | 287 | 0 | 0 | 0 | 187 | 2815
2039 | 440 | 411 | 1020 | 435 | 65 | 0 | 291 | 0 | 0 | 0 | 187 | 2849
2040 | 440 | 411 | 1050 | 435 | 65 | 0 | 292 | 0 | 0 | 0 | 187 | 2880
2041 | 440 | 411 | 1050 | 435 | 65 | 0 | 292 | 0 | 0 | 0 | 187 | 2880
Winter Peak Demand by Zone - MW
Year | A | B | C | D | E | F | G | H | I | J | K | NYCA
2026-27 | 440 | 11 | 0 | 169 | 15 | 0 | 72 | 0 | 0 | 0 | 0 | 707
2027-28 | 440 | 91 | 0 | 435 | 40 | 0 | 173 | 0 | 0 | 0 | 3 | 1182
2028-29 | 440 | 191 | 0 | 435 | 65 | 0 | 184 | 0 | 0 | 0 | 36 | 1351
2029-30 | 440 | 381 | 70 | 435 | 65 | 0 | 227 | 0 | 0 | 0 | 71 | 1689
2030-31 | 440 | 411 | 180 | 435 | 65 | 0 | 241 | 0 | 0 | 0 | 136 | 1908
2031-32 | 440 | 411 | 280 | 435 | 65 | 0 | 255 | 0 | 0 | 0 | 189 | 2075
2032-33 | 440 | 411 | 420 | 435 | 65 | 0 | 260 | 0 | 0 | 0 | 219 | 2250
2033-34 | 440 | 411 | 610 | 435 | 65 | 0 | 264 | 0 | 0 | 0 | 236 | 2461
2034-35 | 440 | 411 | 760 | 435 | 65 | 0 | 269 | 0 | 0 | 0 | 243 | 2623
2035-36 | 440 | 411 | 840 | 435 | 65 | 0 | 275 | 0 | 0 | 0 | 244 | 2710
2036-37 | 440 | 411 | 910 | 435 | 65 | 0 | 279 | 0 | 0 | 0 | 244 | 2784
2037-38 | 440 | 411 | 970 | 435 | 65 | 0 | 283 | 0 | 0 | 0 | 244 | 2848
2038-39 | 440 | 411 | 1000 | 435 | 65 | 0 | 287 | 0 | 0 | 0 | 244 | 2882
2039-40 | 440 | 411 | 1030 | 435 | 65 | 0 | 291 | 0 | 0 | 0 | 244 | 2916
2040-41 | 440 | 411 | 1050 | 435 | 65 | 0 | 292 | 0 | 0 | 0 | 244 | 2937
2041-42 | 440 | 411 | 1050 | 435 | 65 | 0 | 292 | 0 | 0 | 0 | 244 | 2937
Annual Energy by Zone - GWh
Year | A | B | C | D | E | F | G | H | I | J | K | NYCA
2026 | 1820 | 60 | 0 | 1250 | 110 | 0 | 400 | 0 | 0 | 0 | 0 | 3640
2027 | 2940 | 160 | 0 | 2630 | 140 | 0 | 1000 | 0 | 0 | 0 | 0 | 6870
2028 | 2940 | 960 | 0 | 3310 | 440 | 0 | 1310 | 0 | 0 | 0 | 50 | 9010
2029 | 2940 | 1830 | 200 | 3310 | 500 | 0 | 1550 | 0 | 0 | 0 | 220 | 10550
2030 | 2940 | 2700 | 1080 | 3310 | 500 | 0 | 1720 | 0 | 0 | 0 | 530 | 12780
2031 | 2940 | 2760 | 1900 | 3310 | 500 | 0 | 1820 | 0 | 0 | 0 | 920 | 14150
2032 | 2940 | 2760 | 2730 | 3310 | 500 | 0 | 1870 | 0 | 0 | 0 | 1250 | 15360
2033 | 2940 | 2760 | 4230 | 3310 | 500 | 0 | 1910 | 0 | 0 | 0 | 1450 | 17100
2034 | 2940 | 2760 | 5550 | 3310 | 500 | 0 | 1940 | 0 | 0 | 0 | 1530 | 18530
2035 | 2940 | 2760 | 6360 | 3310 | 500 | 0 | 1980 | 0 | 0 | 0 | 1550 | 19400
2036 | 2940 | 2760 | 6930 | 3310 | 500 | 0 | 2020 | 0 | 0 | 0 | 1560 | 20020
2037 | 2940 | 2760 | 7430 | 3310 | 500 | 0 | 2040 | 0 | 0 | 0 | 1560 | 20540
2038 | 2940 | 2760 | 7750 | 3310 | 500 | 0 | 2070 | 0 | 0 | 0 | 1560 | 20890
2039 | 2940 | 2760 | 7990 | 3310 | 500 | 0 | 2100 | 0 | 0 | 0 | 1560 | 21160
2040 | 2940 | 2760 | 8210 | 3310 | 500 | 0 | 2120 | 0 | 0 | 0 | 1560 | 21400
2041 | 2940 | 2760 | 8210 | 3310 | 500 | 0 | 2120 | 0 | 0 | 0 | 1560 | 21400
Flexible Load by Zone - MW
Year | A | B | C | D | E | F | G | H | I | J | K | NYCA
2026 | 200 | 0 | 0 | 160 | 0 | 0 | 0 | 0 | 0 | 0 | 0 | 360
2027 | 240 | 0 | 0 | 435 | 0 | 0 | 0 | 0 | 0 | 0 | 0 | 675
2028 | 240 | 0 | 0 | 435 | 0 | 0 | 0 | 0 | 0 | 0 | 0 | 675
2029 | 240 | 0 | 0 | 435 | 0 | 0 | 0 | 0 | 0 | 0 | 0 | 675
2030 | 240 | 0 | 0 | 435 | 0 | 0 | 0 | 0 | 0 | 0 | 0 | 675
2031 | 240 | 0 | 0 | 435 | 0 | 0 | 0 | 0 | 0 | 0 | 0 | 675
Large Loads by Forecast - MW
Forecast | A | B | C | D | E | F | G | H | I | J | K | NYCA
Lower | 440 | 11 | 475 | 170 | 15 | 0 | 110 | 0 | 0 | 0 | 0 | 1221
Baseline | 440 | 411 | 1050 | 435 | 65 | 0 | 292 | 0 | 0 | 0 | 244 | 2937
Higher | 760 | 411 | 1700 | 711 | 65 | 210 | 292 | 0 | 0 | 0 | 244 | 4393
All Loads | 2090 | 600 | 2216 | 2647 | 2924 | 450 | 292 | 1200 | 0 | 0 | 244 | 12663
Notes:
Forecasts for 2041 onward match the final year forecasts in these tables (2031 onward for Flexible Large Load table).
These forecast values are embedded in the final annual energy, summer peak, and winter peak demand forecasts.
Table IV-7 lists the NYISO Interconnection Queue information for proposed interconnecting large loads. These forecast tables do not necessarily reflect the proposed date and MW values listed in Table IV-7, and include impacts for load projects not listed in the NYISO IQ as of March 15, 2026.
Flexible Load by Zone MW represents potential peak reductions from large load projects expected to be able to reduce or minimize their load during the system peak and other high load hours.
Flexible Load MW may overlap with SCR MW values listed in Table I-17 or DER MW values listed in Table III-4.
Large Loads by Forecast table lists maximum large load demand included in the Lower, Baseline, and Higher Demand Forecasts.
All Loads row lists maximum aggregated Zonal load for projects listed in Table IV-7 or included in the 2026 Gold Book large load forecasts.

## I-15
Table I-15a: Summary of NYCA Lower Demand Annual Energy Forecasts - GWh | [10 empty] | Table I-15b: Summary of NYCA Lower Demand Summer Coincident Peak Forecasts - MW | [10 empty] | Table I-15c: Summary of NYCA Lower Demand Winter Coincident Peak Forecasts - MW
Year | (a) | (b) | (c) | (d) | (e) | (f) | (g) | (h) | (i) | (j) | Year | (a) | (b) | (c) | (d) | (e) | (f) | (g) | (h) | (i) | (j) | Year | (a) | (b) | (c) | (d) | (e) | (f) | (g) | (h) | (i) | (j)
|  | (-) | (-) | (-) | (+) | (+) | (+) | (+) | =a-b-c-d+e+f+g+h |  |  |  | (-) | (-) | (-) | (-) | (+) | (+) | (+) | =a-b-c-d-e+f+g+h |  |  |  | (-) | (-) | (-) | (-) | (+) | (+) | (+) | =a-b-c-d-e+f+g+h
| Econometric Energy | EE and C&S | Solar PV, BTM | Non-Solar DG, BTM | Storage Net Energy Consumption | EV Energy | Building Electrification | Large Load Projects | Lower Demand Annual Energy Forecast | Forecast Prior to Large Load Growth |  | Econometric Peak Demand | EE and C&S | Solar PV, BTM | Non-Solar DG, BTM | BTM Storage Peak Reductions | EV Peak Demand | Building Electrification | Large Load Projects | Lower Demand Summer Peak Forecast | Forecast Prior to Large Load Growth |  | Econometric Peak Demand | EE and C&S | Solar PV, BTM | Non-Solar DG, BTM | BTM Storage Peak Reductions | EV Peak Demand | Building Electrification | Large Load Projects | Lower Demand Winter Peak Forecast | Forecast Prior to Large Load Growth
2026 | 160764 | 1301 | 9199 | 3926 | 245 | 1308 | 159 | 2670 | 150720 | 150720 | 2026 | 32649 | 322 | 941 | 448 | 301 | 230 | 6 | 337 | 31210 | 31210 | 2026-27 | 24056 | 169 | 0 | 448 | 301 | 408 | 58 | 436 | 24040 | 24040
2027 | 161115 | 2577 | 10365 | 4087 | 414 | 1584 | 206 | 3440 | 149730 | 148960 | 2027 | 32753 | 637 | 1033 | 467 | 403 | 261 | 17 | 509 | 31000 | 30828 | 2027-28 | 24052 | 333 | 0 | 467 | 403 | 519 | 133 | 559 | 24060 | 23937
2028 | 161935 | 3819 | 11394 | 4230 | 582 | 1891 | 305 | 4220 | 149490 | 147940 | 2028 | 32980 | 937 | 1105 | 482 | 511 | 309 | 26 | 620 | 30900 | 30617 | 2028-29 | 24044 | 502 | 0 | 482 | 511 | 594 | 277 | 670 | 24090 | 23856
2029 | 162142 | 5003 | 12281 | 4365 | 751 | 2236 | 450 | 5120 | 149050 | 146600 | 2029 | 33140 | 1222 | 1168 | 499 | 623 | 363 | 36 | 763 | 30790 | 30364 | 2029-30 | 23971 | 728 | 0 | 499 | 623 | 673 | 503 | 803 | 24100 | 23733
2030 | 162822 | 6565 | 13025 | 4411 | 920 | 2618 | 751 | 6190 | 149300 | 145780 | 2030 | 33285 | 1573 | 1217 | 503 | 718 | 422 | 50 | 914 | 30660 | 30083 | 2030-31 | 23865 | 948 | 0 | 503 | 718 | 762 | 738 | 924 | 24120 | 23632
2031 | 163550 | 8032 | 13647 | 4539 | 997 | 3053 | 1118 | 7010 | 149510 | 145170 | 2031 | 33375 | 1891 | 1255 | 518 | 802 | 491 | 70 | 1010 | 30480 | 29807 | 2031-32 | 23846 | 1162 | 0 | 518 | 802 | 843 | 923 | 1020 | 24150 | 23566
2032 | 164300 | 9415 | 14163 | 4662 | 1076 | 3525 | 1499 | 7630 | 149790 | 144830 | 2032 | 33541 | 2181 | 1282 | 532 | 869 | 562 | 90 | 1081 | 30410 | 29666 | 2032-33 | 23789 | 1378 | 0 | 532 | 869 | 941 | 1128 | 1091 | 24170 | 23515
2033 | 164357 | 10697 | 14595 | 4784 | 1154 | 4044 | 1901 | 8190 | 149570 | 144050 | 2033 | 33604 | 2463 | 1304 | 546 | 940 | 648 | 110 | 1151 | 30260 | 29446 | 2033-34 | 23757 | 1586 | 0 | 546 | 940 | 1043 | 1291 | 1161 | 24180 | 23455
2034 | 164493 | 11909 | 14962 | 4897 | 1231 | 4607 | 2307 | 8730 | 149600 | 143540 | 2034 | 33635 | 2712 | 1316 | 559 | 1011 | 739 | 133 | 1221 | 30130 | 29246 | 2034-35 | 23725 | 1792 | 0 | 559 | 1011 | 1147 | 1459 | 1221 | 24190 | 23405
2035 | 164784 | 13057 | 15269 | 5011 | 1309 | 5219 | 2745 | 8880 | 149600 | 143390 | 2035 | 33734 | 2952 | 1319 | 571 | 1077 | 833 | 161 | 1221 | 30030 | 29146 | 2035-36 | 23715 | 1995 | 0 | 571 | 1077 | 1267 | 1640 | 1221 | 24200 | 23415
2036 | 165308 | 14143 | 15535 | 5127 | 1388 | 5872 | 3207 | 8880 | 149850 | 143640 | 2036 | 33805 | 3164 | 1314 | 585 | 1142 | 930 | 189 | 1221 | 29940 | 29056 | 2036-37 | 23705 | 2193 | 0 | 585 | 1142 | 1390 | 1854 | 1221 | 24250 | 23465
2037 | 165433 | 15109 | 15759 | 5242 | 1466 | 6563 | 3638 | 8880 | 149870 | 143660 | 2037 | 33853 | 3366 | 1303 | 598 | 1206 | 1031 | 208 | 1221 | 29840 | 28956 | 2037-38 | 23704 | 2392 | 0 | 598 | 1206 | 1525 | 2056 | 1221 | 24310 | 23525
2038 | 165709 | 16042 | 15961 | 5342 | 1544 | 7273 | 4089 | 8880 | 150150 | 143940 | 2038 | 33835 | 3552 | 1284 | 611 | 1261 | 1132 | 230 | 1221 | 29710 | 28826 | 2038-39 | 23702 | 2589 | 0 | 611 | 1261 | 1639 | 2249 | 1221 | 24350 | 23565
2039 | 165983 | 16948 | 16136 | 5437 | 1624 | 8001 | 4563 | 8880 | 150530 | 144320 | 2039 | 33809 | 3713 | 1263 | 621 | 1320 | 1226 | 241 | 1221 | 29580 | 28696 | 2039-40 | 23708 | 2821 | 0 | 621 | 1320 | 1795 | 2468 | 1221 | 24430 | 23645
2040 | 166405 | 18036 | 16287 | 5526 | 1711 | 8729 | 5074 | 8880 | 150950 | 144740 | 2040 | 33820 | 3911 | 1245 | 631 | 1378 | 1317 | 257 | 1221 | 29450 | 28566 | 2040-41 | 23711 | 3049 | 0 | 631 | 1378 | 1960 | 2706 | 1221 | 24540 | 23755
2041 | 166370 | 19007 | 16423 | 5605 | 1798 | 9464 | 5603 | 8880 | 151080 | 144870 | 2041 | 33803 | 4097 | 1222 | 641 | 1436 | 1410 | 282 | 1221 | 29320 | 28436 | 2041-42 | 23737 | 3277 | 0 | 641 | 1436 | 2082 | 2984 | 1221 | 24670 | 23885
2042 | 166433 | 19958 | 16548 | 5673 | 1885 | 10190 | 6141 | 8880 | 151350 | 145140 | 2042 | 33785 | 4264 | 1201 | 649 | 1495 | 1504 | 299 | 1221 | 29200 | 28316 | 2042-43 | 23764 | 3501 | 0 | 649 | 1495 | 2253 | 3207 | 1221 | 24800 | 24015
2043 | 166707 | 20839 | 16665 | 5740 | 1975 | 10931 | 6681 | 8880 | 151930 | 145720 | 2043 | 33762 | 4404 | 1184 | 656 | 1549 | 1601 | 319 | 1221 | 29110 | 28226 | 2043-44 | 23775 | 3717 | 0 | 656 | 1549 | 2376 | 3480 | 1221 | 24930 | 24145
2044 | 167089 | 21714 | 16770 | 5808 | 2062 | 11698 | 7223 | 8880 | 152660 | 146450 | 2044 | 33756 | 4550 | 1160 | 664 | 1600 | 1686 | 341 | 1221 | 29030 | 28146 | 2044-45 | 23788 | 3933 | 0 | 664 | 1600 | 2499 | 3739 | 1221 | 25050 | 24265
2045 | 167093 | 22474 | 16867 | 5874 | 2150 | 12481 | 7771 | 8880 | 153160 | 146950 | 2045 | 33706 | 4691 | 1132 | 671 | 1646 | 1785 | 368 | 1221 | 28940 | 28056 | 2045-46 | 23820 | 4144 | 0 | 671 | 1646 | 2620 | 3980 | 1221 | 25180 | 24395
2046 | 167315 | 23225 | 16954 | 5936 | 2236 | 13289 | 8305 | 8880 | 153910 | 147700 | 2046 | 33651 | 4805 | 1101 | 679 | 1687 | 1876 | 394 | 1221 | 28870 | 27986 | 2046-47 | 23832 | 4351 | 0 | 679 | 1687 | 2796 | 4218 | 1221 | 25350 | 24565
2047 | 167638 | 23961 | 17041 | 5990 | 2321 | 14128 | 8815 | 8880 | 154790 | 148580 | 2047 | 33627 | 4924 | 1063 | 685 | 1728 | 1974 | 408 | 1221 | 28830 | 27946 | 2047-48 | 23872 | 4551 | 0 | 685 | 1728 | 3006 | 4405 | 1221 | 25540 | 24755
2048 | 168015 | 24634 | 17125 | 6045 | 2407 | 15001 | 9321 | 8880 | 155820 | 149610 | 2048 | 33586 | 5032 | 1022 | 691 | 1766 | 2062 | 432 | 1221 | 28790 | 27906 | 2048-49 | 23893 | 4723 | 0 | 691 | 1766 | 3158 | 4618 | 1221 | 25710 | 24925
2049 | 168080 | 25195 | 17202 | 6097 | 2489 | 15903 | 9802 | 8880 | 156660 | 150450 | 2049 | 33554 | 5137 | 976 | 696 | 1800 | 2151 | 453 | 1221 | 28770 | 27886 | 2049-50 | 23904 | 4881 | 0 | 696 | 1800 | 3262 | 4860 | 1221 | 25870 | 25085
2050 | 168379 | 25747 | 17280 | 6152 | 2574 | 16837 | 10249 | 8880 | 157740 | 151530 | 2050 | 33472 | 5223 | 929 | 703 | 1831 | 2253 | 490 | 1221 | 28750 | 27866 | 2050-51 | 23925 | 5034 | 0 | 703 | 1831 | 3387 | 5065 | 1221 | 26030 | 25245
2051 | 168800 | 26281 | 17352 | 6206 | 2655 | 17651 | 10653 | 8880 | 158800 | 152590 | 2051 | 33414 | 5308 | 879 | 710 | 1861 | 2350 | 513 | 1221 | 28740 | 27856 | 2051-52 | 23933 | 5179 | 0 | 710 | 1861 | 3491 | 5275 | 1221 | 26170 | 25385
2052 | 169313 | 26824 | 17423 | 6254 | 2737 | 18530 | 11011 | 8880 | 159970 | 153760 | 2052 | 33370 | 5398 | 829 | 715 | 1891 | 2442 | 530 | 1221 | 28730 | 27846 | 2052-53 | 23924 | 5313 | 0 | 715 | 1891 | 3552 | 5532 | 1221 | 26310 | 25525
2053 | 169483 | 27276 | 17492 | 6300 | 2819 | 19383 | 11323 | 8880 | 160820 | 154610 | 2053 | 33311 | 5479 | 777 | 720 | 1915 | 2534 | 545 | 1221 | 28720 | 27836 | 2053-54 | 23913 | 5441 | 0 | 720 | 1915 | 3644 | 5738 | 1221 | 26440 | 25655
2054 | 169734 | 27736 | 17560 | 6347 | 2901 | 20246 | 11582 | 8880 | 161700 | 155490 | 2054 | 33261 | 5566 | 725 | 725 | 1937 | 2621 | 560 | 1221 | 28710 | 27826 | 2054-55 | 23881 | 5560 | 0 | 725 | 1937 | 3675 | 6005 | 1221 | 26560 | 25775
2055 | 170118 | 28186 | 17627 | 6395 | 2980 | 21095 | 11795 | 8880 | 162660 | 156450 | 2055 | 33244 | 5645 | 697 | 731 | 1957 | 2688 | 577 | 1221 | 28700 | 27816 | 2055-56 | 23828 | 5671 | 0 | 731 | 1957 | 3709 | 6261 | 1221 | 26660 | 25875
2056 | 170712 | 28608 | 17691 | 6443 | 3058 | 21892 | 11950 | 8880 | 163750 | 157540 | 2056 | 33233 | 5719 | 669 | 737 | 1980 | 2762 | 589 | 1221 | 28700 | 27816 | 2056-57 | 23793 | 5775 | 0 | 737 | 1980 | 3758 | 6490 | 1221 | 26770 | 25985
(a) - Econometric Energy Forecast - Reflects impacts of projected weather trends and economic growth | [10 empty] | (a) - Econometric Summer Peak Demand - Reflects impacts of projected weather trends and economic growth | [10 empty] | (a) - Econometric Winter Peak Demand - Reflects impacts of projected weather trendsand economic growth
(b) - Table I-8a: Energy Efficiency and Codes & Standards Energy Impacts, Relative to 2025 | [10 empty] | (b) - Table I-8b: Energy Efficiency and Codes & Standards Summer Coincident Peak Demand Reductions, Relative to 2025 | [10 empty] | (b) - Table I-8c: Energy Efficiency and Codes & Standards Winter Coincident Peak Demand Reductions, Relative to 2025-26
(c) - Table I-9b: Solar PV Impacts, Behind-the-Meter - Total Reductions in Annual Energy | [10 empty] | (c) - Table I-9c: Solar PV Impacts, Behind-the-Meter, Total Reductions in Summer Coincident Peak Demand | [10 empty] | (c) - The forecast of solar PV-related reductions to the winter peak is zero because the system typically peaks after sunset
(d) - Table I-10b: Non-Solar Distributed Generation Impacts, Behind-the-Meter - Total Reductions in Annual Energy | [10 empty] | (d) - Table I-10d: Non-Solar Distributed Generation Impacts, Behind-the-Meter, Total Reductions in Coincident Peak Demand | [10 empty] | (d) - Table I-10c: Non-Solar Distributed Generation Impacts, Behind-the-Meter, Total Reductions in Coincident Peak Demand
(e) - Table I-12b: Storage Annual Net Energy Consumption, both wholesale and behind-the-meter (pumped storage is not included - see Table III-2 for current resources) | [10 empty] | (e) - Table I-12c: Storage Impacts, Behind-the-Meter, Reductions in Coincident Peak Demand (pumped storage is not included - see Table III-2 for current resources) | [10 empty] | (e) - Table I-12c: Storage Impacts, Behind-the-Meter, Reductions in Coincident Peak Demand (pumped storage is not included - see Table III-2 for current resources)
(f) - Table I-11b-L: Electric Vehicle Energy Usage | [10 empty] | (f) - Table I-11c-L: Electric Vehicle Summer Coincident Peak Demand | [10 empty] | (f) - Table I-11d-L: Electric Vehicle Winter Coincident Peak Demand
(g) - Table I-13a-L: Building Electrification Energy Usage - future end-use electrification including heat pumps, water heating, cooking, and other end-uses | [10 empty] | (g) - Table I-13b-L: Building Electrification Summer Coincident Peak Demand - future end-use electrification including heat pumps, water heating, cooking, and other end-uses | [10 empty] | (g) - Table I-13c-L: Building Electrification Winter Coincident Peak Demand - future end-use electrification including heat pumps, water heating, cooking, and other end-uses
(h) - Table I-14-L: Large Loads Forecast - reflects existing plus future load growth | [10 empty] | (h) - Table I-14-L: Large Loads Forecast - reflects existing plus future load growth | [10 empty] | (h) - Table I-14-L: Large Loads Forecast - reflects existing plus future load growth
(i) - Table I-2-L: Lower Demand Annual Energy Forecast | [10 empty] | (i) - Table I-3a-L: Lower Demand Summer Coincident Peak Forecast | [10 empty] | (j) - Table I-3b-L: Lower Demand Winter Coincident Peak Forecast
(j) - Annual energy forecast with no additional large load growth beyond 2026 | [10 empty] | (j) - Summer peak demand forecast with no additional large load growth beyond summer 2026 | [10 empty] | (j) - Winter peak demand forecast with no additional large load growth beyond winter 2026-27

## I-16
Table I-16a: Summary of NYCA Higher Demand Annual Energy Forecasts - GWh | [10 empty] | Table I-16b: Summary of NYCA Higher Demand Summer Coincident Peak Forecasts - MW | [10 empty] | Table I-16c: Summary of NYCA Higher Demand Winter Coincident Peak Forecasts - MW
Year | (a) | (b) | (c) | (d) | (e) | (f) | (g) | (h) | (i) | (j) | Year | (a) | (b) | (c) | (d) | (e) | (f) | (g) | (h) | (i) | (j) | Year | (a) | (b) | (c) | (d) | (e) | (f) | (g) | (h) | (i) | (j)
|  | (-) | (-) | (-) | (+) | (+) | (+) | (+) | =a-b-c-d+e+f+g+h |  |  |  | (-) | (-) | (-) | (-) | (+) | (+) | (+) | =a-b-c-d-e+f+g+h |  |  |  | (-) | (-) | (-) | (-) | (+) | (+) | (+) | =a-b-c-d-e+f+g+h
| Econometric Energy | EE and C&S | Solar PV, BTM | Non-Solar DG, BTM | Storage Net Energy Consumption | EV Energy | Building Electrification | Large Load Projects | Higher Demand Annual Energy Forecast | Forecast With Baseline Large Loads |  | Econometric Peak Demand | EE and C&S | Solar PV, BTM | Non-Solar DG, BTM | BTM Storage Peak Reductions | EV Peak Demand | Building Electrification | Large Load Projects | Higher Demand Summer Peak Forecast | Forecast With Baseline Large Loads |  | Econometric Peak Demand | EE and C&S | Solar PV, BTM | Non-Solar DG, BTM | BTM Storage Peak Reductions | EV Peak Demand | Building Electrification | Large Load Projects | Higher Demand Winter Peak Forecast | Forecast With Baseline Large Loads
2026 | 161653 | 1301 | 9199 | 3926 | 245 | 1311 | 817 | 3820 | 153420 | 153240 | 2026 | 32791 | 322 | 941 | 448 | 301 | 252 | 41 | 578 | 31650 | 31610 | 2026-27 | 24418 | 169 | 0 | 448 | 301 | 473 | 220 | 707 | 24900 | 24900
2027 | 163275 | 2577 | 10365 | 4087 | 414 | 1596 | 1564 | 6950 | 156770 | 156690 | 2027 | 33262 | 637 | 1033 | 467 | 403 | 311 | 108 | 1079 | 32220 | 32216 | 2027-28 | 24580 | 333 | 0 | 467 | 403 | 551 | 382 | 1250 | 25560 | 25017
2028 | 164930 | 3819 | 11394 | 4230 | 582 | 1936 | 2425 | 10100 | 160530 | 159440 | 2028 | 33653 | 937 | 1105 | 482 | 511 | 366 | 157 | 1439 | 32580 | 32433 | 2028-29 | 24695 | 502 | 0 | 482 | 511 | 648 | 592 | 1760 | 26200 | 25147
2029 | 166048 | 5003 | 12281 | 4365 | 751 | 2350 | 3380 | 14570 | 165450 | 161430 | 2029 | 33957 | 1222 | 1168 | 499 | 623 | 449 | 203 | 2193 | 33290 | 32614 | 2029-30 | 24864 | 728 | 0 | 499 | 623 | 751 | 1070 | 2415 | 27250 | 25542
2030 | 167832 | 6565 | 13025 | 4411 | 920 | 2861 | 4548 | 18020 | 170180 | 164940 | 2030 | 34324 | 1573 | 1217 | 503 | 718 | 543 | 267 | 2617 | 33740 | 32954 | 2030-31 | 24866 | 948 | 0 | 503 | 718 | 870 | 1514 | 2789 | 27870 | 25788
2031 | 169452 | 8032 | 13647 | 4539 | 997 | 3487 | 5842 | 20660 | 174220 | 167710 | 2031 | 34721 | 1891 | 1255 | 518 | 802 | 654 | 341 | 2980 | 34230 | 33239 | 2031-32 | 24972 | 1162 | 0 | 518 | 802 | 1000 | 1944 | 3156 | 28590 | 26141
2032 | 171356 | 9415 | 14163 | 4662 | 1076 | 4264 | 7204 | 23130 | 178790 | 171020 | 2032 | 35034 | 2181 | 1282 | 532 | 869 | 821 | 407 | 3312 | 34710 | 33529 | 2032-33 | 25074 | 1378 | 0 | 532 | 869 | 1191 | 2393 | 3501 | 29380 | 26586
2033 | 172016 | 10697 | 14595 | 4784 | 1154 | 5236 | 8640 | 25860 | 182830 | 174070 | 2033 | 35308 | 2463 | 1304 | 546 | 940 | 1022 | 493 | 3710 | 35280 | 33949 | 2033-34 | 25144 | 1586 | 0 | 546 | 940 | 1392 | 2834 | 3802 | 30100 | 27005
2034 | 173047 | 11909 | 14962 | 4897 | 1231 | 6459 | 10121 | 27620 | 186710 | 177620 | 2034 | 35541 | 2712 | 1316 | 559 | 1011 | 1258 | 579 | 3910 | 35690 | 34334 | 2034-35 | 25196 | 1792 | 0 | 559 | 1011 | 1677 | 3290 | 3989 | 30790 | 27508
2035 | 174267 | 13057 | 15269 | 5011 | 1309 | 8002 | 11679 | 28630 | 190550 | 181320 | 2035 | 35861 | 2952 | 1319 | 571 | 1077 | 1534 | 675 | 4019 | 36170 | 34794 | 2035-36 | 25379 | 1995 | 0 | 571 | 1077 | 2033 | 3775 | 4096 | 31640 | 28251
2036 | 175906 | 14143 | 15535 | 5127 | 1388 | 9965 | 13286 | 29390 | 195130 | 185760 | 2036 | 36170 | 3164 | 1314 | 585 | 1142 | 1874 | 768 | 4113 | 36720 | 35324 | 2036-37 | 25528 | 2193 | 0 | 585 | 1142 | 2457 | 4395 | 4190 | 32650 | 29167
2037 | 176773 | 15109 | 15759 | 5242 | 1466 | 12462 | 14879 | 30040 | 199510 | 190010 | 2037 | 36462 | 3366 | 1303 | 598 | 1206 | 2263 | 861 | 4197 | 37310 | 35894 | 2037-38 | 25614 | 2392 | 0 | 598 | 1206 | 2934 | 4944 | 4274 | 33570 | 30003
2038 | 178084 | 16042 | 15961 | 5342 | 1544 | 14984 | 16493 | 30530 | 204290 | 194650 | 2038 | 36705 | 3552 | 1284 | 611 | 1261 | 2684 | 968 | 4251 | 37900 | 36464 | 2038-39 | 25713 | 2589 | 0 | 611 | 1261 | 3444 | 5456 | 4328 | 34480 | 30859
2039 | 179314 | 16948 | 16136 | 5437 | 1624 | 17515 | 18128 | 30920 | 208980 | 199220 | 2039 | 36892 | 3713 | 1263 | 621 | 1320 | 3125 | 1055 | 4305 | 38460 | 37004 | 2039-40 | 25847 | 2821 | 0 | 621 | 1320 | 3965 | 6028 | 4372 | 35450 | 31785
2040 | 180804 | 18036 | 16287 | 5526 | 1711 | 20043 | 19781 | 31180 | 213670 | 203890 | 2040 | 37097 | 3911 | 1245 | 631 | 1378 | 3547 | 1145 | 4336 | 38960 | 37504 | 2040-41 | 25908 | 3049 | 0 | 631 | 1378 | 4493 | 6624 | 4393 | 36360 | 32674
2041 | 181536 | 19007 | 16423 | 5605 | 1798 | 22554 | 21417 | 31180 | 217450 | 207670 | 2041 | 37279 | 4097 | 1222 | 641 | 1436 | 3975 | 1256 | 4336 | 39450 | 37994 | 2041-42 | 26012 | 3277 | 0 | 641 | 1436 | 4980 | 7289 | 4393 | 37320 | 33634
2042 | 182528 | 19958 | 16548 | 5673 | 1885 | 25032 | 23024 | 31180 | 221470 | 211690 | 2042 | 37470 | 4264 | 1201 | 649 | 1495 | 4401 | 1342 | 4336 | 39940 | 38484 | 2042-43 | 26144 | 3501 | 0 | 649 | 1495 | 5475 | 7853 | 4393 | 38220 | 34534
2043 | 183775 | 20839 | 16665 | 5740 | 1975 | 27484 | 24580 | 31180 | 225750 | 215970 | 2043 | 37610 | 4404 | 1184 | 656 | 1549 | 4826 | 1421 | 4336 | 40400 | 38944 | 2043-44 | 26283 | 3717 | 0 | 656 | 1549 | 5891 | 8485 | 4393 | 39130 | 35444
2044 | 185278 | 21714 | 16770 | 5808 | 2062 | 29885 | 26067 | 31180 | 230180 | 220400 | 2044 | 37773 | 4550 | 1160 | 664 | 1600 | 5222 | 1523 | 4336 | 40880 | 39424 | 2044-45 | 26357 | 3933 | 0 | 664 | 1600 | 6354 | 9103 | 4393 | 40010 | 36324
2045 | 186042 | 22474 | 16867 | 5874 | 2150 | 32219 | 27504 | 31180 | 233880 | 224100 | 2045 | 37882 | 4691 | 1132 | 671 | 1646 | 5637 | 1615 | 4336 | 41330 | 39874 | 2045-46 | 26429 | 4144 | 0 | 671 | 1646 | 6753 | 9676 | 4393 | 40790 | 37104
2046 | 187329 | 23225 | 16954 | 5936 | 2236 | 34457 | 28843 | 31180 | 237930 | 228150 | 2046 | 37996 | 4805 | 1101 | 679 | 1687 | 6011 | 1699 | 4336 | 41770 | 40314 | 2046-47 | 26517 | 4351 | 0 | 679 | 1687 | 7169 | 10218 | 4393 | 41580 | 37894
2047 | 188544 | 23961 | 17041 | 5990 | 2321 | 36551 | 30086 | 31180 | 241690 | 231910 | 2047 | 38108 | 4924 | 1063 | 685 | 1728 | 6373 | 1763 | 4336 | 42180 | 40724 | 2047-48 | 26608 | 4551 | 0 | 685 | 1728 | 7674 | 10649 | 4393 | 42360 | 38674
2048 | 190165 | 24634 | 17125 | 6045 | 2407 | 38428 | 31314 | 31180 | 245690 | 235910 | 2048 | 38250 | 5032 | 1022 | 691 | 1766 | 6691 | 1844 | 4336 | 42610 | 41154 | 2048-49 | 26705 | 4723 | 0 | 691 | 1766 | 8113 | 11099 | 4393 | 43130 | 39444
2049 | 191016 | 25195 | 17202 | 6097 | 2489 | 40068 | 32441 | 31180 | 248700 | 238920 | 2049 | 38375 | 5137 | 976 | 696 | 1800 | 6973 | 1925 | 4336 | 43000 | 41544 | 2049-50 | 26846 | 4881 | 0 | 696 | 1800 | 8397 | 11571 | 4393 | 43830 | 40144
2050 | 192438 | 25747 | 17280 | 6152 | 2574 | 41445 | 33472 | 31180 | 251930 | 242150 | 2050 | 38492 | 5223 | 929 | 703 | 1831 | 7258 | 2020 | 4336 | 43420 | 41964 | 2050-51 | 26946 | 5034 | 0 | 703 | 1831 | 8682 | 11927 | 4393 | 44380 | 40694
2051 | 193822 | 26281 | 17352 | 6206 | 2655 | 42222 | 34390 | 31180 | 254430 | 244650 | 2051 | 38611 | 5308 | 879 | 710 | 1861 | 7454 | 2077 | 4336 | 43720 | 42264 | 2051-52 | 27059 | 5179 | 0 | 710 | 1861 | 8899 | 12269 | 4393 | 44870 | 41184
2052 | 195632 | 26824 | 17423 | 6254 | 2737 | 42915 | 35197 | 31180 | 257160 | 247380 | 2052 | 38782 | 5398 | 829 | 715 | 1891 | 7609 | 2136 | 4336 | 44030 | 42574 | 2052-53 | 27185 | 5313 | 0 | 715 | 1891 | 9019 | 12652 | 4393 | 45330 | 41644
2053 | 196663 | 27276 | 17492 | 6300 | 2819 | 43359 | 35897 | 31180 | 258850 | 249070 | 2053 | 38915 | 5479 | 777 | 720 | 1915 | 7732 | 2188 | 4336 | 44280 | 42824 | 2053-54 | 27293 | 5441 | 0 | 720 | 1915 | 9161 | 12909 | 4393 | 45680 | 41994
2054 | 197996 | 27736 | 17560 | 6347 | 2901 | 43740 | 36486 | 31180 | 260660 | 250880 | 2054 | 39048 | 5566 | 725 | 725 | 1937 | 7807 | 2242 | 4336 | 44480 | 43024 | 2054-55 | 27396 | 5560 | 0 | 725 | 1937 | 9231 | 13222 | 4393 | 46020 | 42334
2055 | 199404 | 28186 | 17627 | 6395 | 2980 | 44072 | 36972 | 31180 | 262400 | 252620 | 2055 | 39225 | 5645 | 697 | 731 | 1957 | 7858 | 2281 | 4336 | 44670 | 43214 | 2055-56 | 27518 | 5671 | 0 | 731 | 1957 | 9292 | 13476 | 4393 | 46320 | 42634
2056 | 201174 | 28608 | 17691 | 6443 | 3058 | 44329 | 37361 | 31180 | 264360 | 254580 | 2056 | 39390 | 5719 | 669 | 737 | 1980 | 7878 | 2321 | 4336 | 44820 | 43364 | 2056-57 | 27624 | 5775 | 0 | 737 | 1980 | 9388 | 13677 | 4393 | 46590 | 42904
(a) - Econometric Energy Forecast - Reflects impacts of projected weather trends and economic growth | [10 empty] | (a) - Econometric Summer Peak Demand - Reflects impacts of projected weather trends and economic growth | [10 empty] | (a) - Econometric Winter Peak Demand - Reflects impacts of projected weather trendsand economic growth
(b) - Table I-8a: Energy Efficiency and Codes & Standards Energy Impacts, Relative to 2025 | [10 empty] | (b) - Table I-8b: Energy Efficiency and Codes & Standards Summer Coincident Peak Demand Reductions, Relative to 2025 | [10 empty] | (b) - Table I-8c: Energy Efficiency and Codes & Standards Winter Coincident Peak Demand Reductions, Relative to 2025-26
(c) - Table I-9b: Solar PV Impacts, Behind-the-Meter - Total Reductions in Annual Energy | [10 empty] | (c) - Table I-9c: Solar PV Impacts, Behind-the-Meter, Total Reductions in Summer Coincident Peak Demand | [10 empty] | (c) - The forecast of solar PV-related reductions to the winter peak is zero because the system typically peaks after sunset
(d) - Table I-10b: Non-Solar Distributed Generation Impacts, Behind-the-Meter - Total Reductions in Annual Energy | [10 empty] | (d) - Table I-10d: Non-Solar Distributed Generation Impacts, Behind-the-Meter, Total Reductions in Coincident Peak Demand | [10 empty] | (d) - Table I-10c: Non-Solar Distributed Generation Impacts, Behind-the-Meter, Total Reductions in Coincident Peak Demand
(e) - Table I-12b: Storage Annual Net Energy Consumption, both wholesale and behind-the-meter (pumped storage is not included - see Table III-2 for current resources) | [10 empty] | (e) - Table I-12c: Storage Impacts, Behind-the-Meter, Reductions in Coincident Peak Demand (pumped storage is not included - see Table III-2 for current resources) | [10 empty] | (e) - Table I-12c: Storage Impacts, Behind-the-Meter, Reductions in Coincident Peak Demand (pumped storage is not included - see Table III-2 for current resources)
(f) - Table I-11b-H: Electric Vehicle Energy Usage | [10 empty] | (f) - Table I-11c-H: Electric Vehicle Summer Coincident Peak Demand | [10 empty] | (f) - Table I-11d-H: Electric Vehicle Winter Coincident Peak Demand
(g) - Table I-13a-H: Building Electrification Energy Usage - future end-use electrification including heat pumps, water heating, cooking, and other end-uses | [10 empty] | (g) - Table I-13b-H: Building Electrification Summer Coincident Peak Demand - future end-use electrification including heat pumps, water heating, cooking, and other end-uses | [10 empty] | (g) - Table I-13c-H: Building Electrification Winter Coincident Peak Demand - future end-use electrification including heat pumps, water heating, cooking, and other end-uses
(h) - Table I-14-H: Large Loads Forecast - reflects existing plus future load growth | [10 empty] | (h) - Table I-14-H: Large Loads Forecast - reflects existing plus future load growth | [10 empty] | (h) - Table I-14-H: Large Loads Forecast - reflects existing plus future load growth
(i) - Table I-2-H: Higher Demand Annual Energy Forecast | [10 empty] | (i) - Table I-3a-H: Higher Demand Summer Coincident Peak Forecast | [10 empty] | (i) - Table I-3b-H: Higher Demand Winter Coincident Peak Forecast
(j) - Higher Demand annual energy forecast with Baseline large load growth | [10 empty] | (j) - Higher Demand summer peak forecast with Baseline large load growth | [10 empty] | (j) - Higher Demand winter peak forecast with Baseline large load growth

## I-17
Table I-17: Projection of SCR and EDRP Enrollment
Special Case Resources - MW |  |  |  | Emergency Demand Response Program - MW
| Zone | Summer | Winter |  | Zone | Summer | Winter
| A | 149.796 | 62.665 |  | A | 0 | 0
| B | 28.297 | 23.322 |  | B | 0.17 | 0
| C | 70.415 | 55.107 |  | C | 0 | 0
| D | 15.714 | 20.425 |  | D | 0 | 0.055
| E | 25.375 | 17.248 |  | E | 0 | 0
| F | 87.794 | 56.61 |  | F | 0 | 0
| G | 34.737 | 12.795 |  | G | 0 | 0
| H | 10.805 | 6.03 |  | H | 0.128 | 0.168
| I | 28.4 | 11.648 |  | I | 0 | 0.2
| J | 453.006 | 228.045 |  | J | 0.684 | 0
| K | 22.936 | 6.842 |  | K | 0 | 0
| NYCA | 927.275 | 500.737 |  | NYCA | 0.982 | 0.423
Note: SCR and EDRP values are based on the projected enrollment for Summer 2026 and Winter 2026-7. Projected SCR enrollment is assumed to remain constant through the 2035-2036 Capability Year in Table V-2.

## I-18
Table I-18: Historical NYCA System Peak Demand
New York Control Area System Coincident Peaks
Summer Coincident Peak Dates & Times |  |  |  |  | Winter Coincident Peak Dates & Times
May 1 through October 31 |  |  |  |  | November 1 through following April 30
Year | Day of Week | Date | Hour Beginning | Summer Peak MW | Year | Day of Week | Date | Hour Beginning | Winter Peak MW
1997 | Tue | 1997-07-15 | 14 | 28699 | 1997 - 98 | Wed | 1997-12-10 | 17 | 22445
1998 | Wed | 1998-07-22 | 16 | 28161 | 1998 - 99 | Thu | 1999-01-14 | 17 | 23878
1999 | Tue | 1999-07-06 | 13 | 30311 | 1999 - 00 | Tue | 2000-01-18 | 17 | 24041
2000 | Mon | 2000-06-26 | 16 | 28138 | 2000 - 01 | Wed | 2000-12-13 | 17 | 23774
2001 | Thu | 2001-08-09 | 14 | 30982 | 2001 - 02 | Thu | 2002-04-18 | 16 | 23713
2002 | Mon | 2002-07-29 | 16 | 30664 | 2002 - 03 | Thu | 2003-01-23 | 18 | 24454
2003 | Thu | 2003-06-26 | 16 | 30333 | 2003 - 04 | Thu | 2004-01-15 | 18 | 25262
2004 | Wed | 2004-06-09 | 16 | 28433 | 2004 - 05 | Mon | 2004-12-20 | 17 | 25541
2005 | Tue | 2005-07-26 | 16 | 32075 | 2005 - 06 | Wed | 2005-12-14 | 18 | 25060
2006 | Wed | 2006-08-02 | 13 | 33939 | 2006 - 07 | Mon | 2007-02-05 | 17 | 25057
2007 | Wed | 2007-08-08 | 16 | 32169 | 2007 - 08 | Thu | 2008-01-03 | 18 | 25021
2008 | Mon | 2008-06-09 | 16 | 32432 | 2008 - 09 | Mon | 2008-12-22 | 17 | 24673
2009 | Mon | 2009-08-17 | 15 | 30844 | 2009 - 10 | Thu | 2009-12-17 | 17 | 24074
2010 | Tue | 2010-07-06 | 16 | 33452 | 2010 - 11 | Tue | 2010-12-14 | 17 | 24654
2011 | Fri | 2011-07-22 | 15 | 33865 | 2011 - 12 | Tue | 2012-01-03 | 17 | 23901
2012 | Tue | 2012-07-17 | 16 | 32439 | 2012 - 13 | Thu | 2013-01-24 | 18 | 24658
2013 | Fri | 2013-07-19 | 16 | 33956 | 2013 - 14 | Tue | 2014-01-07 | 18 | 25738
2014 | Tue | 2014-09-02 | 15 | 29782 | 2014 - 15 | Wed | 2015-01-07 | 18 | 24648
2015 | Wed | 2015-07-29 | 16 | 31138 | 2015 - 16 | Tue | 2016-01-19 | 18 | 23317
2016 | Thu | 2016-08-11 | 16 | 32076 | 2016 - 17 | Thu | 2016-12-15 | 17 | 24164
2017 | Wed | 2017-07-19 | 17 | 29699 | 2017 - 18 | Fri | 2018-01-05 | 17 | 25081
2018 | Wed | 2018-08-29 | 16 | 31861 | 2018 - 19 | Mon | 2019-01-21 | 18 | 24728
2019 | Sat | 2019-07-20 | 16 | 30397 | 2019 - 20 | Thu | 2019-12-19 | 17 | 23253
2020 | Mon | 2020-07-27 | 17 | 30660 | 2020 - 21 | Wed | 2020-12-16 | 17 | 22542
2021* | Tue | 2021-06-29 | 17 | 30919 | 2021 - 22 | Tue | 2022-01-11 | 17 | 23237
2022 | Wed | 2022-07-20 | 17 | 30505 | 2022 - 23 | Fri | 2023-02-03 | 18 | 23369
2023* | Wed | 2023-09-06 | 17 | 30206 | 2023 - 24 | Wed | 2024-01-17 | 18 | 22754
2024 | Mon | 2024-07-08 | 17 | 28990 | 2024 - 25 | Wed | 2025-01-22 | 18 | 23521
2025* | Tue | 2025-06-24 | 18 | 31857 | 2025 - 26 | Sat | 2026-02-07 | 18 | 24317
Note: Record peaks are highlighted.
Note: Peak hours are reported as hour beginning (e.g., if the peak occurs during the 4 to 5 PM hour, the hour beginning value is 16).
Note: Beginning in 2021, the peak hour for purposes of the ICAP market weather normalization and forecast is constrained to
July and August non-holiday weekdays.
* The ICAP market peak hour in 2021 was Thursday 8/26/2021, hour beginning 16 (30,309 MW).
* The ICAP market peak hour in 2023 was Friday 7/28/2023, hour beginning 17 (28,735 MW).
* The ICAP market peak hour in 2025 was Tuesday 7/29/2025, hour beginning 18 (30,645 MW).
Note: Values reflect NYISO operational data metered peak load, before weather normalization and demand response addbacks.

## I-19
Table I-19: Weather Normalized Annual Energy and Seasonal Peak Demand
Historical System Weather Normalized Values
Year | Weather Normalized Energy (GWh) | Summer | Weather Normalized Peak (MW) | Winter | Weather Normalized Peak (MW)
2003 | 158141 | 2003 | 31410 | 2003 - 04 | 24900
2004 | 160843 | 2004 | 31400 | 2004 - 05 | 25250
2005 | 164105 | 2005 | 33068 | 2005 - 06 | 24770
2006 | 163200 | 2006 | 32992 | 2006 - 07 | 25030
2007 | 165922 | 2007 | 33444 | 2007 - 08 | 25490
2008 | 166950 | 2008 | 33670 | 2008 - 09 | 25016
2009 | 161680 | 2009 | 33063 | 2009 - 10 | 24537
2010 | 161838 | 2010 | 32453 | 2010 - 11 | 24452
2011 | 163123 | 2011 | 33019 | 2011 - 12 | 24630
2012 | 163081 | 2012 | 33106 | 2012 - 13 | 24630
2013 | 163610 | 2013 | 33497 | 2013 - 14 | 24610
2014 | 161113 | 2014 | 33291 | 2014 - 15 | 24500
2015 | 160352 | 2015 | 33226 | 2015 - 16 | 24220
2016 | 159203 | 2016 | 33225 | 2016 - 17 | 24416
2017 | 156747 | 2017 | 32914 | 2017 - 18 | 24265
2018 | 158435 | 2018 | 32512 | 2018 - 19 | 24114
2019 | 155848 | 2019 | 32357 | 2019 - 20 | 24123
2020 | 150310 | 2020 | 31723 | 2020 - 21 | 23890
2021 | 152147 | 2021 | 31528 | 2021 - 22 | 23708
2022 | 152058 | 2022 | 31709 | 2022 - 23 | 23674
2023 | 149518 | 2023 | 31288 | 2023 - 24 | 23370
2024 | 151556 | 2024 | 31264 | 2024 - 25 | 24030
2025 | 151059 | 2025 | 31405 | 2025 - 26 | 24250
Note: Historical summer peak weather normalized values are from the ICAP forecast process, and include estimated
demand response impacts added back. The NYCA aggregate design weather condition is 57th percentile
summer peak day weather.
Note: Weather normalized annual energy values for all prior years have been calculated using the current methodology,
and may differ slightly from values reported in prior Gold Books.

## I-20
Table I-20: Historical NYCA Peak Day Weather Distributions
Summer NYCA Peak Day Temperature - Daily Average Dry Bulb (deg F)
Weather | A | B | C | D | E | F | G | H | I | J | K | NYCA
10th | 75 | 76 | 76 | 74 | 75 | 78 | 79 | 79 | 80 | 82 | 79 | 79
Baseline | 79 | 80 | 80 | 79 | 78 | 81 | 83 | 84 | 85 | 87 | 83 | 83
90th | 84 | 85 | 83 | 84 | 82 | 85 | 86 | 87 | 88 | 90 | 88 | 86
99th | 87 | 88 | 87 | 88 | 84 | 88 | 89 | 90 | 91 | 94 | 91 | 90
Summer NYCA Peak Day Temperature - Daily Maximum Dry Bulb (deg F)
Weather | A | B | C | D | E | F | G | H | I | J | K | NYCA
10th | 83 | 86 | 86 | 84 | 85 | 88 | 89 | 89 | 89 | 89 | 87 | 87
Baseline* | 88 | 90 | 90 | 89 | 89 | 92 | 94 | 95 | 95 | 95 | 93 | 92
90th | 92 | 94 | 95 | 94 | 93 | 97 | 97 | 99 | 98 | 98 | 99 | 96
99th | 96 | 97 | 99 | 98 | 96 | 100 | 101 | 102 | 102 | 102 | 103 | 99
Summer NYCA Peak Day Temperature - Daily Maximum Wet Bulb (deg F)
Weather | A | B | C | D | E | F | G | H | I | J | K | NYCA
10th | 72 | 72 | 72 | 72 | 72 | 73 | 74 | 74 | 74 | 75 | 75 | 73
Baseline* | 74 | 75 | 75 | 76 | 75 | 76 | 77 | 77 | 77 | 77 | 78 | 76
90th | 77 | 78 | 77 | 79 | 78 | 79 | 80 | 79 | 79 | 79 | 81 | 78
99th | 80 | 81 | 79 | 81 | 81 | 81 | 82 | 82 | 82 | 81 | 83 | 80
Note: Wet bulb temperature includes humidity impacts.
Winter NYCA Peak Day Temperature - Daily Average Dry Bulb (deg F)
Weather | A | B | C | D | E | F | G | H | I | J | K | NYCA
10th | 20 | 19 | 19 | 15 | 17 | 20 | 24 | 25 | 26 | 28 | 28 | 24
Baseline* | 10 | 10 | 10 | 4 | 7 | 10 | 13 | 15 | 14 | 17 | 19 | 14
90th | 1 | 1 | 0 | -7 | -3 | 1 | 5 | 8 | 9 | 11 | 11 | 6
99th | -6 | -6 | -8 | -16 | -11 | -8 | -2 | 0 | 2 | 4 | 4 | -1
Winter NYCA Peak Day Temperature - Daily Minimum Dry Bulb (deg F)
Weather | A | B | C | D | E | F | G | H | I | J | K | NYCA
10th | 14 | 13 | 14 | 8 | 11 | 13 | 18 | 20 | 20 | 23 | 23 | 18
Baseline | 5 | 4 | 3 | -3 | 0 | 3 | 6 | 8 | 8 | 11 | 13 | 8
90th | -4 | -4 | -7 | -15 | -11 | -7 | -2 | 0 | 2 | 5 | 4 | 0
99th | -12 | -11 | -15 | -25 | -20 | -16 | -10 | -8 | -6 | -3 | -3 | -7
* Baseline Summer Daily Maximum Dry Bulb, Summer Daily Maximum Wet Bulb, and Winter Daily Average Dry Bulb values
are used for DMNC temperature corrections.